## bus
name | baseKV | type | VM | VA | VNLB | VNUB | VELB | VEUB
1 | 11 | 1 | 1 | 1 | 0.94 | 1.1 | 1 | 1
2 | 11 | 1 | 1 | 1 | 0.94 | 1.1 | 1 | 1

## demand
name | busname | real | reactive | stat | VOLL
D1 | 2 | 3.4010194089583985 | 1.1178610211294373 | 1 | 100000

## branch
name | from_busname | to_busname | stat | r | x | b | ShortTermRating | ContinuousRating | angLB | angUB | contingency | probability
test | 1 | 2 | 1 | 7.818e-06 | 1.1232e-06 | 0 | 10000 | 10000 | -360 | 360 | 0 | 0

## transformer
name | from_busname | to_busname | type | stat | r | x | b | ShortTermRating | ContinuousRating | angLB | angUB | PhaseShift | TapRatio | TapLB | TapUB | contingency | probability

## shunt
busname | name | GL | BL | stat

## generator
busname | name | stat | type | PG | QG | PGLB | PGUB | QGLB | QGUB | VS | RampDown(MW/hr) | RampUp(MW/hr) | MinDownTime(hr) | MinUpTime(hr) | FuelType | contingency | probability | startup | shutdown | costc2 | costc1 | costc0 | PGLB_orig | RampDown_orig(MW/hr) | RampUp_orig(MW/hr)
1 | GridConnection_5 | 1 | 3 | 0 | 0 | 0 | 1000000 | -1000000 | 1000000 | 1 | 0 | 0 | 0 | 0 | NA | 0 | 0 | 0 | 0 | 0 | 0 | 100 | 0 | 0 | 0

## baseMVA
baseMVA
1

## timeseries
timeperiod | D1
0 | 3.7714
1 | 2.6438
2 | 2.3791
3 | 3.2159
4 | 2.1251
5 | 2.4648
6 | 5.8825
7 | 4.7996
8 | 4.1009
9 | 3.5106
10 | 6.03
11 | 5.6676
12 | 7.5171
13 | 3.321
14 | 4.1077
15 | 4.9191
16 | 6.0939
17 | 5.8985
18 | 4.3523
19 | 3.2987
20 | 2.2465
21 | 2.1709
22 | 3.3467
23 | 4.5644
24 | 5.4109
25 | 5.6737
26 | 5.546
27 | 9.2546
28 | 4.5236
29 | 6.4099
30 | 5.6081
31 | 7.4044
32 | 5.397
33 | 7.3932
34 | 6.3937
35 | 7.0552
36 | 7.6627
37 | 6.5153
38 | 5.6768
39 | 5.0386
40 | 5.0106
41 | 5.9467
42 | 6.5204
43 | 7.0786
44 | 10.874
45 | 10.6793
46 | 7.1451
47 | 7.6887
48 | 7.5956
49 | 6.1121
50 | 8.0534
51 | 8.4545
52 | 8.4769
53 | 11.1563
54 | 10.6812
55 | 10.2462
56 | 8.9522
57 | 7.3611
58 | 9.072
59 | 7.7608
60 | 7.9698
61 | 8.8774
62 | 7.1519
63 | 6.9011
64 | 5.9847
65 | 9.3814
66 | 7.3373
67 | 6.1443
68 | 6.3924
69 | 6.0471
70 | 5.0899
71 | 5.0032
72 | 4.9754
73 | 3.2952
74 | 3.233
75 | 2.7792
76 | 2.5889
77 | 2.7376
78 | 2.8498
79 | 2.9508
80 | 2.7729
81 | 2.8317
82 | 3.0508
83 | 2.4454
84 | 1.9937
85 | 2.2808
86 | 2.5195
87 | 1.9849
88 | 1.8981
89 | 2.2823
90 | 2.0264
91 | 1.9305
92 | 2.2279
93 | 1.6715
94 | 1.476
95 | 2.2331
96 | 2.794
97 | 2.4748
98 | 2.2928
99 | 2.1007
100 | 2.3835
101 | 3.1649
102 | 1.9564
103 | 1.9769
104 | 2.2555
105 | 1.9832
106 | 2.0039
107 | 2.2461
108 | 1.95
109 | 2.1746
110 | 1.8201
111 | 2.2202
112 | 3.1786
113 | 2.369
114 | 4.1452
115 | 4.2062
116 | 5.0999
117 | 6.7998
118 | 7.486
119 | 4.8846
120 | 12.2691
121 | 11.9592
122 | 9.2345
123 | 7.759
124 | 7.0728
125 | 4.274
126 | 3.746
127 | 4.2109
128 | 3.4278
129 | 3.2758
130 | 8.077
131 | 4.7048
132 | 3.5481
133 | 4.9311
134 | 3.2867
135 | 3.6781
136 | 3.2708
137 | 3.3412
138 | 7.9877
139 | 5.3289
140 | 4.2101
141 | 5.7444
142 | 4.3309
143 | 3.401

## EVs
name | busname | stat | Minoperatingcapacity(MW) | capacity(kW) | battery(kWh) | chargingrate(MW/hr) | dischargingrate(MW/hr) | ChargingEfficiency(%) | DischargingEfficiency(%) | dischargingcost(gbp/MWh) | chargingcost(gbp/MWh)
2003006660 | 2 | 1 | 0 | 7.4 | 40 | 250 | 0 | 0.88 | 0 | 0 | 150
2002002710 | 2 | 1 | 0 | 3.7 | 40 | 250 | 0 | 0.88 | 0 | 0 | 150
2013000539 | 2 | 1 | 0 | 7.4 | 40 | 250 | 0 | 0.88 | 0 | 0 | 150
2013009196 | 2 | 1 | 0 | 7.4 | 100 | 250 | 0 | 0.88 | 0 | 0 | 150
2016005501 | 2 | 1 | 0 | 3.7 | 24 | 250 | 0 | 0.88 | 0 | 0 | 150
2002000216 | 2 | 1 | 0 | 3.7 | 75 | 250 | 0 | 0.88 | 0 | 0 | 150
2006001273 | 2 | 1 | 0 | 3.7 | 24 | 250 | 0 | 0.88 | 0 | 0 | 150
2016007278 | 2 | 1 | 0 | 7.4 | 24 | 250 | 0 | 0.88 | 0 | 0 | 150
2006010926 | 2 | 1 | 0 | 3.7 | 75 | 250 | 0 | 0.88 | 0 | 0 | 150
2008002546 | 2 | 1 | 0 | 7.4 | 30 | 250 | 0 | 0.88 | 0 | 0 | 150
2004001565 | 2 | 1 | 0 | 7.4 | 24 | 250 | 0 | 0.88 | 0 | 0 | 150
2011004040 | 2 | 1 | 0 | 7.4 | 60 | 250 | 0 | 0.88 | 0 | 0 | 150
2003004352 | 2 | 1 | 0 | 7.4 | 60 | 250 | 0 | 0.88 | 0 | 0 | 150
2016006808 | 2 | 1 | 0 | 7.4 | 30 | 250 | 0 | 0.88 | 0 | 0 | 150
2006006967 | 2 | 1 | 0 | 7.4 | 40 | 250 | 0 | 0.88 | 0 | 0 | 150
2010005508 | 2 | 1 | 0 | 7.4 | 40 | 250 | 0 | 0.88 | 0 | 0 | 150
2003008517 | 2 | 1 | 0 | 7.4 | 60 | 250 | 0 | 0.88 | 0 | 0 | 150
2006007119 | 2 | 1 | 0 | 3.7 | 60 | 250 | 0 | 0.88 | 0 | 0 | 150
2005003567 | 2 | 1 | 0 | 3.7 | 75 | 250 | 0 | 0.88 | 0 | 0 | 150
2008008516 | 2 | 1 | 0 | 3.7 | 40 | 250 | 0 | 0.88 | 0 | 0 | 150
2007006243 | 2 | 1 | 0 | 3.7 | 24 | 250 | 0 | 0.88 | 0 | 0 | 150
2009001166 | 2 | 1 | 0 | 7.4 | 75 | 250 | 0 | 0.88 | 0 | 0 | 150
2003009981 | 2 | 1 | 0 | 7.4 | 24 | 250 | 0 | 0.88 | 0 | 0 | 150
2009004542 | 2 | 1 | 0 | 3.7 | 75 | 250 | 0 | 0.88 | 0 | 0 | 150
2004008007 | 2 | 1 | 0 | 7.4 | 30 | 250 | 0 | 0.88 | 0 | 0 | 150
2006008511 | 2 | 1 | 0 | 7.4 | 40 | 250 | 0 | 0.88 | 0 | 0 | 150
2008005692 | 2 | 1 | 0 | 3.7 | 60 | 250 | 0 | 0.88 | 0 | 0 | 150
2002002121 | 2 | 1 | 0 | 3.7 | 24 | 250 | 0 | 0.88 | 0 | 0 | 150
2009009010 | 2 | 1 | 0 | 7.4 | 24 | 250 | 0 | 0.88 | 0 | 0 | 150
2002005101 | 2 | 1 | 0 | 7.4 | 40 | 250 | 0 | 0.88 | 0 | 0 | 150
2007007655 | 2 | 1 | 0 | 7.4 | 30 | 250 | 0 | 0.88 | 0 | 0 | 150
2009010565 | 2 | 1 | 0 | 7.4 | 75 | 250 | 0 | 0.88 | 0 | 0 | 150
2014001420 | 2 | 1 | 0 | 7.4 | 100 | 250 | 0 | 0.88 | 0 | 0 | 150
2011006500 | 2 | 1 | 0 | 3.7 | 60 | 250 | 0 | 0.88 | 0 | 0 | 150
2007000957 | 2 | 1 | 0 | 7.4 | 40 | 250 | 0 | 0.88 | 0 | 0 | 150
2004002989 | 2 | 1 | 0 | 3.7 | 40 | 250 | 0 | 0.88 | 0 | 0 | 150
2002000269 | 2 | 1 | 0 | 7.4 | 40 | 250 | 0 | 0.88 | 0 | 0 | 150
2014004018 | 2 | 1 | 0 | 7.4 | 30 | 250 | 0 | 0.88 | 0 | 0 | 150
2005005681 | 2 | 1 | 0 | 3.7 | 30 | 250 | 0 | 0.88 | 0 | 0 | 150
2014008738 | 2 | 1 | 0 | 7.4 | 40 | 250 | 0 | 0.88 | 0 | 0 | 150
2007005214 | 2 | 1 | 0 | 7.4 | 24 | 250 | 0 | 0.88 | 0 | 0 | 150
2006001808 | 2 | 1 | 0 | 7.4 | 60 | 250 | 0 | 0.88 | 0 | 0 | 150
2015009201 | 2 | 1 | 0 | 3.7 | 60 | 250 | 0 | 0.88 | 0 | 0 | 150
2012006635 | 2 | 1 | 0 | 3.7 | 40 | 250 | 0 | 0.88 | 0 | 0 | 150
2005000669 | 2 | 1 | 0 | 7.4 | 60 | 250 | 0 | 0.88 | 0 | 0 | 150
2009006740 | 2 | 1 | 0 | 7.4 | 30 | 250 | 0 | 0.88 | 0 | 0 | 150
2007003951 | 2 | 1 | 0 | 7.4 | 30 | 250 | 0 | 0.88 | 0 | 0 | 150
2008009247 | 2 | 1 | 0 | 3.7 | 40 | 250 | 0 | 0.88 | 0 | 0 | 150
2007001665 | 2 | 1 | 0 | 3.7 | 30 | 250 | 0 | 0.88 | 0 | 0 | 150
2005002347 | 2 | 1 | 0 | 7.4 | 30 | 250 | 0 | 0.88 | 0 | 0 | 150
2002004266 | 2 | 1 | 0 | 3.7 | 60 | 250 | 0 | 0.88 | 0 | 0 | 150
2012004133 | 2 | 1 | 0 | 7.4 | 75 | 250 | 0 | 0.88 | 0 | 0 | 150
2011008944 | 2 | 1 | 0 | 7.4 | 30 | 250 | 0 | 0.88 | 0 | 0 | 150
2013000191 | 2 | 1 | 0 | 3.7 | 100 | 250 | 0 | 0.88 | 0 | 0 | 150
2006003061 | 2 | 1 | 0 | 7.4 | 40 | 250 | 0 | 0.88 | 0 | 0 | 150
2011008765 | 2 | 1 | 0 | 3.7 | 24 | 250 | 0 | 0.88 | 0 | 0 | 150
2009005441 | 2 | 1 | 0 | 7.4 | 30 | 250 | 0 | 0.88 | 0 | 0 | 150
2013003129 | 2 | 1 | 0 | 7.4 | 60 | 250 | 0 | 0.88 | 0 | 0 | 150
2003007130 | 2 | 1 | 0 | 3.7 | 75 | 250 | 0 | 0.88 | 0 | 0 | 150
2011003668 | 2 | 1 | 0 | 7.4 | 30 | 250 | 0 | 0.88 | 0 | 0 | 150
2006010662 | 2 | 1 | 0 | 3.7 | 30 | 250 | 0 | 0.88 | 0 | 0 | 150
2013004249 | 2 | 1 | 0 | 7.4 | 75 | 250 | 0 | 0.88 | 0 | 0 | 150
2006008425 | 2 | 1 | 0 | 3.7 | 40 | 250 | 0 | 0.88 | 0 | 0 | 150
2011002660 | 2 | 1 | 0 | 7.4 | 60 | 250 | 0 | 0.88 | 0 | 0 | 150
2006001756 | 2 | 1 | 0 | 3.7 | 100 | 250 | 0 | 0.88 | 0 | 0 | 150
2002001737 | 2 | 1 | 0 | 3.7 | 60 | 250 | 0 | 0.88 | 0 | 0 | 150
2009007933 | 2 | 1 | 0 | 7.4 | 30 | 250 | 0 | 0.88 | 0 | 0 | 150
2013000283 | 2 | 1 | 0 | 7.4 | 60 | 250 | 0 | 0.88 | 0 | 0 | 150
2006001881 | 2 | 1 | 0 | 7.4 | 30 | 250 | 0 | 0.88 | 0 | 0 | 150
2009001743 | 2 | 1 | 0 | 3.7 | 75 | 250 | 0 | 0.88 | 0 | 0 | 150
2013007485 | 2 | 1 | 0 | 7.4 | 30 | 250 | 0 | 0.88 | 0 | 0 | 150
2007009089 | 2 | 1 | 0 | 3.7 | 75 | 250 | 0 | 0.88 | 0 | 0 | 150
2014003802 | 2 | 1 | 0 | 3.7 | 30 | 250 | 0 | 0.88 | 0 | 0 | 150
2003003758 | 2 | 1 | 0 | 7.4 | 75 | 250 | 0 | 0.88 | 0 | 0 | 150
2009006369 | 2 | 1 | 0 | 3.7 | 40 | 250 | 0 | 0.88 | 0 | 0 | 150
2006007664 | 2 | 1 | 0 | 7.4 | 40 | 250 | 0 | 0.88 | 0 | 0 | 150
2010001576 | 2 | 1 | 0 | 7.4 | 60 | 250 | 0 | 0.88 | 0 | 0 | 150
2009009574 | 2 | 1 | 0 | 7.4 | 60 | 250 | 0 | 0.88 | 0 | 0 | 150
2011004807 | 2 | 1 | 0 | 7.4 | 40 | 250 | 0 | 0.88 | 0 | 0 | 150
2011004652 | 2 | 1 | 0 | 3.7 | 24 | 250 | 0 | 0.88 | 0 | 0 | 150
2008004748 | 2 | 1 | 0 | 3.7 | 30 | 250 | 0 | 0.88 | 0 | 0 | 150
2016007613 | 2 | 1 | 0 | 3.7 | 24 | 250 | 0 | 0.88 | 0 | 0 | 150
2004000816 | 2 | 1 | 0 | 3.7 | 30 | 250 | 0 | 0.88 | 0 | 0 | 150
2005000135 | 2 | 1 | 0 | 7.4 | 24 | 250 | 0 | 0.88 | 0 | 0 | 150
2007007751 | 2 | 1 | 0 | 3.7 | 30 | 250 | 0 | 0.88 | 0 | 0 | 150
2006000097 | 2 | 1 | 0 | 7.4 | 75 | 250 | 0 | 0.88 | 0 | 0 | 150
2007003859 | 2 | 1 | 0 | 3.7 | 30 | 250 | 0 | 0.88 | 0 | 0 | 150
2012008234 | 2 | 1 | 0 | 7.4 | 40 | 250 | 0 | 0.88 | 0 | 0 | 150
2011008174 | 2 | 1 | 0 | 7.4 | 30 | 250 | 0 | 0.88 | 0 | 0 | 150
2004003386 | 2 | 1 | 0 | 3.7 | 75 | 250 | 0 | 0.88 | 0 | 0 | 150
2003004834 | 2 | 1 | 0 | 7.4 | 60 | 250 | 0 | 0.88 | 0 | 0 | 150
2004009007 | 2 | 1 | 0 | 7.4 | 30 | 250 | 0 | 0.88 | 0 | 0 | 150
2002002118 | 2 | 1 | 0 | 3.7 | 75 | 250 | 0 | 0.88 | 0 | 0 | 150
2008004807 | 2 | 1 | 0 | 7.4 | 30 | 250 | 0 | 0.88 | 0 | 0 | 150
2007004180 | 2 | 1 | 0 | 3.7 | 24 | 250 | 0 | 0.88 | 0 | 0 | 150
2002004337 | 2 | 1 | 0 | 3.7 | 60 | 250 | 0 | 0.88 | 0 | 0 | 150
2004006737 | 2 | 1 | 0 | 3.7 | 24 | 250 | 0 | 0.88 | 0 | 0 | 150
2005007208 | 2 | 1 | 0 | 3.7 | 60 | 250 | 0 | 0.88 | 0 | 0 | 150
2007002106 | 2 | 1 | 0 | 3.7 | 60 | 250 | 0 | 0.88 | 0 | 0 | 150
2003009028 | 2 | 1 | 0 | 7.4 | 24 | 250 | 0 | 0.88 | 0 | 0 | 150
2014006157 | 2 | 1 | 0 | 7.4 | 60 | 250 | 0 | 0.88 | 0 | 0 | 150
2006001849 | 2 | 1 | 0 | 7.4 | 60 | 250 | 0 | 0.88 | 0 | 0 | 150
2010000928 | 2 | 1 | 0 | 3.7 | 24 | 250 | 0 | 0.88 | 0 | 0 | 150
2002005131 | 2 | 1 | 0 | 7.4 | 100 | 250 | 0 | 0.88 | 0 | 0 | 150
2015006672 | 2 | 1 | 0 | 7.4 | 60 | 250 | 0 | 0.88 | 0 | 0 | 150
2005006734 | 2 | 1 | 0 | 7.4 | 40 | 250 | 0 | 0.88 | 0 | 0 | 150
2008010235 | 2 | 1 | 0 | 7.4 | 75 | 250 | 0 | 0.88 | 0 | 0 | 150
2007008948 | 2 | 1 | 0 | 7.4 | 30 | 250 | 0 | 0.88 | 0 | 0 | 150
2009007303 | 2 | 1 | 0 | 7.4 | 75 | 250 | 0 | 0.88 | 0 | 0 | 150
2013001824 | 2 | 1 | 0 | 7.4 | 75 | 250 | 0 | 0.88 | 0 | 0 | 150
2007005758 | 2 | 1 | 0 | 7.4 | 24 | 250 | 0 | 0.88 | 0 | 0 | 150
2011009494 | 2 | 1 | 0 | 3.7 | 40 | 250 | 0 | 0.88 | 0 | 0 | 150
2002002628 | 2 | 1 | 0 | 7.4 | 24 | 250 | 0 | 0.88 | 0 | 0 | 150
2006011080 | 2 | 1 | 0 | 3.7 | 75 | 250 | 0 | 0.88 | 0 | 0 | 150
2003004945 | 2 | 1 | 0 | 7.4 | 24 | 250 | 0 | 0.88 | 0 | 0 | 150
2013002888 | 2 | 1 | 0 | 3.7 | 75 | 250 | 0 | 0.88 | 0 | 0 | 150
2009006511 | 2 | 1 | 0 | 7.4 | 60 | 250 | 0 | 0.88 | 0 | 0 | 150
2015007377 | 2 | 1 | 0 | 7.4 | 40 | 250 | 0 | 0.88 | 0 | 0 | 150
2007007681 | 2 | 1 | 0 | 3.7 | 30 | 250 | 0 | 0.88 | 0 | 0 | 150
2007007494 | 2 | 1 | 0 | 7.4 | 75 | 250 | 0 | 0.88 | 0 | 0 | 150
2006005337 | 2 | 1 | 0 | 3.7 | 40 | 250 | 0 | 0.88 | 0 | 0 | 150
2008003368 | 2 | 1 | 0 | 7.4 | 30 | 250 | 0 | 0.88 | 0 | 0 | 150
2009009804 | 2 | 1 | 0 | 7.4 | 60 | 250 | 0 | 0.88 | 0 | 0 | 150
2006009233 | 2 | 1 | 0 | 3.7 | 40 | 250 | 0 | 0.88 | 0 | 0 | 150
2011009276 | 2 | 1 | 0 | 3.7 | 60 | 250 | 0 | 0.88 | 0 | 0 | 150
2008009569 | 2 | 1 | 0 | 3.7 | 30 | 250 | 0 | 0.88 | 0 | 0 | 150
2013007915 | 2 | 1 | 0 | 3.7 | 30 | 250 | 0 | 0.88 | 0 | 0 | 150
2004006559 | 2 | 1 | 0 | 7.4 | 60 | 250 | 0 | 0.88 | 0 | 0 | 150
2006010617 | 2 | 1 | 0 | 7.4 | 40 | 250 | 0 | 0.88 | 0 | 0 | 150
2008005685 | 2 | 1 | 0 | 3.7 | 60 | 250 | 0 | 0.88 | 0 | 0 | 150
2004000147 | 2 | 1 | 0 | 3.7 | 30 | 250 | 0 | 0.88 | 0 | 0 | 150
2009007812 | 2 | 1 | 0 | 7.4 | 60 | 250 | 0 | 0.88 | 0 | 0 | 150
2011006329 | 2 | 1 | 0 | 3.7 | 30 | 250 | 0 | 0.88 | 0 | 0 | 150
2010001261 | 2 | 1 | 0 | 7.4 | 60 | 250 | 0 | 0.88 | 0 | 0 | 150
2003005092 | 2 | 1 | 0 | 7.4 | 24 | 250 | 0 | 0.88 | 0 | 0 | 150
2009004702 | 2 | 1 | 0 | 3.7 | 75 | 250 | 0 | 0.88 | 0 | 0 | 150
2008001082 | 2 | 1 | 0 | 3.7 | 24 | 250 | 0 | 0.88 | 0 | 0 | 150
2003009540 | 2 | 1 | 0 | 7.4 | 30 | 250 | 0 | 0.88 | 0 | 0 | 150
2008010212 | 2 | 1 | 0 | 3.7 | 75 | 250 | 0 | 0.88 | 0 | 0 | 150
2006004572 | 2 | 1 | 0 | 7.4 | 40 | 250 | 0 | 0.88 | 0 | 0 | 150
2003005253 | 2 | 1 | 0 | 7.4 | 24 | 250 | 0 | 0.88 | 0 | 0 | 150
2005007553 | 2 | 1 | 0 | 7.4 | 60 | 250 | 0 | 0.88 | 0 | 0 | 150
2004002083 | 2 | 1 | 0 | 7.4 | 40 | 250 | 0 | 0.88 | 0 | 0 | 150
2008006464 | 2 | 1 | 0 | 7.4 | 40 | 250 | 0 | 0.88 | 0 | 0 | 150
2013005335 | 2 | 1 | 0 | 7.4 | 60 | 250 | 0 | 0.88 | 0 | 0 | 150
2006005498 | 2 | 1 | 0 | 7.4 | 24 | 250 | 0 | 0.88 | 0 | 0 | 150
2008000662 | 2 | 1 | 0 | 3.7 | 24 | 250 | 0 | 0.88 | 0 | 0 | 150
2007005895 | 2 | 1 | 0 | 3.7 | 60 | 250 | 0 | 0.88 | 0 | 0 | 150
2003009162 | 2 | 1 | 0 | 3.7 | 40 | 250 | 0 | 0.88 | 0 | 0 | 150
2008000074 | 2 | 1 | 0 | 3.7 | 100 | 250 | 0 | 0.88 | 0 | 0 | 150
2008007582 | 2 | 1 | 0 | 3.7 | 100 | 250 | 0 | 0.88 | 0 | 0 | 150
2015000250 | 2 | 1 | 0 | 7.4 | 60 | 250 | 0 | 0.88 | 0 | 0 | 150
2004007363 | 2 | 1 | 0 | 3.7 | 30 | 250 | 0 | 0.88 | 0 | 0 | 150
2007008333 | 2 | 1 | 0 | 7.4 | 30 | 250 | 0 | 0.88 | 0 | 0 | 150
2004004883 | 2 | 1 | 0 | 7.4 | 75 | 250 | 0 | 0.88 | 0 | 0 | 150
2015009275 | 2 | 1 | 0 | 3.7 | 60 | 250 | 0 | 0.88 | 0 | 0 | 150
2006001712 | 2 | 1 | 0 | 7.4 | 60 | 250 | 0 | 0.88 | 0 | 0 | 150
2007004848 | 2 | 1 | 0 | 7.4 | 24 | 250 | 0 | 0.88 | 0 | 0 | 150
2003008417 | 2 | 1 | 0 | 7.4 | 75 | 250 | 0 | 0.88 | 0 | 0 | 150
2006004587 | 2 | 1 | 0 | 3.7 | 60 | 250 | 0 | 0.88 | 0 | 0 | 150
2012006288 | 2 | 1 | 0 | 7.4 | 100 | 250 | 0 | 0.88 | 0 | 0 | 150
2012005826 | 2 | 1 | 0 | 7.4 | 60 | 250 | 0 | 0.88 | 0 | 0 | 150
2005003796 | 2 | 1 | 0 | 7.4 | 30 | 250 | 0 | 0.88 | 0 | 0 | 150
2011008505 | 2 | 1 | 0 | 3.7 | 40 | 250 | 0 | 0.88 | 0 | 0 | 150
2010005241 | 2 | 1 | 0 | 3.7 | 40 | 250 | 0 | 0.88 | 0 | 0 | 150
2008010269 | 2 | 1 | 0 | 7.4 | 40 | 250 | 0 | 0.88 | 0 | 0 | 150
2006010654 | 2 | 1 | 0 | 7.4 | 40 | 250 | 0 | 0.88 | 0 | 0 | 150
2003000050 | 2 | 1 | 0 | 3.7 | 40 | 250 | 0 | 0.88 | 0 | 0 | 150
2009006330 | 2 | 1 | 0 | 3.7 | 30 | 250 | 0 | 0.88 | 0 | 0 | 150
2006001744 | 2 | 1 | 0 | 7.4 | 40 | 250 | 0 | 0.88 | 0 | 0 | 150
2011006034 | 2 | 1 | 0 | 7.4 | 60 | 250 | 0 | 0.88 | 0 | 0 | 150
2008010300 | 2 | 1 | 0 | 3.7 | 40 | 250 | 0 | 0.88 | 0 | 0 | 150
2008004622 | 2 | 1 | 0 | 3.7 | 24 | 250 | 0 | 0.88 | 0 | 0 | 150
2003005682 | 2 | 1 | 0 | 3.7 | 30 | 250 | 0 | 0.88 | 0 | 0 | 150
2007010566 | 2 | 1 | 0 | 3.7 | 40 | 250 | 0 | 0.88 | 0 | 0 | 150
2009008695 | 2 | 1 | 0 | 3.7 | 40 | 250 | 0 | 0.88 | 0 | 0 | 150

## EVsTravelDiary
name | t_in | t_out | EStart | EEnd
2003006660 | 38 | 115 | 12.4803 | 39.9985
2002002710 | 62 | 143 | 38.7689 | 39.9958
2013000539 | 14 | 33 | 4.75 | 25.3713
2013009196 | 140 | 143 | 42.2104 | 45.4664
2016005501 | 24 | 143 | 6.8001 | 24
2002000216 | 36 | 123 | 24.1769 | 68.0779
2006001273 | 26 | 120 | 8.2054 | 23.9993
2016007278 | 28 | 108 | 8.6437 | 24
2006010926 | 42 | 130 | 19.6548 | 65.929
2008002546 | 33 | 126 | 13.4722 | 30
2004001565 | 38 | 124 | 10.1774 | 24
2004001565 | 127 | 132 | 23.7264 | 23.9241
2011004040 | 35 | 130 | 7.6894 | 59.9502
2003004352 | 30 | 117 | 8.9538 | 59.9048
2016006808 | 134 | 143 | 5.3913 | 15.1593
2006006967 | 33 | 119 | 7.4432 | 39.9992
2010005508 | 28 | 111 | 10.8919 | 39.9992
2003008517 | 64 | 122 | 13.0482 | 58.959
2006007119 | 42 | 136 | 9.0665 | 55.7146
2005003567 | 43 | 143 | 8.2344 | 62.3408
2008008516 | 24 | 138 | 6.4059 | 39.9268
2007006243 | 34 | 143 | 15.6603 | 24
2009001166 | 33 | 143 | 7.9606 | 74.8581
2003009981 | 44 | 143 | 21.2641 | 24
2009004542 | 36 | 118 | 25.2884 | 67.2824
2004008007 | 42 | 130 | 6.5761 | 30
2006008511 | 142 | 143 | 4.75 | 5.8353
2008005692 | 13 | 143 | 8.0926 | 59.1198
2002002121 | 28 | 111 | 6.991 | 23.9966
2009009010 | 6 | 117 | 5.2309 | 24
2002005101 | 20 | 141 | 12.4715 | 40
2007007655 | 45 | 143 | 14.653 | 30
2009010565 | 0 | 143 | 20.402 | 74.995
2014001420 | 3 | 126 | 13.5679 | 99.3634
2011006500 | 22 | 122 | 5.5 | 55.5995
2007000957 | 42 | 120 | 7.7464 | 39.9976
2004002989 | 0 | 39 | 11.8606 | 32.9919
2002000269 | 40 | 143 | 4.75 | 39.9999
2014004018 | 28 | 134 | 6.4505 | 30
2005005681 | 39 | 124 | 9.0364 | 29.974
2014008738 | 26 | 127 | 4.75 | 39.9999
2007005214 | 30 | 116 | 10.3206 | 24
2006001808 | 58 | 120 | 30.7985 | 59.8489
2015009201 | 30 | 143 | 5.5 | 57.5888
2012006635 | 11 | 134 | 15.1651 | 39.9875
2014004018 | 28 | 134 | 6.4505 | 30
2005000669 | 40 | 118 | 5.5 | 59.6978
2009006740 | 38 | 143 | 13.8143 | 30
2007003951 | 12 | 118 | 9.0475 | 30
2008009247 | 60 | 114 | 6.1283 | 34.867
2007001665 | 6 | 143 | 5.4093 | 29.9996
2005002347 | 33 | 143 | 29.7232 | 30
2002004266 | 30 | 128 | 10.9397 | 56.9645
2012004133 | 38 | 143 | 9.9768 | 74.8203
2011008944 | 28 | 114 | 6.9462 | 30
2013000191 | 6 | 122 | 39.3287 | 93.5346
2006003061 | 0 | 143 | 11.4055 | 40
2011008765 | 57 | 130 | 13.0565 | 23.9971
2009005441 | 132 | 143 | 6.2878 | 18.2264
2013003129 | 71 | 112 | 10.5744 | 53.5232
2003007130 | 57 | 124 | 5.75 | 42.1087
2011003668 | 50 | 114 | 4.8082 | 29.9994
2006010662 | 51 | 143 | 4.775 | 29.9719
2013004249 | 9 | 132 | 11.7806 | 74.9589
2006008425 | 44 | 121 | 5.3953 | 38.8787
2011002660 | 8 | 143 | 17.2894 | 59.9995
2006001756 | 0 | 143 | 52.4099 | 98.4149
2002001737 | 57 | 143 | 5.5 | 51.5885
2009007933 | 57 | 124 | 17.0975 | 30
2013000283 | 39 | 117 | 8.6567 | 59.7706
2006001881 | 4 | 121 | 19.9478 | 30
2009001743 | 48 | 116 | 20.848 | 57.7493
2013007485 | 27 | 143 | 9.9846 | 30
2007009089 | 32 | 135 | 13.9057 | 67.2892
2014003802 | 21 | 122 | 9.3399 | 29.9946
2003003758 | 28 | 113 | 7.5272 | 74.0432
2009006369 | 42 | 110 | 4.75 | 37.7054
2006007664 | 39 | 106 | 4.75 | 39.9822
2010001576 | 11 | 122 | 30.8007 | 59.9985
2009009574 | 39 | 119 | 8.7987 | 59.8126
2011004807 | 46 | 120 | 21.5409 | 39.9993
2011004652 | 61 | 143 | 7.6572 | 23.9967
2008004748 | 38 | 119 | 4.775 | 29.9201
2016007613 | 30 | 143 | 6.2989 | 23.9999
2004000816 | 125 | 143 | 18.3741 | 27.0869
2005000135 | 30 | 108 | 4.675 | 24
2007007751 | 19 | 120 | 6.0605 | 29.9904
2006000097 | 42 | 114 | 15.1477 | 73.5009
2007003859 | 27 | 132 | 6.616 | 29.9941
2012008234 | 33 | 140 | 7.3951 | 40
2011008174 | 43 | 141 | 4.775 | 30
2004003386 | 51 | 124 | 5.75 | 45.3647
2003004834 | 14 | 118 | 7.2007 | 59.9778
2004009007 | 27 | 116 | 16.7825 | 30
2002002118 | 31 | 124 | 8.0436 | 58.5116
2008004807 | 15 | 124 | 11.4753 | 30
2007004180 | 26 | 47 | 4.8899 | 16.2859
2007004180 | 51 | 111 | 13.5796 | 23.9875
2002004337 | 0 | 143 | 59.2291 | 59.999
2004006737 | 12 | 143 | 6.4317 | 24
2005007208 | 136 | 143 | 9.9303 | 13.729
2007002106 | 61 | 143 | 5.9977 | 50.2985
2003009028 | 36 | 128 | 19.5582 | 24
2014006157 | 51 | 143 | 26.592 | 59.9873
2006001849 | 48 | 135 | 17.3664 | 59.9543
2010000928 | 62 | 143 | 9.046 | 23.9973
2002005131 | 26 | 112 | 20.5994 | 96.5049
2015006672 | 30 | 143 | 11.9895 | 59.9938
2005006734 | 40 | 135 | 5.9206 | 39.9997
2008010235 | 48 | 143 | 21.9628 | 74.8338
2007008948 | 2 | 20 | 15.7984 | 29.2496
2009007303 | 59 | 114 | 20.8296 | 71.3742
2013001824 | 34 | 128 | 5.75 | 74.45
2007005758 | 80 | 123 | 10.1291 | 23.9993
2011009494 | 14 | 136 | 7.8223 | 39.9653
2002002628 | 11 | 22 | 7.1307 | 19.0694
2006011080 | 58 | 128 | 14.5365 | 52.5232
2003004945 | 30 | 121 | 12.865 | 24
2013002888 | 70 | 143 | 10.7277 | 50.3424
2009006511 | 10 | 143 | 8.2768 | 59.9987
2015007377 | 39 | 116 | 11.2216 | 39.9983
2007007681 | 39 | 143 | 14.3197 | 29.9983
2007007494 | 45 | 117 | 5.75 | 72.1292
2006005337 | 21 | 35 | 4.75 | 12.3473
2008003368 | 60 | 122 | 5.7518 | 29.9993
2009009804 | 124 | 143 | 8.6552 | 29.2766
2006009233 | 38 | 117 | 5.0629 | 38.9823
2011009276 | 33 | 117 | 6.6342 | 51.6239
2008009569 | 4 | 143 | 10.5273 | 29.9999
2013007915 | 140 | 143 | 5.2116 | 6.8396
2004006559 | 28 | 130 | 10.1158 | 59.9793
2006010617 | 21 | 143 | 4.75 | 40
2008005685 | 0 | 143 | 58.7839 | 59.9984
2004000147 | 34 | 118 | 11.9513 | 29.9829
2009007812 | 34 | 114 | 5.5 | 59.75
2011006329 | 17 | 132 | 11.2173 | 29.999
2010001261 | 60 | 114 | 9.7792 | 57.9763
2003005092 | 34 | 117 | 4.675 | 24
2009004702 | 70 | 143 | 9.6218 | 49.2365
2008001082 | 49 | 143 | 8.6952 | 23.9994
2003009540 | 47 | 122 | 18.2245 | 30
2008010212 | 13 | 143 | 18.6151 | 72.929
2006004572 | 36 | 122 | 4.9101 | 39.9989
2003005253 | 35 | 112 | 7.7489 | 24
2005007553 | 140 | 143 | 7.9842 | 11.2402
2004002083 | 34 | 128 | 6.7088 | 39.9997
2008006464 | 121 | 143 | 5.9978 | 29.8751
2013005335 | 38 | 109 | 16.8053 | 59.7813
2006005498 | 50 | 120 | 9.9649 | 24
2008000662 | 24 | 122 | 5.1783 | 23.9992
2007005895 | 0 | 143 | 57.1983 | 59.9963
2003007130 | 57 | 124 | 5.75 | 42.1087
2003009162 | 63 | 114 | 8.0913 | 35.0867
2008000074 | 22 | 117 | 8.8171 | 60.3705
2008007582 | 8 | 114 | 30.4919 | 86.6764
2015000250 | 15 | 138 | 5.6834 | 59.9958
2004007363 | 38 | 143 | 13.3086 | 29.9982
2007008333 | 47 | 111 | 4.775 | 29.9994
2004004883 | 30 | 114 | 9.154 | 74.0787
2015009275 | 33 | 49 | 5.5 | 14.1827
2015009275 | 58 | 109 | 10.2881 | 37.9641
2006001712 | 41 | 128 | 6.6698 | 59.8838
2007004848 | 38 | 143 | 10.543 | 24
2003008417 | 27 | 114 | 8.3733 | 74.2235
2006004587 | 58 | 138 | 20.8409 | 56.9993
2012006288 | 38 | 143 | 8.4567 | 97.7402
2012005826 | 15 | 143 | 10.2124 | 59.9983
2005003796 | 34 | 122 | 5.435 | 30
2011008505 | 3 | 102 | 22.016 | 39.9722
2015009275 | 33 | 49 | 4.75 | 13.4327
2015009275 | 58 | 109 | 10.0691 | 37.7451
2010005241 | 126 | 143 | 12.2459 | 21.4712
2008010269 | 54 | 132 | 4.75 | 39.9964
2006010654 | 26 | 143 | 10.1489 | 40
2003000050 | 52 | 112 | 9.4749 | 37.8161
2009006330 | 25 | 126 | 11.6241 | 29.9964
2006001744 | 38 | 104 | 13.3139 | 39.9935
2011006034 | 26 | 143 | 11.1987 | 59.9954
2008010300 | 46 | 108 | 4.75 | 36.5025
2008004622 | 33 | 102 | 6.1408 | 23.9781
2003005682 | 24 | 120 | 7.7783 | 29.9886
2007010566 | 38 | 126 | 23.7339 | 39.9518
2009008695 | 68 | 143 | 4.75 | 38.5966

## timeseriesGen
timeperiod | name | SBP(pounds/kwh) | SSP(pounds/kwh)
0 | 2003006660 | 343 | 333
1 | 2003006660 | 344 | 334
2 | 2003006660 | 345 | 335
3 | 2003006660 | 346 | 336
4 | 2003006660 | 348 | 338
5 | 2003006660 | 350 | 340
6 | 2003006660 | 352 | 342
7 | 2003006660 | 353 | 343
8 | 2003006660 | 354 | 344
9 | 2003006660 | 355 | 345
10 | 2003006660 | 356.6667 | 346.6667
11 | 2003006660 | 358.3333 | 348.3333
12 | 2003006660 | 360 | 350
13 | 2003006660 | 363.6667 | 353.6667
14 | 2003006660 | 367.3333 | 357.3333
15 | 2003006660 | 371 | 361
16 | 2003006660 | 373.3333 | 363.3333
17 | 2003006660 | 375.6667 | 365.6667
18 | 2003006660 | 378 | 368
19 | 2003006660 | 378.6667 | 368.6667
20 | 2003006660 | 379.3333 | 369.3333
21 | 2003006660 | 380 | 370
22 | 2003006660 | 381.3333 | 371.3333
23 | 2003006660 | 382.6667 | 372.6667
24 | 2003006660 | 384 | 374
25 | 2003006660 | 385.3333 | 375.3333
26 | 2003006660 | 386.6667 | 376.6667
27 | 2003006660 | 388 | 378
28 | 2003006660 | 387 | 377
29 | 2003006660 | 386 | 376
30 | 2003006660 | 385 | 375
31 | 2003006660 | 383 | 373
32 | 2003006660 | 381 | 371
33 | 2003006660 | 379 | 369
34 | 2003006660 | 378.3333 | 368.3333
35 | 2003006660 | 377.6667 | 367.6667
36 | 2003006660 | 377 | 367
37 | 2003006660 | 377.3333 | 367.3333
38 | 2003006660 | 377.6667 | 367.6667
39 | 2003006660 | 378 | 368
40 | 2003006660 | 379.6667 | 369.6667
41 | 2003006660 | 381.3333 | 371.3333
42 | 2003006660 | 383 | 373
43 | 2003006660 | 385.3333 | 375.3333
44 | 2003006660 | 387.6667 | 377.6667
45 | 2003006660 | 390 | 380
46 | 2003006660 | 391.3333 | 381.3333
47 | 2003006660 | 392.6667 | 382.6667
48 | 2003006660 | 394 | 384
49 | 2003006660 | 393.3333 | 383.3333
50 | 2003006660 | 392.6667 | 382.6667
51 | 2003006660 | 392 | 382
52 | 2003006660 | 387.6667 | 377.6667
53 | 2003006660 | 383.3333 | 373.3333
54 | 2003006660 | 379 | 369
55 | 2003006660 | 372.3333 | 362.3333
56 | 2003006660 | 365.6667 | 355.6667
57 | 2003006660 | 359 | 349
58 | 2003006660 | 353.6667 | 343.6667
59 | 2003006660 | 348.3333 | 338.3333
60 | 2003006660 | 343 | 333
61 | 2003006660 | 338.3333 | 328.3333
62 | 2003006660 | 333.6667 | 323.6667
63 | 2003006660 | 329 | 319
64 | 2003006660 | 326 | 316
65 | 2003006660 | 323 | 313
66 | 2003006660 | 320 | 310
67 | 2003006660 | 318.3333 | 308.3333
68 | 2003006660 | 316.6667 | 306.6667
69 | 2003006660 | 315 | 305
70 | 2003006660 | 315.3333 | 305.3333
71 | 2003006660 | 315.6667 | 305.6667
72 | 2003006660 | 316 | 306
73 | 2003006660 | 316.3333 | 306.3333
74 | 2003006660 | 316.6667 | 306.6667
75 | 2003006660 | 317 | 307
76 | 2003006660 | 316.3333 | 306.3333
77 | 2003006660 | 315.6667 | 305.6667
78 | 2003006660 | 315 | 305
79 | 2003006660 | 314.6667 | 304.6667
80 | 2003006660 | 314.3333 | 304.3333
81 | 2003006660 | 314 | 304
82 | 2003006660 | 316.3333 | 306.3333
83 | 2003006660 | 318.6667 | 308.6667
84 | 2003006660 | 321 | 311
85 | 2003006660 | 323.3333 | 313.3333
86 | 2003006660 | 325.6667 | 315.6667
87 | 2003006660 | 328 | 318
88 | 2003006660 | 328.3333 | 318.3333
89 | 2003006660 | 328.6667 | 318.6667
90 | 2003006660 | 329 | 339
91 | 2003006660 | 329 | 339
92 | 2003006660 | 329 | 339
93 | 2003006660 | 329 | 339
94 | 2003006660 | 328.6667 | 338.6667
95 | 2003006660 | 328.3333 | 338.3333
96 | 2003006660 | 328 | 338
97 | 2003006660 | 327.6667 | 337.6667
98 | 2003006660 | 327.3333 | 337.3333
99 | 2003006660 | 327 | 337
100 | 2003006660 | 328.6667 | 338.6667
101 | 2003006660 | 330.3333 | 340.3333
102 | 2003006660 | 332 | 342
103 | 2003006660 | 334.3333 | 344.3333
104 | 2003006660 | 336.6667 | 346.6667
105 | 2003006660 | 339 | 349
106 | 2003006660 | 339.3333 | 349.3333
107 | 2003006660 | 339.6667 | 349.6667
108 | 2003006660 | 340 | 350
109 | 2003006660 | 342.3333 | 352.3333
110 | 2003006660 | 344.6667 | 354.6667
111 | 2003006660 | 347 | 357
112 | 2003006660 | 349.6667 | 359.6667
113 | 2003006660 | 352.3333 | 362.3333
114 | 2003006660 | 355 | 365
115 | 2003006660 | 360.3333 | 370.3333
116 | 2003006660 | 365.6667 | 375.6667
117 | 2003006660 | 371 | 381
118 | 2003006660 | 373.6667 | 383.6667
119 | 2003006660 | 376.3333 | 386.3333
120 | 2003006660 | 379 | 389
121 | 2003006660 | 383.3333 | 393.3333
122 | 2003006660 | 387.6667 | 377.6667
123 | 2003006660 | 392 | 382
124 | 2003006660 | 395.3333 | 385.3333
125 | 2003006660 | 398.6667 | 388.6667
126 | 2003006660 | 402 | 392
127 | 2003006660 | 404.3333 | 394.3333
128 | 2003006660 | 406.6667 | 396.6667
129 | 2003006660 | 409 | 399
130 | 2003006660 | 409 | 399
131 | 2003006660 | 409 | 399
132 | 2003006660 | 409 | 399
133 | 2003006660 | 408.3333 | 398.3333
134 | 2003006660 | 407.6667 | 397.6667
135 | 2003006660 | 407 | 397
136 | 2003006660 | 407 | 397
137 | 2003006660 | 407 | 397
138 | 2003006660 | 407 | 397
139 | 2003006660 | 407 | 397
140 | 2003006660 | 407 | 397
141 | 2003006660 | 407 | 397
142 | 2003006660 | 406 | 396
143 | 2003006660 | 405 | 395
0 | 2002002710 | 343 | 333
1 | 2002002710 | 344 | 334
2 | 2002002710 | 345 | 335
3 | 2002002710 | 346 | 336
4 | 2002002710 | 348 | 338
5 | 2002002710 | 350 | 340
6 | 2002002710 | 352 | 342
7 | 2002002710 | 353 | 343
8 | 2002002710 | 354 | 344
9 | 2002002710 | 355 | 345
10 | 2002002710 | 356.6667 | 346.6667
11 | 2002002710 | 358.3333 | 348.3333
12 | 2002002710 | 360 | 350
13 | 2002002710 | 363.6667 | 353.6667
14 | 2002002710 | 367.3333 | 357.3333
15 | 2002002710 | 371 | 361
16 | 2002002710 | 373.3333 | 363.3333
17 | 2002002710 | 375.6667 | 365.6667
18 | 2002002710 | 378 | 368
19 | 2002002710 | 378.6667 | 368.6667
20 | 2002002710 | 379.3333 | 369.3333
21 | 2002002710 | 380 | 370
22 | 2002002710 | 381.3333 | 371.3333
23 | 2002002710 | 382.6667 | 372.6667
24 | 2002002710 | 384 | 374
25 | 2002002710 | 385.3333 | 375.3333
26 | 2002002710 | 386.6667 | 376.6667
27 | 2002002710 | 388 | 378
28 | 2002002710 | 387 | 377
29 | 2002002710 | 386 | 376
30 | 2002002710 | 385 | 375
31 | 2002002710 | 383 | 373
32 | 2002002710 | 381 | 371
33 | 2002002710 | 379 | 369
34 | 2002002710 | 378.3333 | 368.3333
35 | 2002002710 | 377.6667 | 367.6667
36 | 2002002710 | 377 | 367
37 | 2002002710 | 377.3333 | 367.3333
38 | 2002002710 | 377.6667 | 367.6667
39 | 2002002710 | 378 | 368
40 | 2002002710 | 379.6667 | 369.6667
41 | 2002002710 | 381.3333 | 371.3333
42 | 2002002710 | 383 | 373
43 | 2002002710 | 385.3333 | 375.3333
44 | 2002002710 | 387.6667 | 377.6667
45 | 2002002710 | 390 | 380
46 | 2002002710 | 391.3333 | 381.3333
47 | 2002002710 | 392.6667 | 382.6667
48 | 2002002710 | 394 | 384
49 | 2002002710 | 393.3333 | 383.3333
50 | 2002002710 | 392.6667 | 382.6667
51 | 2002002710 | 392 | 382
52 | 2002002710 | 387.6667 | 377.6667
53 | 2002002710 | 383.3333 | 373.3333
54 | 2002002710 | 379 | 369
55 | 2002002710 | 372.3333 | 362.3333
56 | 2002002710 | 365.6667 | 355.6667
57 | 2002002710 | 359 | 349
58 | 2002002710 | 353.6667 | 343.6667
59 | 2002002710 | 348.3333 | 338.3333
60 | 2002002710 | 343 | 333
61 | 2002002710 | 338.3333 | 328.3333
62 | 2002002710 | 333.6667 | 323.6667
63 | 2002002710 | 329 | 319
64 | 2002002710 | 326 | 316
65 | 2002002710 | 323 | 313
66 | 2002002710 | 320 | 310
67 | 2002002710 | 318.3333 | 308.3333
68 | 2002002710 | 316.6667 | 306.6667
69 | 2002002710 | 315 | 305
70 | 2002002710 | 315.3333 | 305.3333
71 | 2002002710 | 315.6667 | 305.6667
72 | 2002002710 | 316 | 306
73 | 2002002710 | 316.3333 | 306.3333
74 | 2002002710 | 316.6667 | 306.6667
75 | 2002002710 | 317 | 307
76 | 2002002710 | 316.3333 | 306.3333
77 | 2002002710 | 315.6667 | 305.6667
78 | 2002002710 | 315 | 305
79 | 2002002710 | 314.6667 | 304.6667
80 | 2002002710 | 314.3333 | 304.3333
81 | 2002002710 | 314 | 304
82 | 2002002710 | 316.3333 | 306.3333
83 | 2002002710 | 318.6667 | 308.6667
84 | 2002002710 | 321 | 311
85 | 2002002710 | 323.3333 | 313.3333
86 | 2002002710 | 325.6667 | 315.6667
87 | 2002002710 | 328 | 318
88 | 2002002710 | 328.3333 | 318.3333
89 | 2002002710 | 328.6667 | 318.6667
90 | 2002002710 | 329 | 339
91 | 2002002710 | 329 | 339
92 | 2002002710 | 329 | 339
93 | 2002002710 | 329 | 339
94 | 2002002710 | 328.6667 | 338.6667
95 | 2002002710 | 328.3333 | 338.3333
96 | 2002002710 | 328 | 338
97 | 2002002710 | 327.6667 | 337.6667
98 | 2002002710 | 327.3333 | 337.3333
99 | 2002002710 | 327 | 337
100 | 2002002710 | 328.6667 | 338.6667
101 | 2002002710 | 330.3333 | 340.3333
102 | 2002002710 | 332 | 342
103 | 2002002710 | 334.3333 | 344.3333
104 | 2002002710 | 336.6667 | 346.6667
105 | 2002002710 | 339 | 349
106 | 2002002710 | 339.3333 | 349.3333
107 | 2002002710 | 339.6667 | 349.6667
108 | 2002002710 | 340 | 350
109 | 2002002710 | 342.3333 | 352.3333
110 | 2002002710 | 344.6667 | 354.6667
111 | 2002002710 | 347 | 357
112 | 2002002710 | 349.6667 | 359.6667
113 | 2002002710 | 352.3333 | 362.3333
114 | 2002002710 | 355 | 365
115 | 2002002710 | 360.3333 | 370.3333
116 | 2002002710 | 365.6667 | 375.6667
117 | 2002002710 | 371 | 381
118 | 2002002710 | 373.6667 | 383.6667
119 | 2002002710 | 376.3333 | 386.3333
120 | 2002002710 | 379 | 389
121 | 2002002710 | 383.3333 | 393.3333
122 | 2002002710 | 387.6667 | 377.6667
123 | 2002002710 | 392 | 382
124 | 2002002710 | 395.3333 | 385.3333
125 | 2002002710 | 398.6667 | 388.6667
126 | 2002002710 | 402 | 392
127 | 2002002710 | 404.3333 | 394.3333
128 | 2002002710 | 406.6667 | 396.6667
129 | 2002002710 | 409 | 399
130 | 2002002710 | 409 | 399
131 | 2002002710 | 409 | 399
132 | 2002002710 | 409 | 399
133 | 2002002710 | 408.3333 | 398.3333
134 | 2002002710 | 407.6667 | 397.6667
135 | 2002002710 | 407 | 397
136 | 2002002710 | 407 | 397
137 | 2002002710 | 407 | 397
138 | 2002002710 | 407 | 397
139 | 2002002710 | 407 | 397
140 | 2002002710 | 407 | 397
141 | 2002002710 | 407 | 397
142 | 2002002710 | 406 | 396
143 | 2002002710 | 405 | 395
0 | 2013000539 | 343 | 333
1 | 2013000539 | 344 | 334
2 | 2013000539 | 345 | 335
3 | 2013000539 | 346 | 336
4 | 2013000539 | 348 | 338
5 | 2013000539 | 350 | 340
6 | 2013000539 | 352 | 342
7 | 2013000539 | 353 | 343
8 | 2013000539 | 354 | 344
9 | 2013000539 | 355 | 345
10 | 2013000539 | 356.6667 | 346.6667
11 | 2013000539 | 358.3333 | 348.3333
12 | 2013000539 | 360 | 350
13 | 2013000539 | 363.6667 | 353.6667
14 | 2013000539 | 367.3333 | 357.3333
15 | 2013000539 | 371 | 361
16 | 2013000539 | 373.3333 | 363.3333
17 | 2013000539 | 375.6667 | 365.6667
18 | 2013000539 | 378 | 368
19 | 2013000539 | 378.6667 | 368.6667
20 | 2013000539 | 379.3333 | 369.3333
21 | 2013000539 | 380 | 370
22 | 2013000539 | 381.3333 | 371.3333
23 | 2013000539 | 382.6667 | 372.6667
24 | 2013000539 | 384 | 374
25 | 2013000539 | 385.3333 | 375.3333
26 | 2013000539 | 386.6667 | 376.6667
27 | 2013000539 | 388 | 378
28 | 2013000539 | 387 | 377
29 | 2013000539 | 386 | 376
30 | 2013000539 | 385 | 375
31 | 2013000539 | 383 | 373
32 | 2013000539 | 381 | 371
33 | 2013000539 | 379 | 369
34 | 2013000539 | 378.3333 | 368.3333
35 | 2013000539 | 377.6667 | 367.6667
36 | 2013000539 | 377 | 367
37 | 2013000539 | 377.3333 | 367.3333
38 | 2013000539 | 377.6667 | 367.6667
39 | 2013000539 | 378 | 368
40 | 2013000539 | 379.6667 | 369.6667
41 | 2013000539 | 381.3333 | 371.3333
42 | 2013000539 | 383 | 373
43 | 2013000539 | 385.3333 | 375.3333
44 | 2013000539 | 387.6667 | 377.6667
45 | 2013000539 | 390 | 380
46 | 2013000539 | 391.3333 | 381.3333
47 | 2013000539 | 392.6667 | 382.6667
48 | 2013000539 | 394 | 384
49 | 2013000539 | 393.3333 | 383.3333
50 | 2013000539 | 392.6667 | 382.6667
51 | 2013000539 | 392 | 382
52 | 2013000539 | 387.6667 | 377.6667
53 | 2013000539 | 383.3333 | 373.3333
54 | 2013000539 | 379 | 369
55 | 2013000539 | 372.3333 | 362.3333
56 | 2013000539 | 365.6667 | 355.6667
57 | 2013000539 | 359 | 349
58 | 2013000539 | 353.6667 | 343.6667
59 | 2013000539 | 348.3333 | 338.3333
60 | 2013000539 | 343 | 333
61 | 2013000539 | 338.3333 | 328.3333
62 | 2013000539 | 333.6667 | 323.6667
63 | 2013000539 | 329 | 319
64 | 2013000539 | 326 | 316
65 | 2013000539 | 323 | 313
66 | 2013000539 | 320 | 310
67 | 2013000539 | 318.3333 | 308.3333
68 | 2013000539 | 316.6667 | 306.6667
69 | 2013000539 | 315 | 305
70 | 2013000539 | 315.3333 | 305.3333
71 | 2013000539 | 315.6667 | 305.6667
72 | 2013000539 | 316 | 306
73 | 2013000539 | 316.3333 | 306.3333
74 | 2013000539 | 316.6667 | 306.6667
75 | 2013000539 | 317 | 307
76 | 2013000539 | 316.3333 | 306.3333
77 | 2013000539 | 315.6667 | 305.6667
78 | 2013000539 | 315 | 305
79 | 2013000539 | 314.6667 | 304.6667
80 | 2013000539 | 314.3333 | 304.3333
81 | 2013000539 | 314 | 304
82 | 2013000539 | 316.3333 | 306.3333
83 | 2013000539 | 318.6667 | 308.6667
84 | 2013000539 | 321 | 311
85 | 2013000539 | 323.3333 | 313.3333
86 | 2013000539 | 325.6667 | 315.6667
87 | 2013000539 | 328 | 318
88 | 2013000539 | 328.3333 | 318.3333
89 | 2013000539 | 328.6667 | 318.6667
90 | 2013000539 | 329 | 339
91 | 2013000539 | 329 | 339
92 | 2013000539 | 329 | 339
93 | 2013000539 | 329 | 339
94 | 2013000539 | 328.6667 | 338.6667
95 | 2013000539 | 328.3333 | 338.3333
96 | 2013000539 | 328 | 338
97 | 2013000539 | 327.6667 | 337.6667
98 | 2013000539 | 327.3333 | 337.3333
99 | 2013000539 | 327 | 337
100 | 2013000539 | 328.6667 | 338.6667
101 | 2013000539 | 330.3333 | 340.3333
102 | 2013000539 | 332 | 342
103 | 2013000539 | 334.3333 | 344.3333
104 | 2013000539 | 336.6667 | 346.6667
105 | 2013000539 | 339 | 349
106 | 2013000539 | 339.3333 | 349.3333
107 | 2013000539 | 339.6667 | 349.6667
108 | 2013000539 | 340 | 350
109 | 2013000539 | 342.3333 | 352.3333
110 | 2013000539 | 344.6667 | 354.6667
111 | 2013000539 | 347 | 357
112 | 2013000539 | 349.6667 | 359.6667
113 | 2013000539 | 352.3333 | 362.3333
114 | 2013000539 | 355 | 365
115 | 2013000539 | 360.3333 | 370.3333
116 | 2013000539 | 365.6667 | 375.6667
117 | 2013000539 | 371 | 381
118 | 2013000539 | 373.6667 | 383.6667
119 | 2013000539 | 376.3333 | 386.3333
120 | 2013000539 | 379 | 389
121 | 2013000539 | 383.3333 | 393.3333
122 | 2013000539 | 387.6667 | 377.6667
123 | 2013000539 | 392 | 382
124 | 2013000539 | 395.3333 | 385.3333
125 | 2013000539 | 398.6667 | 388.6667
126 | 2013000539 | 402 | 392
127 | 2013000539 | 404.3333 | 394.3333
128 | 2013000539 | 406.6667 | 396.6667
129 | 2013000539 | 409 | 399
130 | 2013000539 | 409 | 399
131 | 2013000539 | 409 | 399
132 | 2013000539 | 409 | 399
133 | 2013000539 | 408.3333 | 398.3333
134 | 2013000539 | 407.6667 | 397.6667
135 | 2013000539 | 407 | 397
136 | 2013000539 | 407 | 397
137 | 2013000539 | 407 | 397
138 | 2013000539 | 407 | 397
139 | 2013000539 | 407 | 397
140 | 2013000539 | 407 | 397
141 | 2013000539 | 407 | 397
142 | 2013000539 | 406 | 396
143 | 2013000539 | 405 | 395
0 | 2013009196 | 343 | 333
1 | 2013009196 | 344 | 334
2 | 2013009196 | 345 | 335
3 | 2013009196 | 346 | 336
4 | 2013009196 | 348 | 338
5 | 2013009196 | 350 | 340
6 | 2013009196 | 352 | 342
7 | 2013009196 | 353 | 343
8 | 2013009196 | 354 | 344
9 | 2013009196 | 355 | 345
10 | 2013009196 | 356.6667 | 346.6667
11 | 2013009196 | 358.3333 | 348.3333
12 | 2013009196 | 360 | 350
13 | 2013009196 | 363.6667 | 353.6667
14 | 2013009196 | 367.3333 | 357.3333
15 | 2013009196 | 371 | 361
16 | 2013009196 | 373.3333 | 363.3333
17 | 2013009196 | 375.6667 | 365.6667
18 | 2013009196 | 378 | 368
19 | 2013009196 | 378.6667 | 368.6667
20 | 2013009196 | 379.3333 | 369.3333
21 | 2013009196 | 380 | 370
22 | 2013009196 | 381.3333 | 371.3333
23 | 2013009196 | 382.6667 | 372.6667
24 | 2013009196 | 384 | 374
25 | 2013009196 | 385.3333 | 375.3333
26 | 2013009196 | 386.6667 | 376.6667
27 | 2013009196 | 388 | 378
28 | 2013009196 | 387 | 377
29 | 2013009196 | 386 | 376
30 | 2013009196 | 385 | 375
31 | 2013009196 | 383 | 373
32 | 2013009196 | 381 | 371
33 | 2013009196 | 379 | 369
34 | 2013009196 | 378.3333 | 368.3333
35 | 2013009196 | 377.6667 | 367.6667
36 | 2013009196 | 377 | 367
37 | 2013009196 | 377.3333 | 367.3333
38 | 2013009196 | 377.6667 | 367.6667
39 | 2013009196 | 378 | 368
40 | 2013009196 | 379.6667 | 369.6667
41 | 2013009196 | 381.3333 | 371.3333
42 | 2013009196 | 383 | 373
43 | 2013009196 | 385.3333 | 375.3333
44 | 2013009196 | 387.6667 | 377.6667
45 | 2013009196 | 390 | 380
46 | 2013009196 | 391.3333 | 381.3333
47 | 2013009196 | 392.6667 | 382.6667
48 | 2013009196 | 394 | 384
49 | 2013009196 | 393.3333 | 383.3333
50 | 2013009196 | 392.6667 | 382.6667
51 | 2013009196 | 392 | 382
52 | 2013009196 | 387.6667 | 377.6667
53 | 2013009196 | 383.3333 | 373.3333
54 | 2013009196 | 379 | 369
55 | 2013009196 | 372.3333 | 362.3333
56 | 2013009196 | 365.6667 | 355.6667
57 | 2013009196 | 359 | 349
58 | 2013009196 | 353.6667 | 343.6667
59 | 2013009196 | 348.3333 | 338.3333
60 | 2013009196 | 343 | 333
61 | 2013009196 | 338.3333 | 328.3333
62 | 2013009196 | 333.6667 | 323.6667
63 | 2013009196 | 329 | 319
64 | 2013009196 | 326 | 316
65 | 2013009196 | 323 | 313
66 | 2013009196 | 320 | 310
67 | 2013009196 | 318.3333 | 308.3333
68 | 2013009196 | 316.6667 | 306.6667
69 | 2013009196 | 315 | 305
70 | 2013009196 | 315.3333 | 305.3333
71 | 2013009196 | 315.6667 | 305.6667
72 | 2013009196 | 316 | 306
73 | 2013009196 | 316.3333 | 306.3333
74 | 2013009196 | 316.6667 | 306.6667
75 | 2013009196 | 317 | 307
76 | 2013009196 | 316.3333 | 306.3333
77 | 2013009196 | 315.6667 | 305.6667
78 | 2013009196 | 315 | 305
79 | 2013009196 | 314.6667 | 304.6667
80 | 2013009196 | 314.3333 | 304.3333
81 | 2013009196 | 314 | 304
82 | 2013009196 | 316.3333 | 306.3333
83 | 2013009196 | 318.6667 | 308.6667
84 | 2013009196 | 321 | 311
85 | 2013009196 | 323.3333 | 313.3333
86 | 2013009196 | 325.6667 | 315.6667
87 | 2013009196 | 328 | 318
88 | 2013009196 | 328.3333 | 318.3333
89 | 2013009196 | 328.6667 | 318.6667
90 | 2013009196 | 329 | 339
91 | 2013009196 | 329 | 339
92 | 2013009196 | 329 | 339
93 | 2013009196 | 329 | 339
94 | 2013009196 | 328.6667 | 338.6667
95 | 2013009196 | 328.3333 | 338.3333
96 | 2013009196 | 328 | 338
97 | 2013009196 | 327.6667 | 337.6667
98 | 2013009196 | 327.3333 | 337.3333
99 | 2013009196 | 327 | 337
100 | 2013009196 | 328.6667 | 338.6667
101 | 2013009196 | 330.3333 | 340.3333
102 | 2013009196 | 332 | 342
103 | 2013009196 | 334.3333 | 344.3333
104 | 2013009196 | 336.6667 | 346.6667
105 | 2013009196 | 339 | 349
106 | 2013009196 | 339.3333 | 349.3333
107 | 2013009196 | 339.6667 | 349.6667
108 | 2013009196 | 340 | 350
109 | 2013009196 | 342.3333 | 352.3333
110 | 2013009196 | 344.6667 | 354.6667
111 | 2013009196 | 347 | 357
112 | 2013009196 | 349.6667 | 359.6667
113 | 2013009196 | 352.3333 | 362.3333
114 | 2013009196 | 355 | 365
115 | 2013009196 | 360.3333 | 370.3333
116 | 2013009196 | 365.6667 | 375.6667
117 | 2013009196 | 371 | 381
118 | 2013009196 | 373.6667 | 383.6667
119 | 2013009196 | 376.3333 | 386.3333
120 | 2013009196 | 379 | 389
121 | 2013009196 | 383.3333 | 393.3333
122 | 2013009196 | 387.6667 | 377.6667
123 | 2013009196 | 392 | 382
124 | 2013009196 | 395.3333 | 385.3333
125 | 2013009196 | 398.6667 | 388.6667
126 | 2013009196 | 402 | 392
127 | 2013009196 | 404.3333 | 394.3333
128 | 2013009196 | 406.6667 | 396.6667
129 | 2013009196 | 409 | 399
130 | 2013009196 | 409 | 399
131 | 2013009196 | 409 | 399
132 | 2013009196 | 409 | 399
133 | 2013009196 | 408.3333 | 398.3333
134 | 2013009196 | 407.6667 | 397.6667
135 | 2013009196 | 407 | 397
136 | 2013009196 | 407 | 397
137 | 2013009196 | 407 | 397
138 | 2013009196 | 407 | 397
139 | 2013009196 | 407 | 397
140 | 2013009196 | 407 | 397
141 | 2013009196 | 407 | 397
142 | 2013009196 | 406 | 396
143 | 2013009196 | 405 | 395
0 | 2016005501 | 343 | 333
1 | 2016005501 | 344 | 334
2 | 2016005501 | 345 | 335
3 | 2016005501 | 346 | 336
4 | 2016005501 | 348 | 338
5 | 2016005501 | 350 | 340
6 | 2016005501 | 352 | 342
7 | 2016005501 | 353 | 343
8 | 2016005501 | 354 | 344
9 | 2016005501 | 355 | 345
10 | 2016005501 | 356.6667 | 346.6667
11 | 2016005501 | 358.3333 | 348.3333
12 | 2016005501 | 360 | 350
13 | 2016005501 | 363.6667 | 353.6667
14 | 2016005501 | 367.3333 | 357.3333
15 | 2016005501 | 371 | 361
16 | 2016005501 | 373.3333 | 363.3333
17 | 2016005501 | 375.6667 | 365.6667
18 | 2016005501 | 378 | 368
19 | 2016005501 | 378.6667 | 368.6667
20 | 2016005501 | 379.3333 | 369.3333
21 | 2016005501 | 380 | 370
22 | 2016005501 | 381.3333 | 371.3333
23 | 2016005501 | 382.6667 | 372.6667
24 | 2016005501 | 384 | 374
25 | 2016005501 | 385.3333 | 375.3333
26 | 2016005501 | 386.6667 | 376.6667
27 | 2016005501 | 388 | 378
28 | 2016005501 | 387 | 377
29 | 2016005501 | 386 | 376
30 | 2016005501 | 385 | 375
31 | 2016005501 | 383 | 373
32 | 2016005501 | 381 | 371
33 | 2016005501 | 379 | 369
34 | 2016005501 | 378.3333 | 368.3333
35 | 2016005501 | 377.6667 | 367.6667
36 | 2016005501 | 377 | 367
37 | 2016005501 | 377.3333 | 367.3333
38 | 2016005501 | 377.6667 | 367.6667
39 | 2016005501 | 378 | 368
40 | 2016005501 | 379.6667 | 369.6667
41 | 2016005501 | 381.3333 | 371.3333
42 | 2016005501 | 383 | 373
43 | 2016005501 | 385.3333 | 375.3333
44 | 2016005501 | 387.6667 | 377.6667
45 | 2016005501 | 390 | 380
46 | 2016005501 | 391.3333 | 381.3333
47 | 2016005501 | 392.6667 | 382.6667
48 | 2016005501 | 394 | 384
49 | 2016005501 | 393.3333 | 383.3333
50 | 2016005501 | 392.6667 | 382.6667
51 | 2016005501 | 392 | 382
52 | 2016005501 | 387.6667 | 377.6667
53 | 2016005501 | 383.3333 | 373.3333
54 | 2016005501 | 379 | 369
55 | 2016005501 | 372.3333 | 362.3333
56 | 2016005501 | 365.6667 | 355.6667
57 | 2016005501 | 359 | 349
58 | 2016005501 | 353.6667 | 343.6667
59 | 2016005501 | 348.3333 | 338.3333
60 | 2016005501 | 343 | 333
61 | 2016005501 | 338.3333 | 328.3333
62 | 2016005501 | 333.6667 | 323.6667
63 | 2016005501 | 329 | 319
64 | 2016005501 | 326 | 316
65 | 2016005501 | 323 | 313
66 | 2016005501 | 320 | 310
67 | 2016005501 | 318.3333 | 308.3333
68 | 2016005501 | 316.6667 | 306.6667
69 | 2016005501 | 315 | 305
70 | 2016005501 | 315.3333 | 305.3333
71 | 2016005501 | 315.6667 | 305.6667
72 | 2016005501 | 316 | 306
73 | 2016005501 | 316.3333 | 306.3333
74 | 2016005501 | 316.6667 | 306.6667
75 | 2016005501 | 317 | 307
76 | 2016005501 | 316.3333 | 306.3333
77 | 2016005501 | 315.6667 | 305.6667
78 | 2016005501 | 315 | 305
79 | 2016005501 | 314.6667 | 304.6667
80 | 2016005501 | 314.3333 | 304.3333
81 | 2016005501 | 314 | 304
82 | 2016005501 | 316.3333 | 306.3333
83 | 2016005501 | 318.6667 | 308.6667
84 | 2016005501 | 321 | 311
85 | 2016005501 | 323.3333 | 313.3333
86 | 2016005501 | 325.6667 | 315.6667
87 | 2016005501 | 328 | 318
88 | 2016005501 | 328.3333 | 318.3333
89 | 2016005501 | 328.6667 | 318.6667
90 | 2016005501 | 329 | 339
91 | 2016005501 | 329 | 339
92 | 2016005501 | 329 | 339
93 | 2016005501 | 329 | 339
94 | 2016005501 | 328.6667 | 338.6667
95 | 2016005501 | 328.3333 | 338.3333
96 | 2016005501 | 328 | 338
97 | 2016005501 | 327.6667 | 337.6667
98 | 2016005501 | 327.3333 | 337.3333
99 | 2016005501 | 327 | 337
100 | 2016005501 | 328.6667 | 338.6667
101 | 2016005501 | 330.3333 | 340.3333
102 | 2016005501 | 332 | 342
103 | 2016005501 | 334.3333 | 344.3333
104 | 2016005501 | 336.6667 | 346.6667
105 | 2016005501 | 339 | 349
106 | 2016005501 | 339.3333 | 349.3333
107 | 2016005501 | 339.6667 | 349.6667
108 | 2016005501 | 340 | 350
109 | 2016005501 | 342.3333 | 352.3333
110 | 2016005501 | 344.6667 | 354.6667
111 | 2016005501 | 347 | 357
112 | 2016005501 | 349.6667 | 359.6667
113 | 2016005501 | 352.3333 | 362.3333
114 | 2016005501 | 355 | 365
115 | 2016005501 | 360.3333 | 370.3333
116 | 2016005501 | 365.6667 | 375.6667
117 | 2016005501 | 371 | 381
118 | 2016005501 | 373.6667 | 383.6667
119 | 2016005501 | 376.3333 | 386.3333
120 | 2016005501 | 379 | 389
121 | 2016005501 | 383.3333 | 393.3333
122 | 2016005501 | 387.6667 | 377.6667
123 | 2016005501 | 392 | 382
124 | 2016005501 | 395.3333 | 385.3333
125 | 2016005501 | 398.6667 | 388.6667
126 | 2016005501 | 402 | 392
127 | 2016005501 | 404.3333 | 394.3333
128 | 2016005501 | 406.6667 | 396.6667
129 | 2016005501 | 409 | 399
130 | 2016005501 | 409 | 399
131 | 2016005501 | 409 | 399
132 | 2016005501 | 409 | 399
133 | 2016005501 | 408.3333 | 398.3333
134 | 2016005501 | 407.6667 | 397.6667
135 | 2016005501 | 407 | 397
136 | 2016005501 | 407 | 397
137 | 2016005501 | 407 | 397
138 | 2016005501 | 407 | 397
139 | 2016005501 | 407 | 397
140 | 2016005501 | 407 | 397
141 | 2016005501 | 407 | 397
142 | 2016005501 | 406 | 396
143 | 2016005501 | 405 | 395
0 | 2002000216 | 343 | 333
1 | 2002000216 | 344 | 334
2 | 2002000216 | 345 | 335
3 | 2002000216 | 346 | 336
4 | 2002000216 | 348 | 338
5 | 2002000216 | 350 | 340
6 | 2002000216 | 352 | 342
7 | 2002000216 | 353 | 343
8 | 2002000216 | 354 | 344
9 | 2002000216 | 355 | 345
10 | 2002000216 | 356.6667 | 346.6667
11 | 2002000216 | 358.3333 | 348.3333
12 | 2002000216 | 360 | 350
13 | 2002000216 | 363.6667 | 353.6667
14 | 2002000216 | 367.3333 | 357.3333
15 | 2002000216 | 371 | 361
16 | 2002000216 | 373.3333 | 363.3333
17 | 2002000216 | 375.6667 | 365.6667
18 | 2002000216 | 378 | 368
19 | 2002000216 | 378.6667 | 368.6667
20 | 2002000216 | 379.3333 | 369.3333
21 | 2002000216 | 380 | 370
22 | 2002000216 | 381.3333 | 371.3333
23 | 2002000216 | 382.6667 | 372.6667
24 | 2002000216 | 384 | 374
25 | 2002000216 | 385.3333 | 375.3333
26 | 2002000216 | 386.6667 | 376.6667
27 | 2002000216 | 388 | 378
28 | 2002000216 | 387 | 377
29 | 2002000216 | 386 | 376
30 | 2002000216 | 385 | 375
31 | 2002000216 | 383 | 373
32 | 2002000216 | 381 | 371
33 | 2002000216 | 379 | 369
34 | 2002000216 | 378.3333 | 368.3333
35 | 2002000216 | 377.6667 | 367.6667
36 | 2002000216 | 377 | 367
37 | 2002000216 | 377.3333 | 367.3333
38 | 2002000216 | 377.6667 | 367.6667
39 | 2002000216 | 378 | 368
40 | 2002000216 | 379.6667 | 369.6667
41 | 2002000216 | 381.3333 | 371.3333
42 | 2002000216 | 383 | 373
43 | 2002000216 | 385.3333 | 375.3333
44 | 2002000216 | 387.6667 | 377.6667
45 | 2002000216 | 390 | 380
46 | 2002000216 | 391.3333 | 381.3333
47 | 2002000216 | 392.6667 | 382.6667
48 | 2002000216 | 394 | 384
49 | 2002000216 | 393.3333 | 383.3333
50 | 2002000216 | 392.6667 | 382.6667
51 | 2002000216 | 392 | 382
52 | 2002000216 | 387.6667 | 377.6667
53 | 2002000216 | 383.3333 | 373.3333
54 | 2002000216 | 379 | 369
55 | 2002000216 | 372.3333 | 362.3333
56 | 2002000216 | 365.6667 | 355.6667
57 | 2002000216 | 359 | 349
58 | 2002000216 | 353.6667 | 343.6667
59 | 2002000216 | 348.3333 | 338.3333
60 | 2002000216 | 343 | 333
61 | 2002000216 | 338.3333 | 328.3333
62 | 2002000216 | 333.6667 | 323.6667
63 | 2002000216 | 329 | 319
64 | 2002000216 | 326 | 316
65 | 2002000216 | 323 | 313
66 | 2002000216 | 320 | 310
67 | 2002000216 | 318.3333 | 308.3333
68 | 2002000216 | 316.6667 | 306.6667
69 | 2002000216 | 315 | 305
70 | 2002000216 | 315.3333 | 305.3333
71 | 2002000216 | 315.6667 | 305.6667
72 | 2002000216 | 316 | 306
73 | 2002000216 | 316.3333 | 306.3333
74 | 2002000216 | 316.6667 | 306.6667
75 | 2002000216 | 317 | 307
76 | 2002000216 | 316.3333 | 306.3333
77 | 2002000216 | 315.6667 | 305.6667
78 | 2002000216 | 315 | 305
79 | 2002000216 | 314.6667 | 304.6667
80 | 2002000216 | 314.3333 | 304.3333
81 | 2002000216 | 314 | 304
82 | 2002000216 | 316.3333 | 306.3333
83 | 2002000216 | 318.6667 | 308.6667
84 | 2002000216 | 321 | 311
85 | 2002000216 | 323.3333 | 313.3333
86 | 2002000216 | 325.6667 | 315.6667
87 | 2002000216 | 328 | 318
88 | 2002000216 | 328.3333 | 318.3333
89 | 2002000216 | 328.6667 | 318.6667
90 | 2002000216 | 329 | 339
91 | 2002000216 | 329 | 339
92 | 2002000216 | 329 | 339
93 | 2002000216 | 329 | 339
94 | 2002000216 | 328.6667 | 338.6667
95 | 2002000216 | 328.3333 | 338.3333
96 | 2002000216 | 328 | 338
97 | 2002000216 | 327.6667 | 337.6667
98 | 2002000216 | 327.3333 | 337.3333
99 | 2002000216 | 327 | 337
100 | 2002000216 | 328.6667 | 338.6667
101 | 2002000216 | 330.3333 | 340.3333
102 | 2002000216 | 332 | 342
103 | 2002000216 | 334.3333 | 344.3333
104 | 2002000216 | 336.6667 | 346.6667
105 | 2002000216 | 339 | 349
106 | 2002000216 | 339.3333 | 349.3333
107 | 2002000216 | 339.6667 | 349.6667
108 | 2002000216 | 340 | 350
109 | 2002000216 | 342.3333 | 352.3333
110 | 2002000216 | 344.6667 | 354.6667
111 | 2002000216 | 347 | 357
112 | 2002000216 | 349.6667 | 359.6667
113 | 2002000216 | 352.3333 | 362.3333
114 | 2002000216 | 355 | 365
115 | 2002000216 | 360.3333 | 370.3333
116 | 2002000216 | 365.6667 | 375.6667
117 | 2002000216 | 371 | 381
118 | 2002000216 | 373.6667 | 383.6667
119 | 2002000216 | 376.3333 | 386.3333
120 | 2002000216 | 379 | 389
121 | 2002000216 | 383.3333 | 393.3333
122 | 2002000216 | 387.6667 | 377.6667
123 | 2002000216 | 392 | 382
124 | 2002000216 | 395.3333 | 385.3333
125 | 2002000216 | 398.6667 | 388.6667
126 | 2002000216 | 402 | 392
127 | 2002000216 | 404.3333 | 394.3333
128 | 2002000216 | 406.6667 | 396.6667
129 | 2002000216 | 409 | 399
130 | 2002000216 | 409 | 399
131 | 2002000216 | 409 | 399
132 | 2002000216 | 409 | 399
133 | 2002000216 | 408.3333 | 398.3333
134 | 2002000216 | 407.6667 | 397.6667
135 | 2002000216 | 407 | 397
136 | 2002000216 | 407 | 397
137 | 2002000216 | 407 | 397
138 | 2002000216 | 407 | 397
139 | 2002000216 | 407 | 397
140 | 2002000216 | 407 | 397
141 | 2002000216 | 407 | 397
142 | 2002000216 | 406 | 396
143 | 2002000216 | 405 | 395
0 | 2006001273 | 343 | 333
1 | 2006001273 | 344 | 334
2 | 2006001273 | 345 | 335
3 | 2006001273 | 346 | 336
4 | 2006001273 | 348 | 338
5 | 2006001273 | 350 | 340
6 | 2006001273 | 352 | 342
7 | 2006001273 | 353 | 343
8 | 2006001273 | 354 | 344
9 | 2006001273 | 355 | 345
10 | 2006001273 | 356.6667 | 346.6667
11 | 2006001273 | 358.3333 | 348.3333
12 | 2006001273 | 360 | 350
13 | 2006001273 | 363.6667 | 353.6667
14 | 2006001273 | 367.3333 | 357.3333
15 | 2006001273 | 371 | 361
16 | 2006001273 | 373.3333 | 363.3333
17 | 2006001273 | 375.6667 | 365.6667
18 | 2006001273 | 378 | 368
19 | 2006001273 | 378.6667 | 368.6667
20 | 2006001273 | 379.3333 | 369.3333
21 | 2006001273 | 380 | 370
22 | 2006001273 | 381.3333 | 371.3333
23 | 2006001273 | 382.6667 | 372.6667
24 | 2006001273 | 384 | 374
25 | 2006001273 | 385.3333 | 375.3333
26 | 2006001273 | 386.6667 | 376.6667
27 | 2006001273 | 388 | 378
28 | 2006001273 | 387 | 377
29 | 2006001273 | 386 | 376
30 | 2006001273 | 385 | 375
31 | 2006001273 | 383 | 373
32 | 2006001273 | 381 | 371
33 | 2006001273 | 379 | 369
34 | 2006001273 | 378.3333 | 368.3333
35 | 2006001273 | 377.6667 | 367.6667
36 | 2006001273 | 377 | 367
37 | 2006001273 | 377.3333 | 367.3333
38 | 2006001273 | 377.6667 | 367.6667
39 | 2006001273 | 378 | 368
40 | 2006001273 | 379.6667 | 369.6667
41 | 2006001273 | 381.3333 | 371.3333
42 | 2006001273 | 383 | 373
43 | 2006001273 | 385.3333 | 375.3333
44 | 2006001273 | 387.6667 | 377.6667
45 | 2006001273 | 390 | 380
46 | 2006001273 | 391.3333 | 381.3333
47 | 2006001273 | 392.6667 | 382.6667
48 | 2006001273 | 394 | 384
49 | 2006001273 | 393.3333 | 383.3333
50 | 2006001273 | 392.6667 | 382.6667
51 | 2006001273 | 392 | 382
52 | 2006001273 | 387.6667 | 377.6667
53 | 2006001273 | 383.3333 | 373.3333
54 | 2006001273 | 379 | 369
55 | 2006001273 | 372.3333 | 362.3333
56 | 2006001273 | 365.6667 | 355.6667
57 | 2006001273 | 359 | 349
58 | 2006001273 | 353.6667 | 343.6667
59 | 2006001273 | 348.3333 | 338.3333
60 | 2006001273 | 343 | 333
61 | 2006001273 | 338.3333 | 328.3333
62 | 2006001273 | 333.6667 | 323.6667
63 | 2006001273 | 329 | 319
64 | 2006001273 | 326 | 316
65 | 2006001273 | 323 | 313
66 | 2006001273 | 320 | 310
67 | 2006001273 | 318.3333 | 308.3333
68 | 2006001273 | 316.6667 | 306.6667
69 | 2006001273 | 315 | 305
70 | 2006001273 | 315.3333 | 305.3333
71 | 2006001273 | 315.6667 | 305.6667
72 | 2006001273 | 316 | 306
73 | 2006001273 | 316.3333 | 306.3333
74 | 2006001273 | 316.6667 | 306.6667
75 | 2006001273 | 317 | 307
76 | 2006001273 | 316.3333 | 306.3333
77 | 2006001273 | 315.6667 | 305.6667
78 | 2006001273 | 315 | 305
79 | 2006001273 | 314.6667 | 304.6667
80 | 2006001273 | 314.3333 | 304.3333
81 | 2006001273 | 314 | 304
82 | 2006001273 | 316.3333 | 306.3333
83 | 2006001273 | 318.6667 | 308.6667
84 | 2006001273 | 321 | 311
85 | 2006001273 | 323.3333 | 313.3333
86 | 2006001273 | 325.6667 | 315.6667
87 | 2006001273 | 328 | 318
88 | 2006001273 | 328.3333 | 318.3333
89 | 2006001273 | 328.6667 | 318.6667
90 | 2006001273 | 329 | 339
91 | 2006001273 | 329 | 339
92 | 2006001273 | 329 | 339
93 | 2006001273 | 329 | 339
94 | 2006001273 | 328.6667 | 338.6667
95 | 2006001273 | 328.3333 | 338.3333
96 | 2006001273 | 328 | 338
97 | 2006001273 | 327.6667 | 337.6667
98 | 2006001273 | 327.3333 | 337.3333
99 | 2006001273 | 327 | 337
100 | 2006001273 | 328.6667 | 338.6667
101 | 2006001273 | 330.3333 | 340.3333
102 | 2006001273 | 332 | 342
103 | 2006001273 | 334.3333 | 344.3333
104 | 2006001273 | 336.6667 | 346.6667
105 | 2006001273 | 339 | 349
106 | 2006001273 | 339.3333 | 349.3333
107 | 2006001273 | 339.6667 | 349.6667
108 | 2006001273 | 340 | 350
109 | 2006001273 | 342.3333 | 352.3333
110 | 2006001273 | 344.6667 | 354.6667
111 | 2006001273 | 347 | 357
112 | 2006001273 | 349.6667 | 359.6667
113 | 2006001273 | 352.3333 | 362.3333
114 | 2006001273 | 355 | 365
115 | 2006001273 | 360.3333 | 370.3333
116 | 2006001273 | 365.6667 | 375.6667
117 | 2006001273 | 371 | 381
118 | 2006001273 | 373.6667 | 383.6667
119 | 2006001273 | 376.3333 | 386.3333
120 | 2006001273 | 379 | 389
121 | 2006001273 | 383.3333 | 393.3333
122 | 2006001273 | 387.6667 | 377.6667
123 | 2006001273 | 392 | 382
124 | 2006001273 | 395.3333 | 385.3333
125 | 2006001273 | 398.6667 | 388.6667
126 | 2006001273 | 402 | 392
127 | 2006001273 | 404.3333 | 394.3333
128 | 2006001273 | 406.6667 | 396.6667
129 | 2006001273 | 409 | 399
130 | 2006001273 | 409 | 399
131 | 2006001273 | 409 | 399
132 | 2006001273 | 409 | 399
133 | 2006001273 | 408.3333 | 398.3333
134 | 2006001273 | 407.6667 | 397.6667
135 | 2006001273 | 407 | 397
136 | 2006001273 | 407 | 397
137 | 2006001273 | 407 | 397
138 | 2006001273 | 407 | 397
139 | 2006001273 | 407 | 397
140 | 2006001273 | 407 | 397
141 | 2006001273 | 407 | 397
142 | 2006001273 | 406 | 396
143 | 2006001273 | 405 | 395
0 | 2016007278 | 343 | 333
1 | 2016007278 | 344 | 334
2 | 2016007278 | 345 | 335
3 | 2016007278 | 346 | 336
4 | 2016007278 | 348 | 338
5 | 2016007278 | 350 | 340
6 | 2016007278 | 352 | 342
7 | 2016007278 | 353 | 343
8 | 2016007278 | 354 | 344
9 | 2016007278 | 355 | 345
10 | 2016007278 | 356.6667 | 346.6667
11 | 2016007278 | 358.3333 | 348.3333
12 | 2016007278 | 360 | 350
13 | 2016007278 | 363.6667 | 353.6667
14 | 2016007278 | 367.3333 | 357.3333
15 | 2016007278 | 371 | 361
16 | 2016007278 | 373.3333 | 363.3333
17 | 2016007278 | 375.6667 | 365.6667
18 | 2016007278 | 378 | 368
19 | 2016007278 | 378.6667 | 368.6667
20 | 2016007278 | 379.3333 | 369.3333
21 | 2016007278 | 380 | 370
22 | 2016007278 | 381.3333 | 371.3333
23 | 2016007278 | 382.6667 | 372.6667
24 | 2016007278 | 384 | 374
25 | 2016007278 | 385.3333 | 375.3333
26 | 2016007278 | 386.6667 | 376.6667
27 | 2016007278 | 388 | 378
28 | 2016007278 | 387 | 377
29 | 2016007278 | 386 | 376
30 | 2016007278 | 385 | 375
31 | 2016007278 | 383 | 373
32 | 2016007278 | 381 | 371
33 | 2016007278 | 379 | 369
34 | 2016007278 | 378.3333 | 368.3333
35 | 2016007278 | 377.6667 | 367.6667
36 | 2016007278 | 377 | 367
37 | 2016007278 | 377.3333 | 367.3333
38 | 2016007278 | 377.6667 | 367.6667
39 | 2016007278 | 378 | 368
40 | 2016007278 | 379.6667 | 369.6667
41 | 2016007278 | 381.3333 | 371.3333
42 | 2016007278 | 383 | 373
43 | 2016007278 | 385.3333 | 375.3333
44 | 2016007278 | 387.6667 | 377.6667
45 | 2016007278 | 390 | 380
46 | 2016007278 | 391.3333 | 381.3333
47 | 2016007278 | 392.6667 | 382.6667
48 | 2016007278 | 394 | 384
49 | 2016007278 | 393.3333 | 383.3333
50 | 2016007278 | 392.6667 | 382.6667
51 | 2016007278 | 392 | 382
52 | 2016007278 | 387.6667 | 377.6667
53 | 2016007278 | 383.3333 | 373.3333
54 | 2016007278 | 379 | 369
55 | 2016007278 | 372.3333 | 362.3333
56 | 2016007278 | 365.6667 | 355.6667
57 | 2016007278 | 359 | 349
58 | 2016007278 | 353.6667 | 343.6667
59 | 2016007278 | 348.3333 | 338.3333
60 | 2016007278 | 343 | 333
61 | 2016007278 | 338.3333 | 328.3333
62 | 2016007278 | 333.6667 | 323.6667
63 | 2016007278 | 329 | 319
64 | 2016007278 | 326 | 316
65 | 2016007278 | 323 | 313
66 | 2016007278 | 320 | 310
67 | 2016007278 | 318.3333 | 308.3333
68 | 2016007278 | 316.6667 | 306.6667
69 | 2016007278 | 315 | 305
70 | 2016007278 | 315.3333 | 305.3333
71 | 2016007278 | 315.6667 | 305.6667
72 | 2016007278 | 316 | 306
73 | 2016007278 | 316.3333 | 306.3333
74 | 2016007278 | 316.6667 | 306.6667
75 | 2016007278 | 317 | 307
76 | 2016007278 | 316.3333 | 306.3333
77 | 2016007278 | 315.6667 | 305.6667
78 | 2016007278 | 315 | 305
79 | 2016007278 | 314.6667 | 304.6667
80 | 2016007278 | 314.3333 | 304.3333
81 | 2016007278 | 314 | 304
82 | 2016007278 | 316.3333 | 306.3333
83 | 2016007278 | 318.6667 | 308.6667
84 | 2016007278 | 321 | 311
85 | 2016007278 | 323.3333 | 313.3333
86 | 2016007278 | 325.6667 | 315.6667
87 | 2016007278 | 328 | 318
88 | 2016007278 | 328.3333 | 318.3333
89 | 2016007278 | 328.6667 | 318.6667
90 | 2016007278 | 329 | 339
91 | 2016007278 | 329 | 339
92 | 2016007278 | 329 | 339
93 | 2016007278 | 329 | 339
94 | 2016007278 | 328.6667 | 338.6667
95 | 2016007278 | 328.3333 | 338.3333
96 | 2016007278 | 328 | 338
97 | 2016007278 | 327.6667 | 337.6667
98 | 2016007278 | 327.3333 | 337.3333
99 | 2016007278 | 327 | 337
100 | 2016007278 | 328.6667 | 338.6667
101 | 2016007278 | 330.3333 | 340.3333
102 | 2016007278 | 332 | 342
103 | 2016007278 | 334.3333 | 344.3333
104 | 2016007278 | 336.6667 | 346.6667
105 | 2016007278 | 339 | 349
106 | 2016007278 | 339.3333 | 349.3333
107 | 2016007278 | 339.6667 | 349.6667
108 | 2016007278 | 340 | 350
109 | 2016007278 | 342.3333 | 352.3333
110 | 2016007278 | 344.6667 | 354.6667
111 | 2016007278 | 347 | 357
112 | 2016007278 | 349.6667 | 359.6667
113 | 2016007278 | 352.3333 | 362.3333
114 | 2016007278 | 355 | 365
115 | 2016007278 | 360.3333 | 370.3333
116 | 2016007278 | 365.6667 | 375.6667
117 | 2016007278 | 371 | 381
118 | 2016007278 | 373.6667 | 383.6667
119 | 2016007278 | 376.3333 | 386.3333
120 | 2016007278 | 379 | 389
121 | 2016007278 | 383.3333 | 393.3333
122 | 2016007278 | 387.6667 | 377.6667
123 | 2016007278 | 392 | 382
124 | 2016007278 | 395.3333 | 385.3333
125 | 2016007278 | 398.6667 | 388.6667
126 | 2016007278 | 402 | 392
127 | 2016007278 | 404.3333 | 394.3333
128 | 2016007278 | 406.6667 | 396.6667
129 | 2016007278 | 409 | 399
130 | 2016007278 | 409 | 399
131 | 2016007278 | 409 | 399
132 | 2016007278 | 409 | 399
133 | 2016007278 | 408.3333 | 398.3333
134 | 2016007278 | 407.6667 | 397.6667
135 | 2016007278 | 407 | 397
136 | 2016007278 | 407 | 397
137 | 2016007278 | 407 | 397
138 | 2016007278 | 407 | 397
139 | 2016007278 | 407 | 397
140 | 2016007278 | 407 | 397
141 | 2016007278 | 407 | 397
142 | 2016007278 | 406 | 396
143 | 2016007278 | 405 | 395
0 | 2006010926 | 343 | 333
1 | 2006010926 | 344 | 334
2 | 2006010926 | 345 | 335
3 | 2006010926 | 346 | 336
4 | 2006010926 | 348 | 338
5 | 2006010926 | 350 | 340
6 | 2006010926 | 352 | 342
7 | 2006010926 | 353 | 343
8 | 2006010926 | 354 | 344
9 | 2006010926 | 355 | 345
10 | 2006010926 | 356.6667 | 346.6667
11 | 2006010926 | 358.3333 | 348.3333
12 | 2006010926 | 360 | 350
13 | 2006010926 | 363.6667 | 353.6667
14 | 2006010926 | 367.3333 | 357.3333
15 | 2006010926 | 371 | 361
16 | 2006010926 | 373.3333 | 363.3333
17 | 2006010926 | 375.6667 | 365.6667
18 | 2006010926 | 378 | 368
19 | 2006010926 | 378.6667 | 368.6667
20 | 2006010926 | 379.3333 | 369.3333
21 | 2006010926 | 380 | 370
22 | 2006010926 | 381.3333 | 371.3333
23 | 2006010926 | 382.6667 | 372.6667
24 | 2006010926 | 384 | 374
25 | 2006010926 | 385.3333 | 375.3333
26 | 2006010926 | 386.6667 | 376.6667
27 | 2006010926 | 388 | 378
28 | 2006010926 | 387 | 377
29 | 2006010926 | 386 | 376
30 | 2006010926 | 385 | 375
31 | 2006010926 | 383 | 373
32 | 2006010926 | 381 | 371
33 | 2006010926 | 379 | 369
34 | 2006010926 | 378.3333 | 368.3333
35 | 2006010926 | 377.6667 | 367.6667
36 | 2006010926 | 377 | 367
37 | 2006010926 | 377.3333 | 367.3333
38 | 2006010926 | 377.6667 | 367.6667
39 | 2006010926 | 378 | 368
40 | 2006010926 | 379.6667 | 369.6667
41 | 2006010926 | 381.3333 | 371.3333
42 | 2006010926 | 383 | 373
43 | 2006010926 | 385.3333 | 375.3333
44 | 2006010926 | 387.6667 | 377.6667
45 | 2006010926 | 390 | 380
46 | 2006010926 | 391.3333 | 381.3333
47 | 2006010926 | 392.6667 | 382.6667
48 | 2006010926 | 394 | 384
49 | 2006010926 | 393.3333 | 383.3333
50 | 2006010926 | 392.6667 | 382.6667
51 | 2006010926 | 392 | 382
52 | 2006010926 | 387.6667 | 377.6667
53 | 2006010926 | 383.3333 | 373.3333
54 | 2006010926 | 379 | 369
55 | 2006010926 | 372.3333 | 362.3333
56 | 2006010926 | 365.6667 | 355.6667
57 | 2006010926 | 359 | 349
58 | 2006010926 | 353.6667 | 343.6667
59 | 2006010926 | 348.3333 | 338.3333
60 | 2006010926 | 343 | 333
61 | 2006010926 | 338.3333 | 328.3333
62 | 2006010926 | 333.6667 | 323.6667
63 | 2006010926 | 329 | 319
64 | 2006010926 | 326 | 316
65 | 2006010926 | 323 | 313
66 | 2006010926 | 320 | 310
67 | 2006010926 | 318.3333 | 308.3333
68 | 2006010926 | 316.6667 | 306.6667
69 | 2006010926 | 315 | 305
70 | 2006010926 | 315.3333 | 305.3333
71 | 2006010926 | 315.6667 | 305.6667
72 | 2006010926 | 316 | 306
73 | 2006010926 | 316.3333 | 306.3333
74 | 2006010926 | 316.6667 | 306.6667
75 | 2006010926 | 317 | 307
76 | 2006010926 | 316.3333 | 306.3333
77 | 2006010926 | 315.6667 | 305.6667
78 | 2006010926 | 315 | 305
79 | 2006010926 | 314.6667 | 304.6667
80 | 2006010926 | 314.3333 | 304.3333
81 | 2006010926 | 314 | 304
82 | 2006010926 | 316.3333 | 306.3333
83 | 2006010926 | 318.6667 | 308.6667
84 | 2006010926 | 321 | 311
85 | 2006010926 | 323.3333 | 313.3333
86 | 2006010926 | 325.6667 | 315.6667
87 | 2006010926 | 328 | 318
88 | 2006010926 | 328.3333 | 318.3333
89 | 2006010926 | 328.6667 | 318.6667
90 | 2006010926 | 329 | 339
91 | 2006010926 | 329 | 339
92 | 2006010926 | 329 | 339
93 | 2006010926 | 329 | 339
94 | 2006010926 | 328.6667 | 338.6667
95 | 2006010926 | 328.3333 | 338.3333
96 | 2006010926 | 328 | 338
97 | 2006010926 | 327.6667 | 337.6667
98 | 2006010926 | 327.3333 | 337.3333
99 | 2006010926 | 327 | 337
100 | 2006010926 | 328.6667 | 338.6667
101 | 2006010926 | 330.3333 | 340.3333
102 | 2006010926 | 332 | 342
103 | 2006010926 | 334.3333 | 344.3333
104 | 2006010926 | 336.6667 | 346.6667
105 | 2006010926 | 339 | 349
106 | 2006010926 | 339.3333 | 349.3333
107 | 2006010926 | 339.6667 | 349.6667
108 | 2006010926 | 340 | 350
109 | 2006010926 | 342.3333 | 352.3333
110 | 2006010926 | 344.6667 | 354.6667
111 | 2006010926 | 347 | 357
112 | 2006010926 | 349.6667 | 359.6667
113 | 2006010926 | 352.3333 | 362.3333
114 | 2006010926 | 355 | 365
115 | 2006010926 | 360.3333 | 370.3333
116 | 2006010926 | 365.6667 | 375.6667
117 | 2006010926 | 371 | 381
118 | 2006010926 | 373.6667 | 383.6667
119 | 2006010926 | 376.3333 | 386.3333
120 | 2006010926 | 379 | 389
121 | 2006010926 | 383.3333 | 393.3333
122 | 2006010926 | 387.6667 | 377.6667
123 | 2006010926 | 392 | 382
124 | 2006010926 | 395.3333 | 385.3333
125 | 2006010926 | 398.6667 | 388.6667
126 | 2006010926 | 402 | 392
127 | 2006010926 | 404.3333 | 394.3333
128 | 2006010926 | 406.6667 | 396.6667
129 | 2006010926 | 409 | 399
130 | 2006010926 | 409 | 399
131 | 2006010926 | 409 | 399
132 | 2006010926 | 409 | 399
133 | 2006010926 | 408.3333 | 398.3333
134 | 2006010926 | 407.6667 | 397.6667
135 | 2006010926 | 407 | 397
136 | 2006010926 | 407 | 397
137 | 2006010926 | 407 | 397
138 | 2006010926 | 407 | 397
139 | 2006010926 | 407 | 397
140 | 2006010926 | 407 | 397
141 | 2006010926 | 407 | 397
142 | 2006010926 | 406 | 396
143 | 2006010926 | 405 | 395
0 | 2008002546 | 343 | 333
1 | 2008002546 | 344 | 334
2 | 2008002546 | 345 | 335
3 | 2008002546 | 346 | 336
4 | 2008002546 | 348 | 338
5 | 2008002546 | 350 | 340
6 | 2008002546 | 352 | 342
7 | 2008002546 | 353 | 343
8 | 2008002546 | 354 | 344
9 | 2008002546 | 355 | 345
10 | 2008002546 | 356.6667 | 346.6667
11 | 2008002546 | 358.3333 | 348.3333
12 | 2008002546 | 360 | 350
13 | 2008002546 | 363.6667 | 353.6667
14 | 2008002546 | 367.3333 | 357.3333
15 | 2008002546 | 371 | 361
16 | 2008002546 | 373.3333 | 363.3333
17 | 2008002546 | 375.6667 | 365.6667
18 | 2008002546 | 378 | 368
19 | 2008002546 | 378.6667 | 368.6667
20 | 2008002546 | 379.3333 | 369.3333
21 | 2008002546 | 380 | 370
22 | 2008002546 | 381.3333 | 371.3333
23 | 2008002546 | 382.6667 | 372.6667
24 | 2008002546 | 384 | 374
25 | 2008002546 | 385.3333 | 375.3333
26 | 2008002546 | 386.6667 | 376.6667
27 | 2008002546 | 388 | 378
28 | 2008002546 | 387 | 377
29 | 2008002546 | 386 | 376
30 | 2008002546 | 385 | 375
31 | 2008002546 | 383 | 373
32 | 2008002546 | 381 | 371
33 | 2008002546 | 379 | 369
34 | 2008002546 | 378.3333 | 368.3333
35 | 2008002546 | 377.6667 | 367.6667
36 | 2008002546 | 377 | 367
37 | 2008002546 | 377.3333 | 367.3333
38 | 2008002546 | 377.6667 | 367.6667
39 | 2008002546 | 378 | 368
40 | 2008002546 | 379.6667 | 369.6667
41 | 2008002546 | 381.3333 | 371.3333
42 | 2008002546 | 383 | 373
43 | 2008002546 | 385.3333 | 375.3333
44 | 2008002546 | 387.6667 | 377.6667
45 | 2008002546 | 390 | 380
46 | 2008002546 | 391.3333 | 381.3333
47 | 2008002546 | 392.6667 | 382.6667
48 | 2008002546 | 394 | 384
49 | 2008002546 | 393.3333 | 383.3333
50 | 2008002546 | 392.6667 | 382.6667
51 | 2008002546 | 392 | 382
52 | 2008002546 | 387.6667 | 377.6667
53 | 2008002546 | 383.3333 | 373.3333
54 | 2008002546 | 379 | 369
55 | 2008002546 | 372.3333 | 362.3333
56 | 2008002546 | 365.6667 | 355.6667
57 | 2008002546 | 359 | 349
58 | 2008002546 | 353.6667 | 343.6667
59 | 2008002546 | 348.3333 | 338.3333
60 | 2008002546 | 343 | 333
61 | 2008002546 | 338.3333 | 328.3333
62 | 2008002546 | 333.6667 | 323.6667
63 | 2008002546 | 329 | 319
64 | 2008002546 | 326 | 316
65 | 2008002546 | 323 | 313
66 | 2008002546 | 320 | 310
67 | 2008002546 | 318.3333 | 308.3333
68 | 2008002546 | 316.6667 | 306.6667
69 | 2008002546 | 315 | 305
70 | 2008002546 | 315.3333 | 305.3333
71 | 2008002546 | 315.6667 | 305.6667
72 | 2008002546 | 316 | 306
73 | 2008002546 | 316.3333 | 306.3333
74 | 2008002546 | 316.6667 | 306.6667
75 | 2008002546 | 317 | 307
76 | 2008002546 | 316.3333 | 306.3333
77 | 2008002546 | 315.6667 | 305.6667
78 | 2008002546 | 315 | 305
79 | 2008002546 | 314.6667 | 304.6667
80 | 2008002546 | 314.3333 | 304.3333
81 | 2008002546 | 314 | 304
82 | 2008002546 | 316.3333 | 306.3333
83 | 2008002546 | 318.6667 | 308.6667
84 | 2008002546 | 321 | 311
85 | 2008002546 | 323.3333 | 313.3333
86 | 2008002546 | 325.6667 | 315.6667
87 | 2008002546 | 328 | 318
88 | 2008002546 | 328.3333 | 318.3333
89 | 2008002546 | 328.6667 | 318.6667
90 | 2008002546 | 329 | 339
91 | 2008002546 | 329 | 339
92 | 2008002546 | 329 | 339
93 | 2008002546 | 329 | 339
94 | 2008002546 | 328.6667 | 338.6667
95 | 2008002546 | 328.3333 | 338.3333
96 | 2008002546 | 328 | 338
97 | 2008002546 | 327.6667 | 337.6667
98 | 2008002546 | 327.3333 | 337.3333
99 | 2008002546 | 327 | 337
100 | 2008002546 | 328.6667 | 338.6667
101 | 2008002546 | 330.3333 | 340.3333
102 | 2008002546 | 332 | 342
103 | 2008002546 | 334.3333 | 344.3333
104 | 2008002546 | 336.6667 | 346.6667
105 | 2008002546 | 339 | 349
106 | 2008002546 | 339.3333 | 349.3333
107 | 2008002546 | 339.6667 | 349.6667
108 | 2008002546 | 340 | 350
109 | 2008002546 | 342.3333 | 352.3333
110 | 2008002546 | 344.6667 | 354.6667
111 | 2008002546 | 347 | 357
112 | 2008002546 | 349.6667 | 359.6667
113 | 2008002546 | 352.3333 | 362.3333
114 | 2008002546 | 355 | 365
115 | 2008002546 | 360.3333 | 370.3333
116 | 2008002546 | 365.6667 | 375.6667
117 | 2008002546 | 371 | 381
118 | 2008002546 | 373.6667 | 383.6667
119 | 2008002546 | 376.3333 | 386.3333
120 | 2008002546 | 379 | 389
121 | 2008002546 | 383.3333 | 393.3333
122 | 2008002546 | 387.6667 | 377.6667
123 | 2008002546 | 392 | 382
124 | 2008002546 | 395.3333 | 385.3333
125 | 2008002546 | 398.6667 | 388.6667
126 | 2008002546 | 402 | 392
127 | 2008002546 | 404.3333 | 394.3333
128 | 2008002546 | 406.6667 | 396.6667
129 | 2008002546 | 409 | 399
130 | 2008002546 | 409 | 399
131 | 2008002546 | 409 | 399
132 | 2008002546 | 409 | 399
133 | 2008002546 | 408.3333 | 398.3333
134 | 2008002546 | 407.6667 | 397.6667
135 | 2008002546 | 407 | 397
136 | 2008002546 | 407 | 397
137 | 2008002546 | 407 | 397
138 | 2008002546 | 407 | 397
139 | 2008002546 | 407 | 397
140 | 2008002546 | 407 | 397
141 | 2008002546 | 407 | 397
142 | 2008002546 | 406 | 396
143 | 2008002546 | 405 | 395
0 | 2004001565 | 343 | 333
1 | 2004001565 | 344 | 334
2 | 2004001565 | 345 | 335
3 | 2004001565 | 346 | 336
4 | 2004001565 | 348 | 338
5 | 2004001565 | 350 | 340
6 | 2004001565 | 352 | 342
7 | 2004001565 | 353 | 343
8 | 2004001565 | 354 | 344
9 | 2004001565 | 355 | 345
10 | 2004001565 | 356.6667 | 346.6667
11 | 2004001565 | 358.3333 | 348.3333
12 | 2004001565 | 360 | 350
13 | 2004001565 | 363.6667 | 353.6667
14 | 2004001565 | 367.3333 | 357.3333
15 | 2004001565 | 371 | 361
16 | 2004001565 | 373.3333 | 363.3333
17 | 2004001565 | 375.6667 | 365.6667
18 | 2004001565 | 378 | 368
19 | 2004001565 | 378.6667 | 368.6667
20 | 2004001565 | 379.3333 | 369.3333
21 | 2004001565 | 380 | 370
22 | 2004001565 | 381.3333 | 371.3333
23 | 2004001565 | 382.6667 | 372.6667
24 | 2004001565 | 384 | 374
25 | 2004001565 | 385.3333 | 375.3333
26 | 2004001565 | 386.6667 | 376.6667
27 | 2004001565 | 388 | 378
28 | 2004001565 | 387 | 377
29 | 2004001565 | 386 | 376
30 | 2004001565 | 385 | 375
31 | 2004001565 | 383 | 373
32 | 2004001565 | 381 | 371
33 | 2004001565 | 379 | 369
34 | 2004001565 | 378.3333 | 368.3333
35 | 2004001565 | 377.6667 | 367.6667
36 | 2004001565 | 377 | 367
37 | 2004001565 | 377.3333 | 367.3333
38 | 2004001565 | 377.6667 | 367.6667
39 | 2004001565 | 378 | 368
40 | 2004001565 | 379.6667 | 369.6667
41 | 2004001565 | 381.3333 | 371.3333
42 | 2004001565 | 383 | 373
43 | 2004001565 | 385.3333 | 375.3333
44 | 2004001565 | 387.6667 | 377.6667
45 | 2004001565 | 390 | 380
46 | 2004001565 | 391.3333 | 381.3333
47 | 2004001565 | 392.6667 | 382.6667
48 | 2004001565 | 394 | 384
49 | 2004001565 | 393.3333 | 383.3333
50 | 2004001565 | 392.6667 | 382.6667
51 | 2004001565 | 392 | 382
52 | 2004001565 | 387.6667 | 377.6667
53 | 2004001565 | 383.3333 | 373.3333
54 | 2004001565 | 379 | 369
55 | 2004001565 | 372.3333 | 362.3333
56 | 2004001565 | 365.6667 | 355.6667
57 | 2004001565 | 359 | 349
58 | 2004001565 | 353.6667 | 343.6667
59 | 2004001565 | 348.3333 | 338.3333
60 | 2004001565 | 343 | 333
61 | 2004001565 | 338.3333 | 328.3333
62 | 2004001565 | 333.6667 | 323.6667
63 | 2004001565 | 329 | 319
64 | 2004001565 | 326 | 316
65 | 2004001565 | 323 | 313
66 | 2004001565 | 320 | 310
67 | 2004001565 | 318.3333 | 308.3333
68 | 2004001565 | 316.6667 | 306.6667
69 | 2004001565 | 315 | 305
70 | 2004001565 | 315.3333 | 305.3333
71 | 2004001565 | 315.6667 | 305.6667
72 | 2004001565 | 316 | 306
73 | 2004001565 | 316.3333 | 306.3333
74 | 2004001565 | 316.6667 | 306.6667
75 | 2004001565 | 317 | 307
76 | 2004001565 | 316.3333 | 306.3333
77 | 2004001565 | 315.6667 | 305.6667
78 | 2004001565 | 315 | 305
79 | 2004001565 | 314.6667 | 304.6667
80 | 2004001565 | 314.3333 | 304.3333
81 | 2004001565 | 314 | 304
82 | 2004001565 | 316.3333 | 306.3333
83 | 2004001565 | 318.6667 | 308.6667
84 | 2004001565 | 321 | 311
85 | 2004001565 | 323.3333 | 313.3333
86 | 2004001565 | 325.6667 | 315.6667
87 | 2004001565 | 328 | 318
88 | 2004001565 | 328.3333 | 318.3333
89 | 2004001565 | 328.6667 | 318.6667
90 | 2004001565 | 329 | 339
91 | 2004001565 | 329 | 339
92 | 2004001565 | 329 | 339
93 | 2004001565 | 329 | 339
94 | 2004001565 | 328.6667 | 338.6667
95 | 2004001565 | 328.3333 | 338.3333
96 | 2004001565 | 328 | 338
97 | 2004001565 | 327.6667 | 337.6667
98 | 2004001565 | 327.3333 | 337.3333
99 | 2004001565 | 327 | 337
100 | 2004001565 | 328.6667 | 338.6667
101 | 2004001565 | 330.3333 | 340.3333
102 | 2004001565 | 332 | 342
103 | 2004001565 | 334.3333 | 344.3333
104 | 2004001565 | 336.6667 | 346.6667
105 | 2004001565 | 339 | 349
106 | 2004001565 | 339.3333 | 349.3333
107 | 2004001565 | 339.6667 | 349.6667
108 | 2004001565 | 340 | 350
109 | 2004001565 | 342.3333 | 352.3333
110 | 2004001565 | 344.6667 | 354.6667
111 | 2004001565 | 347 | 357
112 | 2004001565 | 349.6667 | 359.6667
113 | 2004001565 | 352.3333 | 362.3333
114 | 2004001565 | 355 | 365
115 | 2004001565 | 360.3333 | 370.3333
116 | 2004001565 | 365.6667 | 375.6667
117 | 2004001565 | 371 | 381
118 | 2004001565 | 373.6667 | 383.6667
119 | 2004001565 | 376.3333 | 386.3333
120 | 2004001565 | 379 | 389
121 | 2004001565 | 383.3333 | 393.3333
122 | 2004001565 | 387.6667 | 377.6667
123 | 2004001565 | 392 | 382
124 | 2004001565 | 395.3333 | 385.3333
125 | 2004001565 | 398.6667 | 388.6667
126 | 2004001565 | 402 | 392
127 | 2004001565 | 404.3333 | 394.3333
128 | 2004001565 | 406.6667 | 396.6667
129 | 2004001565 | 409 | 399
130 | 2004001565 | 409 | 399
131 | 2004001565 | 409 | 399
132 | 2004001565 | 409 | 399
133 | 2004001565 | 408.3333 | 398.3333
134 | 2004001565 | 407.6667 | 397.6667
135 | 2004001565 | 407 | 397
136 | 2004001565 | 407 | 397
137 | 2004001565 | 407 | 397
138 | 2004001565 | 407 | 397
139 | 2004001565 | 407 | 397
140 | 2004001565 | 407 | 397
141 | 2004001565 | 407 | 397
142 | 2004001565 | 406 | 396
143 | 2004001565 | 405 | 395
0 | 2011004040 | 343 | 333
1 | 2011004040 | 344 | 334
2 | 2011004040 | 345 | 335
3 | 2011004040 | 346 | 336
4 | 2011004040 | 348 | 338
5 | 2011004040 | 350 | 340
6 | 2011004040 | 352 | 342
7 | 2011004040 | 353 | 343
8 | 2011004040 | 354 | 344
9 | 2011004040 | 355 | 345
10 | 2011004040 | 356.6667 | 346.6667
11 | 2011004040 | 358.3333 | 348.3333
12 | 2011004040 | 360 | 350
13 | 2011004040 | 363.6667 | 353.6667
14 | 2011004040 | 367.3333 | 357.3333
15 | 2011004040 | 371 | 361
16 | 2011004040 | 373.3333 | 363.3333
17 | 2011004040 | 375.6667 | 365.6667
18 | 2011004040 | 378 | 368
19 | 2011004040 | 378.6667 | 368.6667
20 | 2011004040 | 379.3333 | 369.3333
21 | 2011004040 | 380 | 370
22 | 2011004040 | 381.3333 | 371.3333
23 | 2011004040 | 382.6667 | 372.6667
24 | 2011004040 | 384 | 374
25 | 2011004040 | 385.3333 | 375.3333
26 | 2011004040 | 386.6667 | 376.6667
27 | 2011004040 | 388 | 378
28 | 2011004040 | 387 | 377
29 | 2011004040 | 386 | 376
30 | 2011004040 | 385 | 375
31 | 2011004040 | 383 | 373
32 | 2011004040 | 381 | 371
33 | 2011004040 | 379 | 369
34 | 2011004040 | 378.3333 | 368.3333
35 | 2011004040 | 377.6667 | 367.6667
36 | 2011004040 | 377 | 367
37 | 2011004040 | 377.3333 | 367.3333
38 | 2011004040 | 377.6667 | 367.6667
39 | 2011004040 | 378 | 368
40 | 2011004040 | 379.6667 | 369.6667
41 | 2011004040 | 381.3333 | 371.3333
42 | 2011004040 | 383 | 373
43 | 2011004040 | 385.3333 | 375.3333
44 | 2011004040 | 387.6667 | 377.6667
45 | 2011004040 | 390 | 380
46 | 2011004040 | 391.3333 | 381.3333
47 | 2011004040 | 392.6667 | 382.6667
48 | 2011004040 | 394 | 384
49 | 2011004040 | 393.3333 | 383.3333
50 | 2011004040 | 392.6667 | 382.6667
51 | 2011004040 | 392 | 382
52 | 2011004040 | 387.6667 | 377.6667
53 | 2011004040 | 383.3333 | 373.3333
54 | 2011004040 | 379 | 369
55 | 2011004040 | 372.3333 | 362.3333
56 | 2011004040 | 365.6667 | 355.6667
57 | 2011004040 | 359 | 349
58 | 2011004040 | 353.6667 | 343.6667
59 | 2011004040 | 348.3333 | 338.3333
60 | 2011004040 | 343 | 333
61 | 2011004040 | 338.3333 | 328.3333
62 | 2011004040 | 333.6667 | 323.6667
63 | 2011004040 | 329 | 319
64 | 2011004040 | 326 | 316
65 | 2011004040 | 323 | 313
66 | 2011004040 | 320 | 310
67 | 2011004040 | 318.3333 | 308.3333
68 | 2011004040 | 316.6667 | 306.6667
69 | 2011004040 | 315 | 305
70 | 2011004040 | 315.3333 | 305.3333
71 | 2011004040 | 315.6667 | 305.6667
72 | 2011004040 | 316 | 306
73 | 2011004040 | 316.3333 | 306.3333
74 | 2011004040 | 316.6667 | 306.6667
75 | 2011004040 | 317 | 307
76 | 2011004040 | 316.3333 | 306.3333
77 | 2011004040 | 315.6667 | 305.6667
78 | 2011004040 | 315 | 305
79 | 2011004040 | 314.6667 | 304.6667
80 | 2011004040 | 314.3333 | 304.3333
81 | 2011004040 | 314 | 304
82 | 2011004040 | 316.3333 | 306.3333
83 | 2011004040 | 318.6667 | 308.6667
84 | 2011004040 | 321 | 311
85 | 2011004040 | 323.3333 | 313.3333
86 | 2011004040 | 325.6667 | 315.6667
87 | 2011004040 | 328 | 318
88 | 2011004040 | 328.3333 | 318.3333
89 | 2011004040 | 328.6667 | 318.6667
90 | 2011004040 | 329 | 339
91 | 2011004040 | 329 | 339
92 | 2011004040 | 329 | 339
93 | 2011004040 | 329 | 339
94 | 2011004040 | 328.6667 | 338.6667
95 | 2011004040 | 328.3333 | 338.3333
96 | 2011004040 | 328 | 338
97 | 2011004040 | 327.6667 | 337.6667
98 | 2011004040 | 327.3333 | 337.3333
99 | 2011004040 | 327 | 337
100 | 2011004040 | 328.6667 | 338.6667
101 | 2011004040 | 330.3333 | 340.3333
102 | 2011004040 | 332 | 342
103 | 2011004040 | 334.3333 | 344.3333
104 | 2011004040 | 336.6667 | 346.6667
105 | 2011004040 | 339 | 349
106 | 2011004040 | 339.3333 | 349.3333
107 | 2011004040 | 339.6667 | 349.6667
108 | 2011004040 | 340 | 350
109 | 2011004040 | 342.3333 | 352.3333
110 | 2011004040 | 344.6667 | 354.6667
111 | 2011004040 | 347 | 357
112 | 2011004040 | 349.6667 | 359.6667
113 | 2011004040 | 352.3333 | 362.3333
114 | 2011004040 | 355 | 365
115 | 2011004040 | 360.3333 | 370.3333
116 | 2011004040 | 365.6667 | 375.6667
117 | 2011004040 | 371 | 381
118 | 2011004040 | 373.6667 | 383.6667
119 | 2011004040 | 376.3333 | 386.3333
120 | 2011004040 | 379 | 389
121 | 2011004040 | 383.3333 | 393.3333
122 | 2011004040 | 387.6667 | 377.6667
123 | 2011004040 | 392 | 382
124 | 2011004040 | 395.3333 | 385.3333
125 | 2011004040 | 398.6667 | 388.6667
126 | 2011004040 | 402 | 392
127 | 2011004040 | 404.3333 | 394.3333
128 | 2011004040 | 406.6667 | 396.6667
129 | 2011004040 | 409 | 399
130 | 2011004040 | 409 | 399
131 | 2011004040 | 409 | 399
132 | 2011004040 | 409 | 399
133 | 2011004040 | 408.3333 | 398.3333
134 | 2011004040 | 407.6667 | 397.6667
135 | 2011004040 | 407 | 397
136 | 2011004040 | 407 | 397
137 | 2011004040 | 407 | 397
138 | 2011004040 | 407 | 397
139 | 2011004040 | 407 | 397
140 | 2011004040 | 407 | 397
141 | 2011004040 | 407 | 397
142 | 2011004040 | 406 | 396
143 | 2011004040 | 405 | 395
0 | 2003004352 | 343 | 333
1 | 2003004352 | 344 | 334
2 | 2003004352 | 345 | 335
3 | 2003004352 | 346 | 336
4 | 2003004352 | 348 | 338
5 | 2003004352 | 350 | 340
6 | 2003004352 | 352 | 342
7 | 2003004352 | 353 | 343
8 | 2003004352 | 354 | 344
9 | 2003004352 | 355 | 345
10 | 2003004352 | 356.6667 | 346.6667
11 | 2003004352 | 358.3333 | 348.3333
12 | 2003004352 | 360 | 350
13 | 2003004352 | 363.6667 | 353.6667
14 | 2003004352 | 367.3333 | 357.3333
15 | 2003004352 | 371 | 361
16 | 2003004352 | 373.3333 | 363.3333
17 | 2003004352 | 375.6667 | 365.6667
18 | 2003004352 | 378 | 368
19 | 2003004352 | 378.6667 | 368.6667
20 | 2003004352 | 379.3333 | 369.3333
21 | 2003004352 | 380 | 370
22 | 2003004352 | 381.3333 | 371.3333
23 | 2003004352 | 382.6667 | 372.6667
24 | 2003004352 | 384 | 374
25 | 2003004352 | 385.3333 | 375.3333
26 | 2003004352 | 386.6667 | 376.6667
27 | 2003004352 | 388 | 378
28 | 2003004352 | 387 | 377
29 | 2003004352 | 386 | 376
30 | 2003004352 | 385 | 375
31 | 2003004352 | 383 | 373
32 | 2003004352 | 381 | 371
33 | 2003004352 | 379 | 369
34 | 2003004352 | 378.3333 | 368.3333
35 | 2003004352 | 377.6667 | 367.6667
36 | 2003004352 | 377 | 367
37 | 2003004352 | 377.3333 | 367.3333
38 | 2003004352 | 377.6667 | 367.6667
39 | 2003004352 | 378 | 368
40 | 2003004352 | 379.6667 | 369.6667
41 | 2003004352 | 381.3333 | 371.3333
42 | 2003004352 | 383 | 373
43 | 2003004352 | 385.3333 | 375.3333
44 | 2003004352 | 387.6667 | 377.6667
45 | 2003004352 | 390 | 380
46 | 2003004352 | 391.3333 | 381.3333
47 | 2003004352 | 392.6667 | 382.6667
48 | 2003004352 | 394 | 384
49 | 2003004352 | 393.3333 | 383.3333
50 | 2003004352 | 392.6667 | 382.6667
51 | 2003004352 | 392 | 382
52 | 2003004352 | 387.6667 | 377.6667
53 | 2003004352 | 383.3333 | 373.3333
54 | 2003004352 | 379 | 369
55 | 2003004352 | 372.3333 | 362.3333
56 | 2003004352 | 365.6667 | 355.6667
57 | 2003004352 | 359 | 349
58 | 2003004352 | 353.6667 | 343.6667
59 | 2003004352 | 348.3333 | 338.3333
60 | 2003004352 | 343 | 333
61 | 2003004352 | 338.3333 | 328.3333
62 | 2003004352 | 333.6667 | 323.6667
63 | 2003004352 | 329 | 319
64 | 2003004352 | 326 | 316
65 | 2003004352 | 323 | 313
66 | 2003004352 | 320 | 310
67 | 2003004352 | 318.3333 | 308.3333
68 | 2003004352 | 316.6667 | 306.6667
69 | 2003004352 | 315 | 305
70 | 2003004352 | 315.3333 | 305.3333
71 | 2003004352 | 315.6667 | 305.6667
72 | 2003004352 | 316 | 306
73 | 2003004352 | 316.3333 | 306.3333
74 | 2003004352 | 316.6667 | 306.6667
75 | 2003004352 | 317 | 307
76 | 2003004352 | 316.3333 | 306.3333
77 | 2003004352 | 315.6667 | 305.6667
78 | 2003004352 | 315 | 305
79 | 2003004352 | 314.6667 | 304.6667
80 | 2003004352 | 314.3333 | 304.3333
81 | 2003004352 | 314 | 304
82 | 2003004352 | 316.3333 | 306.3333
83 | 2003004352 | 318.6667 | 308.6667
84 | 2003004352 | 321 | 311
85 | 2003004352 | 323.3333 | 313.3333
86 | 2003004352 | 325.6667 | 315.6667
87 | 2003004352 | 328 | 318
88 | 2003004352 | 328.3333 | 318.3333
89 | 2003004352 | 328.6667 | 318.6667
90 | 2003004352 | 329 | 339
91 | 2003004352 | 329 | 339
92 | 2003004352 | 329 | 339
93 | 2003004352 | 329 | 339
94 | 2003004352 | 328.6667 | 338.6667
95 | 2003004352 | 328.3333 | 338.3333
96 | 2003004352 | 328 | 338
97 | 2003004352 | 327.6667 | 337.6667
98 | 2003004352 | 327.3333 | 337.3333
99 | 2003004352 | 327 | 337
100 | 2003004352 | 328.6667 | 338.6667
101 | 2003004352 | 330.3333 | 340.3333
102 | 2003004352 | 332 | 342
103 | 2003004352 | 334.3333 | 344.3333
104 | 2003004352 | 336.6667 | 346.6667
105 | 2003004352 | 339 | 349
106 | 2003004352 | 339.3333 | 349.3333
107 | 2003004352 | 339.6667 | 349.6667
108 | 2003004352 | 340 | 350
109 | 2003004352 | 342.3333 | 352.3333
110 | 2003004352 | 344.6667 | 354.6667
111 | 2003004352 | 347 | 357
112 | 2003004352 | 349.6667 | 359.6667
113 | 2003004352 | 352.3333 | 362.3333
114 | 2003004352 | 355 | 365
115 | 2003004352 | 360.3333 | 370.3333
116 | 2003004352 | 365.6667 | 375.6667
117 | 2003004352 | 371 | 381
118 | 2003004352 | 373.6667 | 383.6667
119 | 2003004352 | 376.3333 | 386.3333
120 | 2003004352 | 379 | 389
121 | 2003004352 | 383.3333 | 393.3333
122 | 2003004352 | 387.6667 | 377.6667
123 | 2003004352 | 392 | 382
124 | 2003004352 | 395.3333 | 385.3333
125 | 2003004352 | 398.6667 | 388.6667
126 | 2003004352 | 402 | 392
127 | 2003004352 | 404.3333 | 394.3333
128 | 2003004352 | 406.6667 | 396.6667
129 | 2003004352 | 409 | 399
130 | 2003004352 | 409 | 399
131 | 2003004352 | 409 | 399
132 | 2003004352 | 409 | 399
133 | 2003004352 | 408.3333 | 398.3333
134 | 2003004352 | 407.6667 | 397.6667
135 | 2003004352 | 407 | 397
136 | 2003004352 | 407 | 397
137 | 2003004352 | 407 | 397
138 | 2003004352 | 407 | 397
139 | 2003004352 | 407 | 397
140 | 2003004352 | 407 | 397
141 | 2003004352 | 407 | 397
142 | 2003004352 | 406 | 396
143 | 2003004352 | 405 | 395
0 | 2016006808 | 343 | 333
1 | 2016006808 | 344 | 334
2 | 2016006808 | 345 | 335
3 | 2016006808 | 346 | 336
4 | 2016006808 | 348 | 338
5 | 2016006808 | 350 | 340
6 | 2016006808 | 352 | 342
7 | 2016006808 | 353 | 343
8 | 2016006808 | 354 | 344
9 | 2016006808 | 355 | 345
10 | 2016006808 | 356.6667 | 346.6667
11 | 2016006808 | 358.3333 | 348.3333
12 | 2016006808 | 360 | 350
13 | 2016006808 | 363.6667 | 353.6667
14 | 2016006808 | 367.3333 | 357.3333
15 | 2016006808 | 371 | 361
16 | 2016006808 | 373.3333 | 363.3333
17 | 2016006808 | 375.6667 | 365.6667
18 | 2016006808 | 378 | 368
19 | 2016006808 | 378.6667 | 368.6667
20 | 2016006808 | 379.3333 | 369.3333
21 | 2016006808 | 380 | 370
22 | 2016006808 | 381.3333 | 371.3333
23 | 2016006808 | 382.6667 | 372.6667
24 | 2016006808 | 384 | 374
25 | 2016006808 | 385.3333 | 375.3333
26 | 2016006808 | 386.6667 | 376.6667
27 | 2016006808 | 388 | 378
28 | 2016006808 | 387 | 377
29 | 2016006808 | 386 | 376
30 | 2016006808 | 385 | 375
31 | 2016006808 | 383 | 373
32 | 2016006808 | 381 | 371
33 | 2016006808 | 379 | 369
34 | 2016006808 | 378.3333 | 368.3333
35 | 2016006808 | 377.6667 | 367.6667
36 | 2016006808 | 377 | 367
37 | 2016006808 | 377.3333 | 367.3333
38 | 2016006808 | 377.6667 | 367.6667
39 | 2016006808 | 378 | 368
40 | 2016006808 | 379.6667 | 369.6667
41 | 2016006808 | 381.3333 | 371.3333
42 | 2016006808 | 383 | 373
43 | 2016006808 | 385.3333 | 375.3333
44 | 2016006808 | 387.6667 | 377.6667
45 | 2016006808 | 390 | 380
46 | 2016006808 | 391.3333 | 381.3333
47 | 2016006808 | 392.6667 | 382.6667
48 | 2016006808 | 394 | 384
49 | 2016006808 | 393.3333 | 383.3333
50 | 2016006808 | 392.6667 | 382.6667
51 | 2016006808 | 392 | 382
52 | 2016006808 | 387.6667 | 377.6667
53 | 2016006808 | 383.3333 | 373.3333
54 | 2016006808 | 379 | 369
55 | 2016006808 | 372.3333 | 362.3333
56 | 2016006808 | 365.6667 | 355.6667
57 | 2016006808 | 359 | 349
58 | 2016006808 | 353.6667 | 343.6667
59 | 2016006808 | 348.3333 | 338.3333
60 | 2016006808 | 343 | 333
61 | 2016006808 | 338.3333 | 328.3333
62 | 2016006808 | 333.6667 | 323.6667
63 | 2016006808 | 329 | 319
64 | 2016006808 | 326 | 316
65 | 2016006808 | 323 | 313
66 | 2016006808 | 320 | 310
67 | 2016006808 | 318.3333 | 308.3333
68 | 2016006808 | 316.6667 | 306.6667
69 | 2016006808 | 315 | 305
70 | 2016006808 | 315.3333 | 305.3333
71 | 2016006808 | 315.6667 | 305.6667
72 | 2016006808 | 316 | 306
73 | 2016006808 | 316.3333 | 306.3333
74 | 2016006808 | 316.6667 | 306.6667
75 | 2016006808 | 317 | 307
76 | 2016006808 | 316.3333 | 306.3333
77 | 2016006808 | 315.6667 | 305.6667
78 | 2016006808 | 315 | 305
79 | 2016006808 | 314.6667 | 304.6667
80 | 2016006808 | 314.3333 | 304.3333
81 | 2016006808 | 314 | 304
82 | 2016006808 | 316.3333 | 306.3333
83 | 2016006808 | 318.6667 | 308.6667
84 | 2016006808 | 321 | 311
85 | 2016006808 | 323.3333 | 313.3333
86 | 2016006808 | 325.6667 | 315.6667
87 | 2016006808 | 328 | 318
88 | 2016006808 | 328.3333 | 318.3333
89 | 2016006808 | 328.6667 | 318.6667
90 | 2016006808 | 329 | 339
91 | 2016006808 | 329 | 339
92 | 2016006808 | 329 | 339
93 | 2016006808 | 329 | 339
94 | 2016006808 | 328.6667 | 338.6667
95 | 2016006808 | 328.3333 | 338.3333
96 | 2016006808 | 328 | 338
97 | 2016006808 | 327.6667 | 337.6667
98 | 2016006808 | 327.3333 | 337.3333
99 | 2016006808 | 327 | 337
100 | 2016006808 | 328.6667 | 338.6667
101 | 2016006808 | 330.3333 | 340.3333
102 | 2016006808 | 332 | 342
103 | 2016006808 | 334.3333 | 344.3333
104 | 2016006808 | 336.6667 | 346.6667
105 | 2016006808 | 339 | 349
106 | 2016006808 | 339.3333 | 349.3333
107 | 2016006808 | 339.6667 | 349.6667
108 | 2016006808 | 340 | 350
109 | 2016006808 | 342.3333 | 352.3333
110 | 2016006808 | 344.6667 | 354.6667
111 | 2016006808 | 347 | 357
112 | 2016006808 | 349.6667 | 359.6667
113 | 2016006808 | 352.3333 | 362.3333
114 | 2016006808 | 355 | 365
115 | 2016006808 | 360.3333 | 370.3333
116 | 2016006808 | 365.6667 | 375.6667
117 | 2016006808 | 371 | 381
118 | 2016006808 | 373.6667 | 383.6667
119 | 2016006808 | 376.3333 | 386.3333
120 | 2016006808 | 379 | 389
121 | 2016006808 | 383.3333 | 393.3333
122 | 2016006808 | 387.6667 | 377.6667
123 | 2016006808 | 392 | 382
124 | 2016006808 | 395.3333 | 385.3333
125 | 2016006808 | 398.6667 | 388.6667
126 | 2016006808 | 402 | 392
127 | 2016006808 | 404.3333 | 394.3333
128 | 2016006808 | 406.6667 | 396.6667
129 | 2016006808 | 409 | 399
130 | 2016006808 | 409 | 399
131 | 2016006808 | 409 | 399
132 | 2016006808 | 409 | 399
133 | 2016006808 | 408.3333 | 398.3333
134 | 2016006808 | 407.6667 | 397.6667
135 | 2016006808 | 407 | 397
136 | 2016006808 | 407 | 397
137 | 2016006808 | 407 | 397
138 | 2016006808 | 407 | 397
139 | 2016006808 | 407 | 397
140 | 2016006808 | 407 | 397
141 | 2016006808 | 407 | 397
142 | 2016006808 | 406 | 396
143 | 2016006808 | 405 | 395
0 | 2006006967 | 343 | 333
1 | 2006006967 | 344 | 334
2 | 2006006967 | 345 | 335
3 | 2006006967 | 346 | 336
4 | 2006006967 | 348 | 338
5 | 2006006967 | 350 | 340
6 | 2006006967 | 352 | 342
7 | 2006006967 | 353 | 343
8 | 2006006967 | 354 | 344
9 | 2006006967 | 355 | 345
10 | 2006006967 | 356.6667 | 346.6667
11 | 2006006967 | 358.3333 | 348.3333
12 | 2006006967 | 360 | 350
13 | 2006006967 | 363.6667 | 353.6667
14 | 2006006967 | 367.3333 | 357.3333
15 | 2006006967 | 371 | 361
16 | 2006006967 | 373.3333 | 363.3333
17 | 2006006967 | 375.6667 | 365.6667
18 | 2006006967 | 378 | 368
19 | 2006006967 | 378.6667 | 368.6667
20 | 2006006967 | 379.3333 | 369.3333
21 | 2006006967 | 380 | 370
22 | 2006006967 | 381.3333 | 371.3333
23 | 2006006967 | 382.6667 | 372.6667
24 | 2006006967 | 384 | 374
25 | 2006006967 | 385.3333 | 375.3333
26 | 2006006967 | 386.6667 | 376.6667
27 | 2006006967 | 388 | 378
28 | 2006006967 | 387 | 377
29 | 2006006967 | 386 | 376
30 | 2006006967 | 385 | 375
31 | 2006006967 | 383 | 373
32 | 2006006967 | 381 | 371
33 | 2006006967 | 379 | 369
34 | 2006006967 | 378.3333 | 368.3333
35 | 2006006967 | 377.6667 | 367.6667
36 | 2006006967 | 377 | 367
37 | 2006006967 | 377.3333 | 367.3333
38 | 2006006967 | 377.6667 | 367.6667
39 | 2006006967 | 378 | 368
40 | 2006006967 | 379.6667 | 369.6667
41 | 2006006967 | 381.3333 | 371.3333
42 | 2006006967 | 383 | 373
43 | 2006006967 | 385.3333 | 375.3333
44 | 2006006967 | 387.6667 | 377.6667
45 | 2006006967 | 390 | 380
46 | 2006006967 | 391.3333 | 381.3333
47 | 2006006967 | 392.6667 | 382.6667
48 | 2006006967 | 394 | 384
49 | 2006006967 | 393.3333 | 383.3333
50 | 2006006967 | 392.6667 | 382.6667
51 | 2006006967 | 392 | 382
52 | 2006006967 | 387.6667 | 377.6667
53 | 2006006967 | 383.3333 | 373.3333
54 | 2006006967 | 379 | 369
55 | 2006006967 | 372.3333 | 362.3333
56 | 2006006967 | 365.6667 | 355.6667
57 | 2006006967 | 359 | 349
58 | 2006006967 | 353.6667 | 343.6667
59 | 2006006967 | 348.3333 | 338.3333
60 | 2006006967 | 343 | 333
61 | 2006006967 | 338.3333 | 328.3333
62 | 2006006967 | 333.6667 | 323.6667
63 | 2006006967 | 329 | 319
64 | 2006006967 | 326 | 316
65 | 2006006967 | 323 | 313
66 | 2006006967 | 320 | 310
67 | 2006006967 | 318.3333 | 308.3333
68 | 2006006967 | 316.6667 | 306.6667
69 | 2006006967 | 315 | 305
70 | 2006006967 | 315.3333 | 305.3333
71 | 2006006967 | 315.6667 | 305.6667
72 | 2006006967 | 316 | 306
73 | 2006006967 | 316.3333 | 306.3333
74 | 2006006967 | 316.6667 | 306.6667
75 | 2006006967 | 317 | 307
76 | 2006006967 | 316.3333 | 306.3333
77 | 2006006967 | 315.6667 | 305.6667
78 | 2006006967 | 315 | 305
79 | 2006006967 | 314.6667 | 304.6667
80 | 2006006967 | 314.3333 | 304.3333
81 | 2006006967 | 314 | 304
82 | 2006006967 | 316.3333 | 306.3333
83 | 2006006967 | 318.6667 | 308.6667
84 | 2006006967 | 321 | 311
85 | 2006006967 | 323.3333 | 313.3333
86 | 2006006967 | 325.6667 | 315.6667
87 | 2006006967 | 328 | 318
88 | 2006006967 | 328.3333 | 318.3333
89 | 2006006967 | 328.6667 | 318.6667
90 | 2006006967 | 329 | 339
91 | 2006006967 | 329 | 339
92 | 2006006967 | 329 | 339
93 | 2006006967 | 329 | 339
94 | 2006006967 | 328.6667 | 338.6667
95 | 2006006967 | 328.3333 | 338.3333
96 | 2006006967 | 328 | 338
97 | 2006006967 | 327.6667 | 337.6667
98 | 2006006967 | 327.3333 | 337.3333
99 | 2006006967 | 327 | 337
100 | 2006006967 | 328.6667 | 338.6667
101 | 2006006967 | 330.3333 | 340.3333
102 | 2006006967 | 332 | 342
103 | 2006006967 | 334.3333 | 344.3333
104 | 2006006967 | 336.6667 | 346.6667
105 | 2006006967 | 339 | 349
106 | 2006006967 | 339.3333 | 349.3333
107 | 2006006967 | 339.6667 | 349.6667
108 | 2006006967 | 340 | 350
109 | 2006006967 | 342.3333 | 352.3333
110 | 2006006967 | 344.6667 | 354.6667
111 | 2006006967 | 347 | 357
112 | 2006006967 | 349.6667 | 359.6667
113 | 2006006967 | 352.3333 | 362.3333
114 | 2006006967 | 355 | 365
115 | 2006006967 | 360.3333 | 370.3333
116 | 2006006967 | 365.6667 | 375.6667
117 | 2006006967 | 371 | 381
118 | 2006006967 | 373.6667 | 383.6667
119 | 2006006967 | 376.3333 | 386.3333
120 | 2006006967 | 379 | 389
121 | 2006006967 | 383.3333 | 393.3333
122 | 2006006967 | 387.6667 | 377.6667
123 | 2006006967 | 392 | 382
124 | 2006006967 | 395.3333 | 385.3333
125 | 2006006967 | 398.6667 | 388.6667
126 | 2006006967 | 402 | 392
127 | 2006006967 | 404.3333 | 394.3333
128 | 2006006967 | 406.6667 | 396.6667
129 | 2006006967 | 409 | 399
130 | 2006006967 | 409 | 399
131 | 2006006967 | 409 | 399
132 | 2006006967 | 409 | 399
133 | 2006006967 | 408.3333 | 398.3333
134 | 2006006967 | 407.6667 | 397.6667
135 | 2006006967 | 407 | 397
136 | 2006006967 | 407 | 397
137 | 2006006967 | 407 | 397
138 | 2006006967 | 407 | 397
139 | 2006006967 | 407 | 397
140 | 2006006967 | 407 | 397
141 | 2006006967 | 407 | 397
142 | 2006006967 | 406 | 396
143 | 2006006967 | 405 | 395
0 | 2010005508 | 343 | 333
1 | 2010005508 | 344 | 334
2 | 2010005508 | 345 | 335
3 | 2010005508 | 346 | 336
4 | 2010005508 | 348 | 338
5 | 2010005508 | 350 | 340
6 | 2010005508 | 352 | 342
7 | 2010005508 | 353 | 343
8 | 2010005508 | 354 | 344
9 | 2010005508 | 355 | 345
10 | 2010005508 | 356.6667 | 346.6667
11 | 2010005508 | 358.3333 | 348.3333
12 | 2010005508 | 360 | 350
13 | 2010005508 | 363.6667 | 353.6667
14 | 2010005508 | 367.3333 | 357.3333
15 | 2010005508 | 371 | 361
16 | 2010005508 | 373.3333 | 363.3333
17 | 2010005508 | 375.6667 | 365.6667
18 | 2010005508 | 378 | 368
19 | 2010005508 | 378.6667 | 368.6667
20 | 2010005508 | 379.3333 | 369.3333
21 | 2010005508 | 380 | 370
22 | 2010005508 | 381.3333 | 371.3333
23 | 2010005508 | 382.6667 | 372.6667
24 | 2010005508 | 384 | 374
25 | 2010005508 | 385.3333 | 375.3333
26 | 2010005508 | 386.6667 | 376.6667
27 | 2010005508 | 388 | 378
28 | 2010005508 | 387 | 377
29 | 2010005508 | 386 | 376
30 | 2010005508 | 385 | 375
31 | 2010005508 | 383 | 373
32 | 2010005508 | 381 | 371
33 | 2010005508 | 379 | 369
34 | 2010005508 | 378.3333 | 368.3333
35 | 2010005508 | 377.6667 | 367.6667
36 | 2010005508 | 377 | 367
37 | 2010005508 | 377.3333 | 367.3333
38 | 2010005508 | 377.6667 | 367.6667
39 | 2010005508 | 378 | 368
40 | 2010005508 | 379.6667 | 369.6667
41 | 2010005508 | 381.3333 | 371.3333
42 | 2010005508 | 383 | 373
43 | 2010005508 | 385.3333 | 375.3333
44 | 2010005508 | 387.6667 | 377.6667
45 | 2010005508 | 390 | 380
46 | 2010005508 | 391.3333 | 381.3333
47 | 2010005508 | 392.6667 | 382.6667
48 | 2010005508 | 394 | 384
49 | 2010005508 | 393.3333 | 383.3333
50 | 2010005508 | 392.6667 | 382.6667
51 | 2010005508 | 392 | 382
52 | 2010005508 | 387.6667 | 377.6667
53 | 2010005508 | 383.3333 | 373.3333
54 | 2010005508 | 379 | 369
55 | 2010005508 | 372.3333 | 362.3333
56 | 2010005508 | 365.6667 | 355.6667
57 | 2010005508 | 359 | 349
58 | 2010005508 | 353.6667 | 343.6667
59 | 2010005508 | 348.3333 | 338.3333
60 | 2010005508 | 343 | 333
61 | 2010005508 | 338.3333 | 328.3333
62 | 2010005508 | 333.6667 | 323.6667
63 | 2010005508 | 329 | 319
64 | 2010005508 | 326 | 316
65 | 2010005508 | 323 | 313
66 | 2010005508 | 320 | 310
67 | 2010005508 | 318.3333 | 308.3333
68 | 2010005508 | 316.6667 | 306.6667
69 | 2010005508 | 315 | 305
70 | 2010005508 | 315.3333 | 305.3333
71 | 2010005508 | 315.6667 | 305.6667
72 | 2010005508 | 316 | 306
73 | 2010005508 | 316.3333 | 306.3333
74 | 2010005508 | 316.6667 | 306.6667
75 | 2010005508 | 317 | 307
76 | 2010005508 | 316.3333 | 306.3333
77 | 2010005508 | 315.6667 | 305.6667
78 | 2010005508 | 315 | 305
79 | 2010005508 | 314.6667 | 304.6667
80 | 2010005508 | 314.3333 | 304.3333
81 | 2010005508 | 314 | 304
82 | 2010005508 | 316.3333 | 306.3333
83 | 2010005508 | 318.6667 | 308.6667
84 | 2010005508 | 321 | 311
85 | 2010005508 | 323.3333 | 313.3333
86 | 2010005508 | 325.6667 | 315.6667
87 | 2010005508 | 328 | 318
88 | 2010005508 | 328.3333 | 318.3333
89 | 2010005508 | 328.6667 | 318.6667
90 | 2010005508 | 329 | 339
91 | 2010005508 | 329 | 339
92 | 2010005508 | 329 | 339
93 | 2010005508 | 329 | 339
94 | 2010005508 | 328.6667 | 338.6667
95 | 2010005508 | 328.3333 | 338.3333
96 | 2010005508 | 328 | 338
97 | 2010005508 | 327.6667 | 337.6667
98 | 2010005508 | 327.3333 | 337.3333
99 | 2010005508 | 327 | 337
100 | 2010005508 | 328.6667 | 338.6667
101 | 2010005508 | 330.3333 | 340.3333
102 | 2010005508 | 332 | 342
103 | 2010005508 | 334.3333 | 344.3333
104 | 2010005508 | 336.6667 | 346.6667
105 | 2010005508 | 339 | 349
106 | 2010005508 | 339.3333 | 349.3333
107 | 2010005508 | 339.6667 | 349.6667
108 | 2010005508 | 340 | 350
109 | 2010005508 | 342.3333 | 352.3333
110 | 2010005508 | 344.6667 | 354.6667
111 | 2010005508 | 347 | 357
112 | 2010005508 | 349.6667 | 359.6667
113 | 2010005508 | 352.3333 | 362.3333
114 | 2010005508 | 355 | 365
115 | 2010005508 | 360.3333 | 370.3333
116 | 2010005508 | 365.6667 | 375.6667
117 | 2010005508 | 371 | 381
118 | 2010005508 | 373.6667 | 383.6667
119 | 2010005508 | 376.3333 | 386.3333
120 | 2010005508 | 379 | 389
121 | 2010005508 | 383.3333 | 393.3333
122 | 2010005508 | 387.6667 | 377.6667
123 | 2010005508 | 392 | 382
124 | 2010005508 | 395.3333 | 385.3333
125 | 2010005508 | 398.6667 | 388.6667
126 | 2010005508 | 402 | 392
127 | 2010005508 | 404.3333 | 394.3333
128 | 2010005508 | 406.6667 | 396.6667
129 | 2010005508 | 409 | 399
130 | 2010005508 | 409 | 399
131 | 2010005508 | 409 | 399
132 | 2010005508 | 409 | 399
133 | 2010005508 | 408.3333 | 398.3333
134 | 2010005508 | 407.6667 | 397.6667
135 | 2010005508 | 407 | 397
136 | 2010005508 | 407 | 397
137 | 2010005508 | 407 | 397
138 | 2010005508 | 407 | 397
139 | 2010005508 | 407 | 397
140 | 2010005508 | 407 | 397
141 | 2010005508 | 407 | 397
142 | 2010005508 | 406 | 396
143 | 2010005508 | 405 | 395
0 | 2003008517 | 343 | 333
1 | 2003008517 | 344 | 334
2 | 2003008517 | 345 | 335
3 | 2003008517 | 346 | 336
4 | 2003008517 | 348 | 338
5 | 2003008517 | 350 | 340
6 | 2003008517 | 352 | 342
7 | 2003008517 | 353 | 343
8 | 2003008517 | 354 | 344
9 | 2003008517 | 355 | 345
10 | 2003008517 | 356.6667 | 346.6667
11 | 2003008517 | 358.3333 | 348.3333
12 | 2003008517 | 360 | 350
13 | 2003008517 | 363.6667 | 353.6667
14 | 2003008517 | 367.3333 | 357.3333
15 | 2003008517 | 371 | 361
16 | 2003008517 | 373.3333 | 363.3333
17 | 2003008517 | 375.6667 | 365.6667
18 | 2003008517 | 378 | 368
19 | 2003008517 | 378.6667 | 368.6667
20 | 2003008517 | 379.3333 | 369.3333
21 | 2003008517 | 380 | 370
22 | 2003008517 | 381.3333 | 371.3333
23 | 2003008517 | 382.6667 | 372.6667
24 | 2003008517 | 384 | 374
25 | 2003008517 | 385.3333 | 375.3333
26 | 2003008517 | 386.6667 | 376.6667
27 | 2003008517 | 388 | 378
28 | 2003008517 | 387 | 377
29 | 2003008517 | 386 | 376
30 | 2003008517 | 385 | 375
31 | 2003008517 | 383 | 373
32 | 2003008517 | 381 | 371
33 | 2003008517 | 379 | 369
34 | 2003008517 | 378.3333 | 368.3333
35 | 2003008517 | 377.6667 | 367.6667
36 | 2003008517 | 377 | 367
37 | 2003008517 | 377.3333 | 367.3333
38 | 2003008517 | 377.6667 | 367.6667
39 | 2003008517 | 378 | 368
40 | 2003008517 | 379.6667 | 369.6667
41 | 2003008517 | 381.3333 | 371.3333
42 | 2003008517 | 383 | 373
43 | 2003008517 | 385.3333 | 375.3333
44 | 2003008517 | 387.6667 | 377.6667
45 | 2003008517 | 390 | 380
46 | 2003008517 | 391.3333 | 381.3333
47 | 2003008517 | 392.6667 | 382.6667
48 | 2003008517 | 394 | 384
49 | 2003008517 | 393.3333 | 383.3333
50 | 2003008517 | 392.6667 | 382.6667
51 | 2003008517 | 392 | 382
52 | 2003008517 | 387.6667 | 377.6667
53 | 2003008517 | 383.3333 | 373.3333
54 | 2003008517 | 379 | 369
55 | 2003008517 | 372.3333 | 362.3333
56 | 2003008517 | 365.6667 | 355.6667
57 | 2003008517 | 359 | 349
58 | 2003008517 | 353.6667 | 343.6667
59 | 2003008517 | 348.3333 | 338.3333
60 | 2003008517 | 343 | 333
61 | 2003008517 | 338.3333 | 328.3333
62 | 2003008517 | 333.6667 | 323.6667
63 | 2003008517 | 329 | 319
64 | 2003008517 | 326 | 316
65 | 2003008517 | 323 | 313
66 | 2003008517 | 320 | 310
67 | 2003008517 | 318.3333 | 308.3333
68 | 2003008517 | 316.6667 | 306.6667
69 | 2003008517 | 315 | 305
70 | 2003008517 | 315.3333 | 305.3333
71 | 2003008517 | 315.6667 | 305.6667
72 | 2003008517 | 316 | 306
73 | 2003008517 | 316.3333 | 306.3333
74 | 2003008517 | 316.6667 | 306.6667
75 | 2003008517 | 317 | 307
76 | 2003008517 | 316.3333 | 306.3333
77 | 2003008517 | 315.6667 | 305.6667
78 | 2003008517 | 315 | 305
79 | 2003008517 | 314.6667 | 304.6667
80 | 2003008517 | 314.3333 | 304.3333
81 | 2003008517 | 314 | 304
82 | 2003008517 | 316.3333 | 306.3333
83 | 2003008517 | 318.6667 | 308.6667
84 | 2003008517 | 321 | 311
85 | 2003008517 | 323.3333 | 313.3333
86 | 2003008517 | 325.6667 | 315.6667
87 | 2003008517 | 328 | 318
88 | 2003008517 | 328.3333 | 318.3333
89 | 2003008517 | 328.6667 | 318.6667
90 | 2003008517 | 329 | 339
91 | 2003008517 | 329 | 339
92 | 2003008517 | 329 | 339
93 | 2003008517 | 329 | 339
94 | 2003008517 | 328.6667 | 338.6667
95 | 2003008517 | 328.3333 | 338.3333
96 | 2003008517 | 328 | 338
97 | 2003008517 | 327.6667 | 337.6667
98 | 2003008517 | 327.3333 | 337.3333
99 | 2003008517 | 327 | 337
100 | 2003008517 | 328.6667 | 338.6667
101 | 2003008517 | 330.3333 | 340.3333
102 | 2003008517 | 332 | 342
103 | 2003008517 | 334.3333 | 344.3333
104 | 2003008517 | 336.6667 | 346.6667
105 | 2003008517 | 339 | 349
106 | 2003008517 | 339.3333 | 349.3333
107 | 2003008517 | 339.6667 | 349.6667
108 | 2003008517 | 340 | 350
109 | 2003008517 | 342.3333 | 352.3333
110 | 2003008517 | 344.6667 | 354.6667
111 | 2003008517 | 347 | 357
112 | 2003008517 | 349.6667 | 359.6667
113 | 2003008517 | 352.3333 | 362.3333
114 | 2003008517 | 355 | 365
115 | 2003008517 | 360.3333 | 370.3333
116 | 2003008517 | 365.6667 | 375.6667
117 | 2003008517 | 371 | 381
118 | 2003008517 | 373.6667 | 383.6667
119 | 2003008517 | 376.3333 | 386.3333
120 | 2003008517 | 379 | 389
121 | 2003008517 | 383.3333 | 393.3333
122 | 2003008517 | 387.6667 | 377.6667
123 | 2003008517 | 392 | 382
124 | 2003008517 | 395.3333 | 385.3333
125 | 2003008517 | 398.6667 | 388.6667
126 | 2003008517 | 402 | 392
127 | 2003008517 | 404.3333 | 394.3333
128 | 2003008517 | 406.6667 | 396.6667
129 | 2003008517 | 409 | 399
130 | 2003008517 | 409 | 399
131 | 2003008517 | 409 | 399
132 | 2003008517 | 409 | 399
133 | 2003008517 | 408.3333 | 398.3333
134 | 2003008517 | 407.6667 | 397.6667
135 | 2003008517 | 407 | 397
136 | 2003008517 | 407 | 397
137 | 2003008517 | 407 | 397
138 | 2003008517 | 407 | 397
139 | 2003008517 | 407 | 397
140 | 2003008517 | 407 | 397
141 | 2003008517 | 407 | 397
142 | 2003008517 | 406 | 396
143 | 2003008517 | 405 | 395
0 | 2006007119 | 343 | 333
1 | 2006007119 | 344 | 334
2 | 2006007119 | 345 | 335
3 | 2006007119 | 346 | 336
4 | 2006007119 | 348 | 338
5 | 2006007119 | 350 | 340
6 | 2006007119 | 352 | 342
7 | 2006007119 | 353 | 343
8 | 2006007119 | 354 | 344
9 | 2006007119 | 355 | 345
10 | 2006007119 | 356.6667 | 346.6667
11 | 2006007119 | 358.3333 | 348.3333
12 | 2006007119 | 360 | 350
13 | 2006007119 | 363.6667 | 353.6667
14 | 2006007119 | 367.3333 | 357.3333
15 | 2006007119 | 371 | 361
16 | 2006007119 | 373.3333 | 363.3333
17 | 2006007119 | 375.6667 | 365.6667
18 | 2006007119 | 378 | 368
19 | 2006007119 | 378.6667 | 368.6667
20 | 2006007119 | 379.3333 | 369.3333
21 | 2006007119 | 380 | 370
22 | 2006007119 | 381.3333 | 371.3333
23 | 2006007119 | 382.6667 | 372.6667
24 | 2006007119 | 384 | 374
25 | 2006007119 | 385.3333 | 375.3333
26 | 2006007119 | 386.6667 | 376.6667
27 | 2006007119 | 388 | 378
28 | 2006007119 | 387 | 377
29 | 2006007119 | 386 | 376
30 | 2006007119 | 385 | 375
31 | 2006007119 | 383 | 373
32 | 2006007119 | 381 | 371
33 | 2006007119 | 379 | 369
34 | 2006007119 | 378.3333 | 368.3333
35 | 2006007119 | 377.6667 | 367.6667
36 | 2006007119 | 377 | 367
37 | 2006007119 | 377.3333 | 367.3333
38 | 2006007119 | 377.6667 | 367.6667
39 | 2006007119 | 378 | 368
40 | 2006007119 | 379.6667 | 369.6667
41 | 2006007119 | 381.3333 | 371.3333
42 | 2006007119 | 383 | 373
43 | 2006007119 | 385.3333 | 375.3333
44 | 2006007119 | 387.6667 | 377.6667
45 | 2006007119 | 390 | 380
46 | 2006007119 | 391.3333 | 381.3333
47 | 2006007119 | 392.6667 | 382.6667
48 | 2006007119 | 394 | 384
49 | 2006007119 | 393.3333 | 383.3333
50 | 2006007119 | 392.6667 | 382.6667
51 | 2006007119 | 392 | 382
52 | 2006007119 | 387.6667 | 377.6667
53 | 2006007119 | 383.3333 | 373.3333
54 | 2006007119 | 379 | 369
55 | 2006007119 | 372.3333 | 362.3333
56 | 2006007119 | 365.6667 | 355.6667
57 | 2006007119 | 359 | 349
58 | 2006007119 | 353.6667 | 343.6667
59 | 2006007119 | 348.3333 | 338.3333
60 | 2006007119 | 343 | 333
61 | 2006007119 | 338.3333 | 328.3333
62 | 2006007119 | 333.6667 | 323.6667
63 | 2006007119 | 329 | 319
64 | 2006007119 | 326 | 316
65 | 2006007119 | 323 | 313
66 | 2006007119 | 320 | 310
67 | 2006007119 | 318.3333 | 308.3333
68 | 2006007119 | 316.6667 | 306.6667
69 | 2006007119 | 315 | 305
70 | 2006007119 | 315.3333 | 305.3333
71 | 2006007119 | 315.6667 | 305.6667
72 | 2006007119 | 316 | 306
73 | 2006007119 | 316.3333 | 306.3333
74 | 2006007119 | 316.6667 | 306.6667
75 | 2006007119 | 317 | 307
76 | 2006007119 | 316.3333 | 306.3333
77 | 2006007119 | 315.6667 | 305.6667
78 | 2006007119 | 315 | 305
79 | 2006007119 | 314.6667 | 304.6667
80 | 2006007119 | 314.3333 | 304.3333
81 | 2006007119 | 314 | 304
82 | 2006007119 | 316.3333 | 306.3333
83 | 2006007119 | 318.6667 | 308.6667
84 | 2006007119 | 321 | 311
85 | 2006007119 | 323.3333 | 313.3333
86 | 2006007119 | 325.6667 | 315.6667
87 | 2006007119 | 328 | 318
88 | 2006007119 | 328.3333 | 318.3333
89 | 2006007119 | 328.6667 | 318.6667
90 | 2006007119 | 329 | 339
91 | 2006007119 | 329 | 339
92 | 2006007119 | 329 | 339
93 | 2006007119 | 329 | 339
94 | 2006007119 | 328.6667 | 338.6667
95 | 2006007119 | 328.3333 | 338.3333
96 | 2006007119 | 328 | 338
97 | 2006007119 | 327.6667 | 337.6667
98 | 2006007119 | 327.3333 | 337.3333
99 | 2006007119 | 327 | 337
100 | 2006007119 | 328.6667 | 338.6667
101 | 2006007119 | 330.3333 | 340.3333
102 | 2006007119 | 332 | 342
103 | 2006007119 | 334.3333 | 344.3333
104 | 2006007119 | 336.6667 | 346.6667
105 | 2006007119 | 339 | 349
106 | 2006007119 | 339.3333 | 349.3333
107 | 2006007119 | 339.6667 | 349.6667
108 | 2006007119 | 340 | 350
109 | 2006007119 | 342.3333 | 352.3333
110 | 2006007119 | 344.6667 | 354.6667
111 | 2006007119 | 347 | 357
112 | 2006007119 | 349.6667 | 359.6667
113 | 2006007119 | 352.3333 | 362.3333
114 | 2006007119 | 355 | 365
115 | 2006007119 | 360.3333 | 370.3333
116 | 2006007119 | 365.6667 | 375.6667
117 | 2006007119 | 371 | 381
118 | 2006007119 | 373.6667 | 383.6667
119 | 2006007119 | 376.3333 | 386.3333
120 | 2006007119 | 379 | 389
121 | 2006007119 | 383.3333 | 393.3333
122 | 2006007119 | 387.6667 | 377.6667
123 | 2006007119 | 392 | 382
124 | 2006007119 | 395.3333 | 385.3333
125 | 2006007119 | 398.6667 | 388.6667
126 | 2006007119 | 402 | 392
127 | 2006007119 | 404.3333 | 394.3333
128 | 2006007119 | 406.6667 | 396.6667
129 | 2006007119 | 409 | 399
130 | 2006007119 | 409 | 399
131 | 2006007119 | 409 | 399
132 | 2006007119 | 409 | 399
133 | 2006007119 | 408.3333 | 398.3333
134 | 2006007119 | 407.6667 | 397.6667
135 | 2006007119 | 407 | 397
136 | 2006007119 | 407 | 397
137 | 2006007119 | 407 | 397
138 | 2006007119 | 407 | 397
139 | 2006007119 | 407 | 397
140 | 2006007119 | 407 | 397
141 | 2006007119 | 407 | 397
142 | 2006007119 | 406 | 396
143 | 2006007119 | 405 | 395
0 | 2005003567 | 343 | 333
1 | 2005003567 | 344 | 334
2 | 2005003567 | 345 | 335
3 | 2005003567 | 346 | 336
4 | 2005003567 | 348 | 338
5 | 2005003567 | 350 | 340
6 | 2005003567 | 352 | 342
7 | 2005003567 | 353 | 343
8 | 2005003567 | 354 | 344
9 | 2005003567 | 355 | 345
10 | 2005003567 | 356.6667 | 346.6667
11 | 2005003567 | 358.3333 | 348.3333
12 | 2005003567 | 360 | 350
13 | 2005003567 | 363.6667 | 353.6667
14 | 2005003567 | 367.3333 | 357.3333
15 | 2005003567 | 371 | 361
16 | 2005003567 | 373.3333 | 363.3333
17 | 2005003567 | 375.6667 | 365.6667
18 | 2005003567 | 378 | 368
19 | 2005003567 | 378.6667 | 368.6667
20 | 2005003567 | 379.3333 | 369.3333
21 | 2005003567 | 380 | 370
22 | 2005003567 | 381.3333 | 371.3333
23 | 2005003567 | 382.6667 | 372.6667
24 | 2005003567 | 384 | 374
25 | 2005003567 | 385.3333 | 375.3333
26 | 2005003567 | 386.6667 | 376.6667
27 | 2005003567 | 388 | 378
28 | 2005003567 | 387 | 377
29 | 2005003567 | 386 | 376
30 | 2005003567 | 385 | 375
31 | 2005003567 | 383 | 373
32 | 2005003567 | 381 | 371
33 | 2005003567 | 379 | 369
34 | 2005003567 | 378.3333 | 368.3333
35 | 2005003567 | 377.6667 | 367.6667
36 | 2005003567 | 377 | 367
37 | 2005003567 | 377.3333 | 367.3333
38 | 2005003567 | 377.6667 | 367.6667
39 | 2005003567 | 378 | 368
40 | 2005003567 | 379.6667 | 369.6667
41 | 2005003567 | 381.3333 | 371.3333
42 | 2005003567 | 383 | 373
43 | 2005003567 | 385.3333 | 375.3333
44 | 2005003567 | 387.6667 | 377.6667
45 | 2005003567 | 390 | 380
46 | 2005003567 | 391.3333 | 381.3333
47 | 2005003567 | 392.6667 | 382.6667
48 | 2005003567 | 394 | 384
49 | 2005003567 | 393.3333 | 383.3333
50 | 2005003567 | 392.6667 | 382.6667
51 | 2005003567 | 392 | 382
52 | 2005003567 | 387.6667 | 377.6667
53 | 2005003567 | 383.3333 | 373.3333
54 | 2005003567 | 379 | 369
55 | 2005003567 | 372.3333 | 362.3333
56 | 2005003567 | 365.6667 | 355.6667
57 | 2005003567 | 359 | 349
58 | 2005003567 | 353.6667 | 343.6667
59 | 2005003567 | 348.3333 | 338.3333
60 | 2005003567 | 343 | 333
61 | 2005003567 | 338.3333 | 328.3333
62 | 2005003567 | 333.6667 | 323.6667
63 | 2005003567 | 329 | 319
64 | 2005003567 | 326 | 316
65 | 2005003567 | 323 | 313
66 | 2005003567 | 320 | 310
67 | 2005003567 | 318.3333 | 308.3333
68 | 2005003567 | 316.6667 | 306.6667
69 | 2005003567 | 315 | 305
70 | 2005003567 | 315.3333 | 305.3333
71 | 2005003567 | 315.6667 | 305.6667
72 | 2005003567 | 316 | 306
73 | 2005003567 | 316.3333 | 306.3333
74 | 2005003567 | 316.6667 | 306.6667
75 | 2005003567 | 317 | 307
76 | 2005003567 | 316.3333 | 306.3333
77 | 2005003567 | 315.6667 | 305.6667
78 | 2005003567 | 315 | 305
79 | 2005003567 | 314.6667 | 304.6667
80 | 2005003567 | 314.3333 | 304.3333
81 | 2005003567 | 314 | 304
82 | 2005003567 | 316.3333 | 306.3333
83 | 2005003567 | 318.6667 | 308.6667
84 | 2005003567 | 321 | 311
85 | 2005003567 | 323.3333 | 313.3333
86 | 2005003567 | 325.6667 | 315.6667
87 | 2005003567 | 328 | 318
88 | 2005003567 | 328.3333 | 318.3333
89 | 2005003567 | 328.6667 | 318.6667
90 | 2005003567 | 329 | 339
91 | 2005003567 | 329 | 339
92 | 2005003567 | 329 | 339
93 | 2005003567 | 329 | 339
94 | 2005003567 | 328.6667 | 338.6667
95 | 2005003567 | 328.3333 | 338.3333
96 | 2005003567 | 328 | 338
97 | 2005003567 | 327.6667 | 337.6667
98 | 2005003567 | 327.3333 | 337.3333
99 | 2005003567 | 327 | 337
100 | 2005003567 | 328.6667 | 338.6667
101 | 2005003567 | 330.3333 | 340.3333
102 | 2005003567 | 332 | 342
103 | 2005003567 | 334.3333 | 344.3333
104 | 2005003567 | 336.6667 | 346.6667
105 | 2005003567 | 339 | 349
106 | 2005003567 | 339.3333 | 349.3333
107 | 2005003567 | 339.6667 | 349.6667
108 | 2005003567 | 340 | 350
109 | 2005003567 | 342.3333 | 352.3333
110 | 2005003567 | 344.6667 | 354.6667
111 | 2005003567 | 347 | 357
112 | 2005003567 | 349.6667 | 359.6667
113 | 2005003567 | 352.3333 | 362.3333
114 | 2005003567 | 355 | 365
115 | 2005003567 | 360.3333 | 370.3333
116 | 2005003567 | 365.6667 | 375.6667
117 | 2005003567 | 371 | 381
118 | 2005003567 | 373.6667 | 383.6667
119 | 2005003567 | 376.3333 | 386.3333
120 | 2005003567 | 379 | 389
121 | 2005003567 | 383.3333 | 393.3333
122 | 2005003567 | 387.6667 | 377.6667
123 | 2005003567 | 392 | 382
124 | 2005003567 | 395.3333 | 385.3333
125 | 2005003567 | 398.6667 | 388.6667
126 | 2005003567 | 402 | 392
127 | 2005003567 | 404.3333 | 394.3333
128 | 2005003567 | 406.6667 | 396.6667
129 | 2005003567 | 409 | 399
130 | 2005003567 | 409 | 399
131 | 2005003567 | 409 | 399
132 | 2005003567 | 409 | 399
133 | 2005003567 | 408.3333 | 398.3333
134 | 2005003567 | 407.6667 | 397.6667
135 | 2005003567 | 407 | 397
136 | 2005003567 | 407 | 397
137 | 2005003567 | 407 | 397
138 | 2005003567 | 407 | 397
139 | 2005003567 | 407 | 397
140 | 2005003567 | 407 | 397
141 | 2005003567 | 407 | 397
142 | 2005003567 | 406 | 396
143 | 2005003567 | 405 | 395
0 | 2008008516 | 343 | 333
1 | 2008008516 | 344 | 334
2 | 2008008516 | 345 | 335
3 | 2008008516 | 346 | 336
4 | 2008008516 | 348 | 338
5 | 2008008516 | 350 | 340
6 | 2008008516 | 352 | 342
7 | 2008008516 | 353 | 343
8 | 2008008516 | 354 | 344
9 | 2008008516 | 355 | 345
10 | 2008008516 | 356.6667 | 346.6667
11 | 2008008516 | 358.3333 | 348.3333
12 | 2008008516 | 360 | 350
13 | 2008008516 | 363.6667 | 353.6667
14 | 2008008516 | 367.3333 | 357.3333
15 | 2008008516 | 371 | 361
16 | 2008008516 | 373.3333 | 363.3333
17 | 2008008516 | 375.6667 | 365.6667
18 | 2008008516 | 378 | 368
19 | 2008008516 | 378.6667 | 368.6667
20 | 2008008516 | 379.3333 | 369.3333
21 | 2008008516 | 380 | 370
22 | 2008008516 | 381.3333 | 371.3333
23 | 2008008516 | 382.6667 | 372.6667
24 | 2008008516 | 384 | 374
25 | 2008008516 | 385.3333 | 375.3333
26 | 2008008516 | 386.6667 | 376.6667
27 | 2008008516 | 388 | 378
28 | 2008008516 | 387 | 377
29 | 2008008516 | 386 | 376
30 | 2008008516 | 385 | 375
31 | 2008008516 | 383 | 373
32 | 2008008516 | 381 | 371
33 | 2008008516 | 379 | 369
34 | 2008008516 | 378.3333 | 368.3333
35 | 2008008516 | 377.6667 | 367.6667
36 | 2008008516 | 377 | 367
37 | 2008008516 | 377.3333 | 367.3333
38 | 2008008516 | 377.6667 | 367.6667
39 | 2008008516 | 378 | 368
40 | 2008008516 | 379.6667 | 369.6667
41 | 2008008516 | 381.3333 | 371.3333
42 | 2008008516 | 383 | 373
43 | 2008008516 | 385.3333 | 375.3333
44 | 2008008516 | 387.6667 | 377.6667
45 | 2008008516 | 390 | 380
46 | 2008008516 | 391.3333 | 381.3333
47 | 2008008516 | 392.6667 | 382.6667
48 | 2008008516 | 394 | 384
49 | 2008008516 | 393.3333 | 383.3333
50 | 2008008516 | 392.6667 | 382.6667
51 | 2008008516 | 392 | 382
52 | 2008008516 | 387.6667 | 377.6667
53 | 2008008516 | 383.3333 | 373.3333
54 | 2008008516 | 379 | 369
55 | 2008008516 | 372.3333 | 362.3333
56 | 2008008516 | 365.6667 | 355.6667
57 | 2008008516 | 359 | 349
58 | 2008008516 | 353.6667 | 343.6667
59 | 2008008516 | 348.3333 | 338.3333
60 | 2008008516 | 343 | 333
61 | 2008008516 | 338.3333 | 328.3333
62 | 2008008516 | 333.6667 | 323.6667
63 | 2008008516 | 329 | 319
64 | 2008008516 | 326 | 316
65 | 2008008516 | 323 | 313
66 | 2008008516 | 320 | 310
67 | 2008008516 | 318.3333 | 308.3333
68 | 2008008516 | 316.6667 | 306.6667
69 | 2008008516 | 315 | 305
70 | 2008008516 | 315.3333 | 305.3333
71 | 2008008516 | 315.6667 | 305.6667
72 | 2008008516 | 316 | 306
73 | 2008008516 | 316.3333 | 306.3333
74 | 2008008516 | 316.6667 | 306.6667
75 | 2008008516 | 317 | 307
76 | 2008008516 | 316.3333 | 306.3333
77 | 2008008516 | 315.6667 | 305.6667
78 | 2008008516 | 315 | 305
79 | 2008008516 | 314.6667 | 304.6667
80 | 2008008516 | 314.3333 | 304.3333
81 | 2008008516 | 314 | 304
82 | 2008008516 | 316.3333 | 306.3333
83 | 2008008516 | 318.6667 | 308.6667
84 | 2008008516 | 321 | 311
85 | 2008008516 | 323.3333 | 313.3333
86 | 2008008516 | 325.6667 | 315.6667
87 | 2008008516 | 328 | 318
88 | 2008008516 | 328.3333 | 318.3333
89 | 2008008516 | 328.6667 | 318.6667
90 | 2008008516 | 329 | 339
91 | 2008008516 | 329 | 339
92 | 2008008516 | 329 | 339
93 | 2008008516 | 329 | 339
94 | 2008008516 | 328.6667 | 338.6667
95 | 2008008516 | 328.3333 | 338.3333
96 | 2008008516 | 328 | 338
97 | 2008008516 | 327.6667 | 337.6667
98 | 2008008516 | 327.3333 | 337.3333
99 | 2008008516 | 327 | 337
100 | 2008008516 | 328.6667 | 338.6667
101 | 2008008516 | 330.3333 | 340.3333
102 | 2008008516 | 332 | 342
103 | 2008008516 | 334.3333 | 344.3333
104 | 2008008516 | 336.6667 | 346.6667
105 | 2008008516 | 339 | 349
106 | 2008008516 | 339.3333 | 349.3333
107 | 2008008516 | 339.6667 | 349.6667
108 | 2008008516 | 340 | 350
109 | 2008008516 | 342.3333 | 352.3333
110 | 2008008516 | 344.6667 | 354.6667
111 | 2008008516 | 347 | 357
112 | 2008008516 | 349.6667 | 359.6667
113 | 2008008516 | 352.3333 | 362.3333
114 | 2008008516 | 355 | 365
115 | 2008008516 | 360.3333 | 370.3333
116 | 2008008516 | 365.6667 | 375.6667
117 | 2008008516 | 371 | 381
118 | 2008008516 | 373.6667 | 383.6667
119 | 2008008516 | 376.3333 | 386.3333
120 | 2008008516 | 379 | 389
121 | 2008008516 | 383.3333 | 393.3333
122 | 2008008516 | 387.6667 | 377.6667
123 | 2008008516 | 392 | 382
124 | 2008008516 | 395.3333 | 385.3333
125 | 2008008516 | 398.6667 | 388.6667
126 | 2008008516 | 402 | 392
127 | 2008008516 | 404.3333 | 394.3333
128 | 2008008516 | 406.6667 | 396.6667
129 | 2008008516 | 409 | 399
130 | 2008008516 | 409 | 399
131 | 2008008516 | 409 | 399
132 | 2008008516 | 409 | 399
133 | 2008008516 | 408.3333 | 398.3333
134 | 2008008516 | 407.6667 | 397.6667
135 | 2008008516 | 407 | 397
136 | 2008008516 | 407 | 397
137 | 2008008516 | 407 | 397
138 | 2008008516 | 407 | 397
139 | 2008008516 | 407 | 397
140 | 2008008516 | 407 | 397
141 | 2008008516 | 407 | 397
142 | 2008008516 | 406 | 396
143 | 2008008516 | 405 | 395
0 | 2007006243 | 343 | 333
1 | 2007006243 | 344 | 334
2 | 2007006243 | 345 | 335
3 | 2007006243 | 346 | 336
4 | 2007006243 | 348 | 338
5 | 2007006243 | 350 | 340
6 | 2007006243 | 352 | 342
7 | 2007006243 | 353 | 343
8 | 2007006243 | 354 | 344
9 | 2007006243 | 355 | 345
10 | 2007006243 | 356.6667 | 346.6667
11 | 2007006243 | 358.3333 | 348.3333
12 | 2007006243 | 360 | 350
13 | 2007006243 | 363.6667 | 353.6667
14 | 2007006243 | 367.3333 | 357.3333
15 | 2007006243 | 371 | 361
16 | 2007006243 | 373.3333 | 363.3333
17 | 2007006243 | 375.6667 | 365.6667
18 | 2007006243 | 378 | 368
19 | 2007006243 | 378.6667 | 368.6667
20 | 2007006243 | 379.3333 | 369.3333
21 | 2007006243 | 380 | 370
22 | 2007006243 | 381.3333 | 371.3333
23 | 2007006243 | 382.6667 | 372.6667
24 | 2007006243 | 384 | 374
25 | 2007006243 | 385.3333 | 375.3333
26 | 2007006243 | 386.6667 | 376.6667
27 | 2007006243 | 388 | 378
28 | 2007006243 | 387 | 377
29 | 2007006243 | 386 | 376
30 | 2007006243 | 385 | 375
31 | 2007006243 | 383 | 373
32 | 2007006243 | 381 | 371
33 | 2007006243 | 379 | 369
34 | 2007006243 | 378.3333 | 368.3333
35 | 2007006243 | 377.6667 | 367.6667
36 | 2007006243 | 377 | 367
37 | 2007006243 | 377.3333 | 367.3333
38 | 2007006243 | 377.6667 | 367.6667
39 | 2007006243 | 378 | 368
40 | 2007006243 | 379.6667 | 369.6667
41 | 2007006243 | 381.3333 | 371.3333
42 | 2007006243 | 383 | 373
43 | 2007006243 | 385.3333 | 375.3333
44 | 2007006243 | 387.6667 | 377.6667
45 | 2007006243 | 390 | 380
46 | 2007006243 | 391.3333 | 381.3333
47 | 2007006243 | 392.6667 | 382.6667
48 | 2007006243 | 394 | 384
49 | 2007006243 | 393.3333 | 383.3333
50 | 2007006243 | 392.6667 | 382.6667
51 | 2007006243 | 392 | 382
52 | 2007006243 | 387.6667 | 377.6667
53 | 2007006243 | 383.3333 | 373.3333
54 | 2007006243 | 379 | 369
55 | 2007006243 | 372.3333 | 362.3333
56 | 2007006243 | 365.6667 | 355.6667
57 | 2007006243 | 359 | 349
58 | 2007006243 | 353.6667 | 343.6667
59 | 2007006243 | 348.3333 | 338.3333
60 | 2007006243 | 343 | 333
61 | 2007006243 | 338.3333 | 328.3333
62 | 2007006243 | 333.6667 | 323.6667
63 | 2007006243 | 329 | 319
64 | 2007006243 | 326 | 316
65 | 2007006243 | 323 | 313
66 | 2007006243 | 320 | 310
67 | 2007006243 | 318.3333 | 308.3333
68 | 2007006243 | 316.6667 | 306.6667
69 | 2007006243 | 315 | 305
70 | 2007006243 | 315.3333 | 305.3333
71 | 2007006243 | 315.6667 | 305.6667
72 | 2007006243 | 316 | 306
73 | 2007006243 | 316.3333 | 306.3333
74 | 2007006243 | 316.6667 | 306.6667
75 | 2007006243 | 317 | 307
76 | 2007006243 | 316.3333 | 306.3333
77 | 2007006243 | 315.6667 | 305.6667
78 | 2007006243 | 315 | 305
79 | 2007006243 | 314.6667 | 304.6667
80 | 2007006243 | 314.3333 | 304.3333
81 | 2007006243 | 314 | 304
82 | 2007006243 | 316.3333 | 306.3333
83 | 2007006243 | 318.6667 | 308.6667
84 | 2007006243 | 321 | 311
85 | 2007006243 | 323.3333 | 313.3333
86 | 2007006243 | 325.6667 | 315.6667
87 | 2007006243 | 328 | 318
88 | 2007006243 | 328.3333 | 318.3333
89 | 2007006243 | 328.6667 | 318.6667
90 | 2007006243 | 329 | 339
91 | 2007006243 | 329 | 339
92 | 2007006243 | 329 | 339
93 | 2007006243 | 329 | 339
94 | 2007006243 | 328.6667 | 338.6667
95 | 2007006243 | 328.3333 | 338.3333
96 | 2007006243 | 328 | 338
97 | 2007006243 | 327.6667 | 337.6667
98 | 2007006243 | 327.3333 | 337.3333
99 | 2007006243 | 327 | 337
100 | 2007006243 | 328.6667 | 338.6667
101 | 2007006243 | 330.3333 | 340.3333
102 | 2007006243 | 332 | 342
103 | 2007006243 | 334.3333 | 344.3333
104 | 2007006243 | 336.6667 | 346.6667
105 | 2007006243 | 339 | 349
106 | 2007006243 | 339.3333 | 349.3333
107 | 2007006243 | 339.6667 | 349.6667
108 | 2007006243 | 340 | 350
109 | 2007006243 | 342.3333 | 352.3333
110 | 2007006243 | 344.6667 | 354.6667
111 | 2007006243 | 347 | 357
112 | 2007006243 | 349.6667 | 359.6667
113 | 2007006243 | 352.3333 | 362.3333
114 | 2007006243 | 355 | 365
115 | 2007006243 | 360.3333 | 370.3333
116 | 2007006243 | 365.6667 | 375.6667
117 | 2007006243 | 371 | 381
118 | 2007006243 | 373.6667 | 383.6667
119 | 2007006243 | 376.3333 | 386.3333
120 | 2007006243 | 379 | 389
121 | 2007006243 | 383.3333 | 393.3333
122 | 2007006243 | 387.6667 | 377.6667
123 | 2007006243 | 392 | 382
124 | 2007006243 | 395.3333 | 385.3333
125 | 2007006243 | 398.6667 | 388.6667
126 | 2007006243 | 402 | 392
127 | 2007006243 | 404.3333 | 394.3333
128 | 2007006243 | 406.6667 | 396.6667
129 | 2007006243 | 409 | 399
130 | 2007006243 | 409 | 399
131 | 2007006243 | 409 | 399
132 | 2007006243 | 409 | 399
133 | 2007006243 | 408.3333 | 398.3333
134 | 2007006243 | 407.6667 | 397.6667
135 | 2007006243 | 407 | 397
136 | 2007006243 | 407 | 397
137 | 2007006243 | 407 | 397
138 | 2007006243 | 407 | 397
139 | 2007006243 | 407 | 397
140 | 2007006243 | 407 | 397
141 | 2007006243 | 407 | 397
142 | 2007006243 | 406 | 396
143 | 2007006243 | 405 | 395
0 | 2009001166 | 343 | 333
1 | 2009001166 | 344 | 334
2 | 2009001166 | 345 | 335
3 | 2009001166 | 346 | 336
4 | 2009001166 | 348 | 338
5 | 2009001166 | 350 | 340
6 | 2009001166 | 352 | 342
7 | 2009001166 | 353 | 343
8 | 2009001166 | 354 | 344
9 | 2009001166 | 355 | 345
10 | 2009001166 | 356.6667 | 346.6667
11 | 2009001166 | 358.3333 | 348.3333
12 | 2009001166 | 360 | 350
13 | 2009001166 | 363.6667 | 353.6667
14 | 2009001166 | 367.3333 | 357.3333
15 | 2009001166 | 371 | 361
16 | 2009001166 | 373.3333 | 363.3333
17 | 2009001166 | 375.6667 | 365.6667
18 | 2009001166 | 378 | 368
19 | 2009001166 | 378.6667 | 368.6667
20 | 2009001166 | 379.3333 | 369.3333
21 | 2009001166 | 380 | 370
22 | 2009001166 | 381.3333 | 371.3333
23 | 2009001166 | 382.6667 | 372.6667
24 | 2009001166 | 384 | 374
25 | 2009001166 | 385.3333 | 375.3333
26 | 2009001166 | 386.6667 | 376.6667
27 | 2009001166 | 388 | 378
28 | 2009001166 | 387 | 377
29 | 2009001166 | 386 | 376
30 | 2009001166 | 385 | 375
31 | 2009001166 | 383 | 373
32 | 2009001166 | 381 | 371
33 | 2009001166 | 379 | 369
34 | 2009001166 | 378.3333 | 368.3333
35 | 2009001166 | 377.6667 | 367.6667
36 | 2009001166 | 377 | 367
37 | 2009001166 | 377.3333 | 367.3333
38 | 2009001166 | 377.6667 | 367.6667
39 | 2009001166 | 378 | 368
40 | 2009001166 | 379.6667 | 369.6667
41 | 2009001166 | 381.3333 | 371.3333
42 | 2009001166 | 383 | 373
43 | 2009001166 | 385.3333 | 375.3333
44 | 2009001166 | 387.6667 | 377.6667
45 | 2009001166 | 390 | 380
46 | 2009001166 | 391.3333 | 381.3333
47 | 2009001166 | 392.6667 | 382.6667
48 | 2009001166 | 394 | 384
49 | 2009001166 | 393.3333 | 383.3333
50 | 2009001166 | 392.6667 | 382.6667
51 | 2009001166 | 392 | 382
52 | 2009001166 | 387.6667 | 377.6667
53 | 2009001166 | 383.3333 | 373.3333
54 | 2009001166 | 379 | 369
55 | 2009001166 | 372.3333 | 362.3333
56 | 2009001166 | 365.6667 | 355.6667
57 | 2009001166 | 359 | 349
58 | 2009001166 | 353.6667 | 343.6667
59 | 2009001166 | 348.3333 | 338.3333
60 | 2009001166 | 343 | 333
61 | 2009001166 | 338.3333 | 328.3333
62 | 2009001166 | 333.6667 | 323.6667
63 | 2009001166 | 329 | 319
64 | 2009001166 | 326 | 316
65 | 2009001166 | 323 | 313
66 | 2009001166 | 320 | 310
67 | 2009001166 | 318.3333 | 308.3333
68 | 2009001166 | 316.6667 | 306.6667
69 | 2009001166 | 315 | 305
70 | 2009001166 | 315.3333 | 305.3333
71 | 2009001166 | 315.6667 | 305.6667
72 | 2009001166 | 316 | 306
73 | 2009001166 | 316.3333 | 306.3333
74 | 2009001166 | 316.6667 | 306.6667
75 | 2009001166 | 317 | 307
76 | 2009001166 | 316.3333 | 306.3333
77 | 2009001166 | 315.6667 | 305.6667
78 | 2009001166 | 315 | 305
79 | 2009001166 | 314.6667 | 304.6667
80 | 2009001166 | 314.3333 | 304.3333
81 | 2009001166 | 314 | 304
82 | 2009001166 | 316.3333 | 306.3333
83 | 2009001166 | 318.6667 | 308.6667
84 | 2009001166 | 321 | 311
85 | 2009001166 | 323.3333 | 313.3333
86 | 2009001166 | 325.6667 | 315.6667
87 | 2009001166 | 328 | 318
88 | 2009001166 | 328.3333 | 318.3333
89 | 2009001166 | 328.6667 | 318.6667
90 | 2009001166 | 329 | 339
91 | 2009001166 | 329 | 339
92 | 2009001166 | 329 | 339
93 | 2009001166 | 329 | 339
94 | 2009001166 | 328.6667 | 338.6667
95 | 2009001166 | 328.3333 | 338.3333
96 | 2009001166 | 328 | 338
97 | 2009001166 | 327.6667 | 337.6667
98 | 2009001166 | 327.3333 | 337.3333
99 | 2009001166 | 327 | 337
100 | 2009001166 | 328.6667 | 338.6667
101 | 2009001166 | 330.3333 | 340.3333
102 | 2009001166 | 332 | 342
103 | 2009001166 | 334.3333 | 344.3333
104 | 2009001166 | 336.6667 | 346.6667
105 | 2009001166 | 339 | 349
106 | 2009001166 | 339.3333 | 349.3333
107 | 2009001166 | 339.6667 | 349.6667
108 | 2009001166 | 340 | 350
109 | 2009001166 | 342.3333 | 352.3333
110 | 2009001166 | 344.6667 | 354.6667
111 | 2009001166 | 347 | 357
112 | 2009001166 | 349.6667 | 359.6667
113 | 2009001166 | 352.3333 | 362.3333
114 | 2009001166 | 355 | 365
115 | 2009001166 | 360.3333 | 370.3333
116 | 2009001166 | 365.6667 | 375.6667
117 | 2009001166 | 371 | 381
118 | 2009001166 | 373.6667 | 383.6667
119 | 2009001166 | 376.3333 | 386.3333
120 | 2009001166 | 379 | 389
121 | 2009001166 | 383.3333 | 393.3333
122 | 2009001166 | 387.6667 | 377.6667
123 | 2009001166 | 392 | 382
124 | 2009001166 | 395.3333 | 385.3333
125 | 2009001166 | 398.6667 | 388.6667
126 | 2009001166 | 402 | 392
127 | 2009001166 | 404.3333 | 394.3333
128 | 2009001166 | 406.6667 | 396.6667
129 | 2009001166 | 409 | 399
130 | 2009001166 | 409 | 399
131 | 2009001166 | 409 | 399
132 | 2009001166 | 409 | 399
133 | 2009001166 | 408.3333 | 398.3333
134 | 2009001166 | 407.6667 | 397.6667
135 | 2009001166 | 407 | 397
136 | 2009001166 | 407 | 397
137 | 2009001166 | 407 | 397
138 | 2009001166 | 407 | 397
139 | 2009001166 | 407 | 397
140 | 2009001166 | 407 | 397
141 | 2009001166 | 407 | 397
142 | 2009001166 | 406 | 396
143 | 2009001166 | 405 | 395
0 | 2003009981 | 343 | 333
1 | 2003009981 | 344 | 334
2 | 2003009981 | 345 | 335
3 | 2003009981 | 346 | 336
4 | 2003009981 | 348 | 338
5 | 2003009981 | 350 | 340
6 | 2003009981 | 352 | 342
7 | 2003009981 | 353 | 343
8 | 2003009981 | 354 | 344
9 | 2003009981 | 355 | 345
10 | 2003009981 | 356.6667 | 346.6667
11 | 2003009981 | 358.3333 | 348.3333
12 | 2003009981 | 360 | 350
13 | 2003009981 | 363.6667 | 353.6667
14 | 2003009981 | 367.3333 | 357.3333
15 | 2003009981 | 371 | 361
16 | 2003009981 | 373.3333 | 363.3333
17 | 2003009981 | 375.6667 | 365.6667
18 | 2003009981 | 378 | 368
19 | 2003009981 | 378.6667 | 368.6667
20 | 2003009981 | 379.3333 | 369.3333
21 | 2003009981 | 380 | 370
22 | 2003009981 | 381.3333 | 371.3333
23 | 2003009981 | 382.6667 | 372.6667
24 | 2003009981 | 384 | 374
25 | 2003009981 | 385.3333 | 375.3333
26 | 2003009981 | 386.6667 | 376.6667
27 | 2003009981 | 388 | 378
28 | 2003009981 | 387 | 377
29 | 2003009981 | 386 | 376
30 | 2003009981 | 385 | 375
31 | 2003009981 | 383 | 373
32 | 2003009981 | 381 | 371
33 | 2003009981 | 379 | 369
34 | 2003009981 | 378.3333 | 368.3333
35 | 2003009981 | 377.6667 | 367.6667
36 | 2003009981 | 377 | 367
37 | 2003009981 | 377.3333 | 367.3333
38 | 2003009981 | 377.6667 | 367.6667
39 | 2003009981 | 378 | 368
40 | 2003009981 | 379.6667 | 369.6667
41 | 2003009981 | 381.3333 | 371.3333
42 | 2003009981 | 383 | 373
43 | 2003009981 | 385.3333 | 375.3333
44 | 2003009981 | 387.6667 | 377.6667
45 | 2003009981 | 390 | 380
46 | 2003009981 | 391.3333 | 381.3333
47 | 2003009981 | 392.6667 | 382.6667
48 | 2003009981 | 394 | 384
49 | 2003009981 | 393.3333 | 383.3333
50 | 2003009981 | 392.6667 | 382.6667
51 | 2003009981 | 392 | 382
52 | 2003009981 | 387.6667 | 377.6667
53 | 2003009981 | 383.3333 | 373.3333
54 | 2003009981 | 379 | 369
55 | 2003009981 | 372.3333 | 362.3333
56 | 2003009981 | 365.6667 | 355.6667
57 | 2003009981 | 359 | 349
58 | 2003009981 | 353.6667 | 343.6667
59 | 2003009981 | 348.3333 | 338.3333
60 | 2003009981 | 343 | 333
61 | 2003009981 | 338.3333 | 328.3333
62 | 2003009981 | 333.6667 | 323.6667
63 | 2003009981 | 329 | 319
64 | 2003009981 | 326 | 316
65 | 2003009981 | 323 | 313
66 | 2003009981 | 320 | 310
67 | 2003009981 | 318.3333 | 308.3333
68 | 2003009981 | 316.6667 | 306.6667
69 | 2003009981 | 315 | 305
70 | 2003009981 | 315.3333 | 305.3333
71 | 2003009981 | 315.6667 | 305.6667
72 | 2003009981 | 316 | 306
73 | 2003009981 | 316.3333 | 306.3333
74 | 2003009981 | 316.6667 | 306.6667
75 | 2003009981 | 317 | 307
76 | 2003009981 | 316.3333 | 306.3333
77 | 2003009981 | 315.6667 | 305.6667
78 | 2003009981 | 315 | 305
79 | 2003009981 | 314.6667 | 304.6667
80 | 2003009981 | 314.3333 | 304.3333
81 | 2003009981 | 314 | 304
82 | 2003009981 | 316.3333 | 306.3333
83 | 2003009981 | 318.6667 | 308.6667
84 | 2003009981 | 321 | 311
85 | 2003009981 | 323.3333 | 313.3333
86 | 2003009981 | 325.6667 | 315.6667
87 | 2003009981 | 328 | 318
88 | 2003009981 | 328.3333 | 318.3333
89 | 2003009981 | 328.6667 | 318.6667
90 | 2003009981 | 329 | 339
91 | 2003009981 | 329 | 339
92 | 2003009981 | 329 | 339
93 | 2003009981 | 329 | 339
94 | 2003009981 | 328.6667 | 338.6667
95 | 2003009981 | 328.3333 | 338.3333
96 | 2003009981 | 328 | 338
97 | 2003009981 | 327.6667 | 337.6667
98 | 2003009981 | 327.3333 | 337.3333
99 | 2003009981 | 327 | 337
100 | 2003009981 | 328.6667 | 338.6667
101 | 2003009981 | 330.3333 | 340.3333
102 | 2003009981 | 332 | 342
103 | 2003009981 | 334.3333 | 344.3333
104 | 2003009981 | 336.6667 | 346.6667
105 | 2003009981 | 339 | 349
106 | 2003009981 | 339.3333 | 349.3333
107 | 2003009981 | 339.6667 | 349.6667
108 | 2003009981 | 340 | 350
109 | 2003009981 | 342.3333 | 352.3333
110 | 2003009981 | 344.6667 | 354.6667
111 | 2003009981 | 347 | 357
112 | 2003009981 | 349.6667 | 359.6667
113 | 2003009981 | 352.3333 | 362.3333
114 | 2003009981 | 355 | 365
115 | 2003009981 | 360.3333 | 370.3333
116 | 2003009981 | 365.6667 | 375.6667
117 | 2003009981 | 371 | 381
118 | 2003009981 | 373.6667 | 383.6667
119 | 2003009981 | 376.3333 | 386.3333
120 | 2003009981 | 379 | 389
121 | 2003009981 | 383.3333 | 393.3333
122 | 2003009981 | 387.6667 | 377.6667
123 | 2003009981 | 392 | 382
124 | 2003009981 | 395.3333 | 385.3333
125 | 2003009981 | 398.6667 | 388.6667
126 | 2003009981 | 402 | 392
127 | 2003009981 | 404.3333 | 394.3333
128 | 2003009981 | 406.6667 | 396.6667
129 | 2003009981 | 409 | 399
130 | 2003009981 | 409 | 399
131 | 2003009981 | 409 | 399
132 | 2003009981 | 409 | 399
133 | 2003009981 | 408.3333 | 398.3333
134 | 2003009981 | 407.6667 | 397.6667
135 | 2003009981 | 407 | 397
136 | 2003009981 | 407 | 397
137 | 2003009981 | 407 | 397
138 | 2003009981 | 407 | 397
139 | 2003009981 | 407 | 397
140 | 2003009981 | 407 | 397
141 | 2003009981 | 407 | 397
142 | 2003009981 | 406 | 396
143 | 2003009981 | 405 | 395
0 | 2009004542 | 343 | 333
1 | 2009004542 | 344 | 334
2 | 2009004542 | 345 | 335
3 | 2009004542 | 346 | 336
4 | 2009004542 | 348 | 338
5 | 2009004542 | 350 | 340
6 | 2009004542 | 352 | 342
7 | 2009004542 | 353 | 343
8 | 2009004542 | 354 | 344
9 | 2009004542 | 355 | 345
10 | 2009004542 | 356.6667 | 346.6667
11 | 2009004542 | 358.3333 | 348.3333
12 | 2009004542 | 360 | 350
13 | 2009004542 | 363.6667 | 353.6667
14 | 2009004542 | 367.3333 | 357.3333
15 | 2009004542 | 371 | 361
16 | 2009004542 | 373.3333 | 363.3333
17 | 2009004542 | 375.6667 | 365.6667
18 | 2009004542 | 378 | 368
19 | 2009004542 | 378.6667 | 368.6667
20 | 2009004542 | 379.3333 | 369.3333
21 | 2009004542 | 380 | 370
22 | 2009004542 | 381.3333 | 371.3333
23 | 2009004542 | 382.6667 | 372.6667
24 | 2009004542 | 384 | 374
25 | 2009004542 | 385.3333 | 375.3333
26 | 2009004542 | 386.6667 | 376.6667
27 | 2009004542 | 388 | 378
28 | 2009004542 | 387 | 377
29 | 2009004542 | 386 | 376
30 | 2009004542 | 385 | 375
31 | 2009004542 | 383 | 373
32 | 2009004542 | 381 | 371
33 | 2009004542 | 379 | 369
34 | 2009004542 | 378.3333 | 368.3333
35 | 2009004542 | 377.6667 | 367.6667
36 | 2009004542 | 377 | 367
37 | 2009004542 | 377.3333 | 367.3333
38 | 2009004542 | 377.6667 | 367.6667
39 | 2009004542 | 378 | 368
40 | 2009004542 | 379.6667 | 369.6667
41 | 2009004542 | 381.3333 | 371.3333
42 | 2009004542 | 383 | 373
43 | 2009004542 | 385.3333 | 375.3333
44 | 2009004542 | 387.6667 | 377.6667
45 | 2009004542 | 390 | 380
46 | 2009004542 | 391.3333 | 381.3333
47 | 2009004542 | 392.6667 | 382.6667
48 | 2009004542 | 394 | 384
49 | 2009004542 | 393.3333 | 383.3333
50 | 2009004542 | 392.6667 | 382.6667
51 | 2009004542 | 392 | 382
52 | 2009004542 | 387.6667 | 377.6667
53 | 2009004542 | 383.3333 | 373.3333
54 | 2009004542 | 379 | 369
55 | 2009004542 | 372.3333 | 362.3333
56 | 2009004542 | 365.6667 | 355.6667
57 | 2009004542 | 359 | 349
58 | 2009004542 | 353.6667 | 343.6667
59 | 2009004542 | 348.3333 | 338.3333
60 | 2009004542 | 343 | 333
61 | 2009004542 | 338.3333 | 328.3333
62 | 2009004542 | 333.6667 | 323.6667
63 | 2009004542 | 329 | 319
64 | 2009004542 | 326 | 316
65 | 2009004542 | 323 | 313
66 | 2009004542 | 320 | 310
67 | 2009004542 | 318.3333 | 308.3333
68 | 2009004542 | 316.6667 | 306.6667
69 | 2009004542 | 315 | 305
70 | 2009004542 | 315.3333 | 305.3333
71 | 2009004542 | 315.6667 | 305.6667
72 | 2009004542 | 316 | 306
73 | 2009004542 | 316.3333 | 306.3333
74 | 2009004542 | 316.6667 | 306.6667
75 | 2009004542 | 317 | 307
76 | 2009004542 | 316.3333 | 306.3333
77 | 2009004542 | 315.6667 | 305.6667
78 | 2009004542 | 315 | 305
79 | 2009004542 | 314.6667 | 304.6667
80 | 2009004542 | 314.3333 | 304.3333
81 | 2009004542 | 314 | 304
82 | 2009004542 | 316.3333 | 306.3333
83 | 2009004542 | 318.6667 | 308.6667
84 | 2009004542 | 321 | 311
85 | 2009004542 | 323.3333 | 313.3333
86 | 2009004542 | 325.6667 | 315.6667
87 | 2009004542 | 328 | 318
88 | 2009004542 | 328.3333 | 318.3333
89 | 2009004542 | 328.6667 | 318.6667
90 | 2009004542 | 329 | 339
91 | 2009004542 | 329 | 339
92 | 2009004542 | 329 | 339
93 | 2009004542 | 329 | 339
94 | 2009004542 | 328.6667 | 338.6667
95 | 2009004542 | 328.3333 | 338.3333
96 | 2009004542 | 328 | 338
97 | 2009004542 | 327.6667 | 337.6667
98 | 2009004542 | 327.3333 | 337.3333
99 | 2009004542 | 327 | 337
100 | 2009004542 | 328.6667 | 338.6667
101 | 2009004542 | 330.3333 | 340.3333
102 | 2009004542 | 332 | 342
103 | 2009004542 | 334.3333 | 344.3333
104 | 2009004542 | 336.6667 | 346.6667
105 | 2009004542 | 339 | 349
106 | 2009004542 | 339.3333 | 349.3333
107 | 2009004542 | 339.6667 | 349.6667
108 | 2009004542 | 340 | 350
109 | 2009004542 | 342.3333 | 352.3333
110 | 2009004542 | 344.6667 | 354.6667
111 | 2009004542 | 347 | 357
112 | 2009004542 | 349.6667 | 359.6667
113 | 2009004542 | 352.3333 | 362.3333
114 | 2009004542 | 355 | 365
115 | 2009004542 | 360.3333 | 370.3333
116 | 2009004542 | 365.6667 | 375.6667
117 | 2009004542 | 371 | 381
118 | 2009004542 | 373.6667 | 383.6667
119 | 2009004542 | 376.3333 | 386.3333
120 | 2009004542 | 379 | 389
121 | 2009004542 | 383.3333 | 393.3333
122 | 2009004542 | 387.6667 | 377.6667
123 | 2009004542 | 392 | 382
124 | 2009004542 | 395.3333 | 385.3333
125 | 2009004542 | 398.6667 | 388.6667
126 | 2009004542 | 402 | 392
127 | 2009004542 | 404.3333 | 394.3333
128 | 2009004542 | 406.6667 | 396.6667
129 | 2009004542 | 409 | 399
130 | 2009004542 | 409 | 399
131 | 2009004542 | 409 | 399
132 | 2009004542 | 409 | 399
133 | 2009004542 | 408.3333 | 398.3333
134 | 2009004542 | 407.6667 | 397.6667
135 | 2009004542 | 407 | 397
136 | 2009004542 | 407 | 397
137 | 2009004542 | 407 | 397
138 | 2009004542 | 407 | 397
139 | 2009004542 | 407 | 397
140 | 2009004542 | 407 | 397
141 | 2009004542 | 407 | 397
142 | 2009004542 | 406 | 396
143 | 2009004542 | 405 | 395
0 | 2004008007 | 343 | 333
1 | 2004008007 | 344 | 334
2 | 2004008007 | 345 | 335
3 | 2004008007 | 346 | 336
4 | 2004008007 | 348 | 338
5 | 2004008007 | 350 | 340
6 | 2004008007 | 352 | 342
7 | 2004008007 | 353 | 343
8 | 2004008007 | 354 | 344
9 | 2004008007 | 355 | 345
10 | 2004008007 | 356.6667 | 346.6667
11 | 2004008007 | 358.3333 | 348.3333
12 | 2004008007 | 360 | 350
13 | 2004008007 | 363.6667 | 353.6667
14 | 2004008007 | 367.3333 | 357.3333
15 | 2004008007 | 371 | 361
16 | 2004008007 | 373.3333 | 363.3333
17 | 2004008007 | 375.6667 | 365.6667
18 | 2004008007 | 378 | 368
19 | 2004008007 | 378.6667 | 368.6667
20 | 2004008007 | 379.3333 | 369.3333
21 | 2004008007 | 380 | 370
22 | 2004008007 | 381.3333 | 371.3333
23 | 2004008007 | 382.6667 | 372.6667
24 | 2004008007 | 384 | 374
25 | 2004008007 | 385.3333 | 375.3333
26 | 2004008007 | 386.6667 | 376.6667
27 | 2004008007 | 388 | 378
28 | 2004008007 | 387 | 377
29 | 2004008007 | 386 | 376
30 | 2004008007 | 385 | 375
31 | 2004008007 | 383 | 373
32 | 2004008007 | 381 | 371
33 | 2004008007 | 379 | 369
34 | 2004008007 | 378.3333 | 368.3333
35 | 2004008007 | 377.6667 | 367.6667
36 | 2004008007 | 377 | 367
37 | 2004008007 | 377.3333 | 367.3333
38 | 2004008007 | 377.6667 | 367.6667
39 | 2004008007 | 378 | 368
40 | 2004008007 | 379.6667 | 369.6667
41 | 2004008007 | 381.3333 | 371.3333
42 | 2004008007 | 383 | 373
43 | 2004008007 | 385.3333 | 375.3333
44 | 2004008007 | 387.6667 | 377.6667
45 | 2004008007 | 390 | 380
46 | 2004008007 | 391.3333 | 381.3333
47 | 2004008007 | 392.6667 | 382.6667
48 | 2004008007 | 394 | 384
49 | 2004008007 | 393.3333 | 383.3333
50 | 2004008007 | 392.6667 | 382.6667
51 | 2004008007 | 392 | 382
52 | 2004008007 | 387.6667 | 377.6667
53 | 2004008007 | 383.3333 | 373.3333
54 | 2004008007 | 379 | 369
55 | 2004008007 | 372.3333 | 362.3333
56 | 2004008007 | 365.6667 | 355.6667
57 | 2004008007 | 359 | 349
58 | 2004008007 | 353.6667 | 343.6667
59 | 2004008007 | 348.3333 | 338.3333
60 | 2004008007 | 343 | 333
61 | 2004008007 | 338.3333 | 328.3333
62 | 2004008007 | 333.6667 | 323.6667
63 | 2004008007 | 329 | 319
64 | 2004008007 | 326 | 316
65 | 2004008007 | 323 | 313
66 | 2004008007 | 320 | 310
67 | 2004008007 | 318.3333 | 308.3333
68 | 2004008007 | 316.6667 | 306.6667
69 | 2004008007 | 315 | 305
70 | 2004008007 | 315.3333 | 305.3333
71 | 2004008007 | 315.6667 | 305.6667
72 | 2004008007 | 316 | 306
73 | 2004008007 | 316.3333 | 306.3333
74 | 2004008007 | 316.6667 | 306.6667
75 | 2004008007 | 317 | 307
76 | 2004008007 | 316.3333 | 306.3333
77 | 2004008007 | 315.6667 | 305.6667
78 | 2004008007 | 315 | 305
79 | 2004008007 | 314.6667 | 304.6667
80 | 2004008007 | 314.3333 | 304.3333
81 | 2004008007 | 314 | 304
82 | 2004008007 | 316.3333 | 306.3333
83 | 2004008007 | 318.6667 | 308.6667
84 | 2004008007 | 321 | 311
85 | 2004008007 | 323.3333 | 313.3333
86 | 2004008007 | 325.6667 | 315.6667
87 | 2004008007 | 328 | 318
88 | 2004008007 | 328.3333 | 318.3333
89 | 2004008007 | 328.6667 | 318.6667
90 | 2004008007 | 329 | 339
91 | 2004008007 | 329 | 339
92 | 2004008007 | 329 | 339
93 | 2004008007 | 329 | 339
94 | 2004008007 | 328.6667 | 338.6667
95 | 2004008007 | 328.3333 | 338.3333
96 | 2004008007 | 328 | 338
97 | 2004008007 | 327.6667 | 337.6667
98 | 2004008007 | 327.3333 | 337.3333
99 | 2004008007 | 327 | 337
100 | 2004008007 | 328.6667 | 338.6667
101 | 2004008007 | 330.3333 | 340.3333
102 | 2004008007 | 332 | 342
103 | 2004008007 | 334.3333 | 344.3333
104 | 2004008007 | 336.6667 | 346.6667
105 | 2004008007 | 339 | 349
106 | 2004008007 | 339.3333 | 349.3333
107 | 2004008007 | 339.6667 | 349.6667
108 | 2004008007 | 340 | 350
109 | 2004008007 | 342.3333 | 352.3333
110 | 2004008007 | 344.6667 | 354.6667
111 | 2004008007 | 347 | 357
112 | 2004008007 | 349.6667 | 359.6667
113 | 2004008007 | 352.3333 | 362.3333
114 | 2004008007 | 355 | 365
115 | 2004008007 | 360.3333 | 370.3333
116 | 2004008007 | 365.6667 | 375.6667
117 | 2004008007 | 371 | 381
118 | 2004008007 | 373.6667 | 383.6667
119 | 2004008007 | 376.3333 | 386.3333
120 | 2004008007 | 379 | 389
121 | 2004008007 | 383.3333 | 393.3333
122 | 2004008007 | 387.6667 | 377.6667
123 | 2004008007 | 392 | 382
124 | 2004008007 | 395.3333 | 385.3333
125 | 2004008007 | 398.6667 | 388.6667
126 | 2004008007 | 402 | 392
127 | 2004008007 | 404.3333 | 394.3333
128 | 2004008007 | 406.6667 | 396.6667
129 | 2004008007 | 409 | 399
130 | 2004008007 | 409 | 399
131 | 2004008007 | 409 | 399
132 | 2004008007 | 409 | 399
133 | 2004008007 | 408.3333 | 398.3333
134 | 2004008007 | 407.6667 | 397.6667
135 | 2004008007 | 407 | 397
136 | 2004008007 | 407 | 397
137 | 2004008007 | 407 | 397
138 | 2004008007 | 407 | 397
139 | 2004008007 | 407 | 397
140 | 2004008007 | 407 | 397
141 | 2004008007 | 407 | 397
142 | 2004008007 | 406 | 396
143 | 2004008007 | 405 | 395
0 | 2006008511 | 343 | 333
1 | 2006008511 | 344 | 334
2 | 2006008511 | 345 | 335
3 | 2006008511 | 346 | 336
4 | 2006008511 | 348 | 338
5 | 2006008511 | 350 | 340
6 | 2006008511 | 352 | 342
7 | 2006008511 | 353 | 343
8 | 2006008511 | 354 | 344
9 | 2006008511 | 355 | 345
10 | 2006008511 | 356.6667 | 346.6667
11 | 2006008511 | 358.3333 | 348.3333
12 | 2006008511 | 360 | 350
13 | 2006008511 | 363.6667 | 353.6667
14 | 2006008511 | 367.3333 | 357.3333
15 | 2006008511 | 371 | 361
16 | 2006008511 | 373.3333 | 363.3333
17 | 2006008511 | 375.6667 | 365.6667
18 | 2006008511 | 378 | 368
19 | 2006008511 | 378.6667 | 368.6667
20 | 2006008511 | 379.3333 | 369.3333
21 | 2006008511 | 380 | 370
22 | 2006008511 | 381.3333 | 371.3333
23 | 2006008511 | 382.6667 | 372.6667
24 | 2006008511 | 384 | 374
25 | 2006008511 | 385.3333 | 375.3333
26 | 2006008511 | 386.6667 | 376.6667
27 | 2006008511 | 388 | 378
28 | 2006008511 | 387 | 377
29 | 2006008511 | 386 | 376
30 | 2006008511 | 385 | 375
31 | 2006008511 | 383 | 373
32 | 2006008511 | 381 | 371
33 | 2006008511 | 379 | 369
34 | 2006008511 | 378.3333 | 368.3333
35 | 2006008511 | 377.6667 | 367.6667
36 | 2006008511 | 377 | 367
37 | 2006008511 | 377.3333 | 367.3333
38 | 2006008511 | 377.6667 | 367.6667
39 | 2006008511 | 378 | 368
40 | 2006008511 | 379.6667 | 369.6667
41 | 2006008511 | 381.3333 | 371.3333
42 | 2006008511 | 383 | 373
43 | 2006008511 | 385.3333 | 375.3333
44 | 2006008511 | 387.6667 | 377.6667
45 | 2006008511 | 390 | 380
46 | 2006008511 | 391.3333 | 381.3333
47 | 2006008511 | 392.6667 | 382.6667
48 | 2006008511 | 394 | 384
49 | 2006008511 | 393.3333 | 383.3333
50 | 2006008511 | 392.6667 | 382.6667
51 | 2006008511 | 392 | 382
52 | 2006008511 | 387.6667 | 377.6667
53 | 2006008511 | 383.3333 | 373.3333
54 | 2006008511 | 379 | 369
55 | 2006008511 | 372.3333 | 362.3333
56 | 2006008511 | 365.6667 | 355.6667
57 | 2006008511 | 359 | 349
58 | 2006008511 | 353.6667 | 343.6667
59 | 2006008511 | 348.3333 | 338.3333
60 | 2006008511 | 343 | 333
61 | 2006008511 | 338.3333 | 328.3333
62 | 2006008511 | 333.6667 | 323.6667
63 | 2006008511 | 329 | 319
64 | 2006008511 | 326 | 316
65 | 2006008511 | 323 | 313
66 | 2006008511 | 320 | 310
67 | 2006008511 | 318.3333 | 308.3333
68 | 2006008511 | 316.6667 | 306.6667
69 | 2006008511 | 315 | 305
70 | 2006008511 | 315.3333 | 305.3333
71 | 2006008511 | 315.6667 | 305.6667
72 | 2006008511 | 316 | 306
73 | 2006008511 | 316.3333 | 306.3333
74 | 2006008511 | 316.6667 | 306.6667
75 | 2006008511 | 317 | 307
76 | 2006008511 | 316.3333 | 306.3333
77 | 2006008511 | 315.6667 | 305.6667
78 | 2006008511 | 315 | 305
79 | 2006008511 | 314.6667 | 304.6667
80 | 2006008511 | 314.3333 | 304.3333
81 | 2006008511 | 314 | 304
82 | 2006008511 | 316.3333 | 306.3333
83 | 2006008511 | 318.6667 | 308.6667
84 | 2006008511 | 321 | 311
85 | 2006008511 | 323.3333 | 313.3333
86 | 2006008511 | 325.6667 | 315.6667
87 | 2006008511 | 328 | 318
88 | 2006008511 | 328.3333 | 318.3333
89 | 2006008511 | 328.6667 | 318.6667
90 | 2006008511 | 329 | 339
91 | 2006008511 | 329 | 339
92 | 2006008511 | 329 | 339
93 | 2006008511 | 329 | 339
94 | 2006008511 | 328.6667 | 338.6667
95 | 2006008511 | 328.3333 | 338.3333
96 | 2006008511 | 328 | 338
97 | 2006008511 | 327.6667 | 337.6667
98 | 2006008511 | 327.3333 | 337.3333
99 | 2006008511 | 327 | 337
100 | 2006008511 | 328.6667 | 338.6667
101 | 2006008511 | 330.3333 | 340.3333
102 | 2006008511 | 332 | 342
103 | 2006008511 | 334.3333 | 344.3333
104 | 2006008511 | 336.6667 | 346.6667
105 | 2006008511 | 339 | 349
106 | 2006008511 | 339.3333 | 349.3333
107 | 2006008511 | 339.6667 | 349.6667
108 | 2006008511 | 340 | 350
109 | 2006008511 | 342.3333 | 352.3333
110 | 2006008511 | 344.6667 | 354.6667
111 | 2006008511 | 347 | 357
112 | 2006008511 | 349.6667 | 359.6667
113 | 2006008511 | 352.3333 | 362.3333
114 | 2006008511 | 355 | 365
115 | 2006008511 | 360.3333 | 370.3333
116 | 2006008511 | 365.6667 | 375.6667
117 | 2006008511 | 371 | 381
118 | 2006008511 | 373.6667 | 383.6667
119 | 2006008511 | 376.3333 | 386.3333
120 | 2006008511 | 379 | 389
121 | 2006008511 | 383.3333 | 393.3333
122 | 2006008511 | 387.6667 | 377.6667
123 | 2006008511 | 392 | 382
124 | 2006008511 | 395.3333 | 385.3333
125 | 2006008511 | 398.6667 | 388.6667
126 | 2006008511 | 402 | 392
127 | 2006008511 | 404.3333 | 394.3333
128 | 2006008511 | 406.6667 | 396.6667
129 | 2006008511 | 409 | 399
130 | 2006008511 | 409 | 399
131 | 2006008511 | 409 | 399
132 | 2006008511 | 409 | 399
133 | 2006008511 | 408.3333 | 398.3333
134 | 2006008511 | 407.6667 | 397.6667
135 | 2006008511 | 407 | 397
136 | 2006008511 | 407 | 397
137 | 2006008511 | 407 | 397
138 | 2006008511 | 407 | 397
139 | 2006008511 | 407 | 397
140 | 2006008511 | 407 | 397
141 | 2006008511 | 407 | 397
142 | 2006008511 | 406 | 396
143 | 2006008511 | 405 | 395
0 | 2008005692 | 343 | 333
1 | 2008005692 | 344 | 334
2 | 2008005692 | 345 | 335
3 | 2008005692 | 346 | 336
4 | 2008005692 | 348 | 338
5 | 2008005692 | 350 | 340
6 | 2008005692 | 352 | 342
7 | 2008005692 | 353 | 343
8 | 2008005692 | 354 | 344
9 | 2008005692 | 355 | 345
10 | 2008005692 | 356.6667 | 346.6667
11 | 2008005692 | 358.3333 | 348.3333
12 | 2008005692 | 360 | 350
13 | 2008005692 | 363.6667 | 353.6667
14 | 2008005692 | 367.3333 | 357.3333
15 | 2008005692 | 371 | 361
16 | 2008005692 | 373.3333 | 363.3333
17 | 2008005692 | 375.6667 | 365.6667
18 | 2008005692 | 378 | 368
19 | 2008005692 | 378.6667 | 368.6667
20 | 2008005692 | 379.3333 | 369.3333
21 | 2008005692 | 380 | 370
22 | 2008005692 | 381.3333 | 371.3333
23 | 2008005692 | 382.6667 | 372.6667
24 | 2008005692 | 384 | 374
25 | 2008005692 | 385.3333 | 375.3333
26 | 2008005692 | 386.6667 | 376.6667
27 | 2008005692 | 388 | 378
28 | 2008005692 | 387 | 377
29 | 2008005692 | 386 | 376
30 | 2008005692 | 385 | 375
31 | 2008005692 | 383 | 373
32 | 2008005692 | 381 | 371
33 | 2008005692 | 379 | 369
34 | 2008005692 | 378.3333 | 368.3333
35 | 2008005692 | 377.6667 | 367.6667
36 | 2008005692 | 377 | 367
37 | 2008005692 | 377.3333 | 367.3333
38 | 2008005692 | 377.6667 | 367.6667
39 | 2008005692 | 378 | 368
40 | 2008005692 | 379.6667 | 369.6667
41 | 2008005692 | 381.3333 | 371.3333
42 | 2008005692 | 383 | 373
43 | 2008005692 | 385.3333 | 375.3333
44 | 2008005692 | 387.6667 | 377.6667
45 | 2008005692 | 390 | 380
46 | 2008005692 | 391.3333 | 381.3333
47 | 2008005692 | 392.6667 | 382.6667
48 | 2008005692 | 394 | 384
49 | 2008005692 | 393.3333 | 383.3333
50 | 2008005692 | 392.6667 | 382.6667
51 | 2008005692 | 392 | 382
52 | 2008005692 | 387.6667 | 377.6667
53 | 2008005692 | 383.3333 | 373.3333
54 | 2008005692 | 379 | 369
55 | 2008005692 | 372.3333 | 362.3333
56 | 2008005692 | 365.6667 | 355.6667
57 | 2008005692 | 359 | 349
58 | 2008005692 | 353.6667 | 343.6667
59 | 2008005692 | 348.3333 | 338.3333
60 | 2008005692 | 343 | 333
61 | 2008005692 | 338.3333 | 328.3333
62 | 2008005692 | 333.6667 | 323.6667
63 | 2008005692 | 329 | 319
64 | 2008005692 | 326 | 316
65 | 2008005692 | 323 | 313
66 | 2008005692 | 320 | 310
67 | 2008005692 | 318.3333 | 308.3333
68 | 2008005692 | 316.6667 | 306.6667
69 | 2008005692 | 315 | 305
70 | 2008005692 | 315.3333 | 305.3333
71 | 2008005692 | 315.6667 | 305.6667
72 | 2008005692 | 316 | 306
73 | 2008005692 | 316.3333 | 306.3333
74 | 2008005692 | 316.6667 | 306.6667
75 | 2008005692 | 317 | 307
76 | 2008005692 | 316.3333 | 306.3333
77 | 2008005692 | 315.6667 | 305.6667
78 | 2008005692 | 315 | 305
79 | 2008005692 | 314.6667 | 304.6667
80 | 2008005692 | 314.3333 | 304.3333
81 | 2008005692 | 314 | 304
82 | 2008005692 | 316.3333 | 306.3333
83 | 2008005692 | 318.6667 | 308.6667
84 | 2008005692 | 321 | 311
85 | 2008005692 | 323.3333 | 313.3333
86 | 2008005692 | 325.6667 | 315.6667
87 | 2008005692 | 328 | 318
88 | 2008005692 | 328.3333 | 318.3333
89 | 2008005692 | 328.6667 | 318.6667
90 | 2008005692 | 329 | 339
91 | 2008005692 | 329 | 339
92 | 2008005692 | 329 | 339
93 | 2008005692 | 329 | 339
94 | 2008005692 | 328.6667 | 338.6667
95 | 2008005692 | 328.3333 | 338.3333
96 | 2008005692 | 328 | 338
97 | 2008005692 | 327.6667 | 337.6667
98 | 2008005692 | 327.3333 | 337.3333
99 | 2008005692 | 327 | 337
100 | 2008005692 | 328.6667 | 338.6667
101 | 2008005692 | 330.3333 | 340.3333
102 | 2008005692 | 332 | 342
103 | 2008005692 | 334.3333 | 344.3333
104 | 2008005692 | 336.6667 | 346.6667
105 | 2008005692 | 339 | 349
106 | 2008005692 | 339.3333 | 349.3333
107 | 2008005692 | 339.6667 | 349.6667
108 | 2008005692 | 340 | 350
109 | 2008005692 | 342.3333 | 352.3333
110 | 2008005692 | 344.6667 | 354.6667
111 | 2008005692 | 347 | 357
112 | 2008005692 | 349.6667 | 359.6667
113 | 2008005692 | 352.3333 | 362.3333
114 | 2008005692 | 355 | 365
115 | 2008005692 | 360.3333 | 370.3333
116 | 2008005692 | 365.6667 | 375.6667
117 | 2008005692 | 371 | 381
118 | 2008005692 | 373.6667 | 383.6667
119 | 2008005692 | 376.3333 | 386.3333
120 | 2008005692 | 379 | 389
121 | 2008005692 | 383.3333 | 393.3333
122 | 2008005692 | 387.6667 | 377.6667
123 | 2008005692 | 392 | 382
124 | 2008005692 | 395.3333 | 385.3333
125 | 2008005692 | 398.6667 | 388.6667
126 | 2008005692 | 402 | 392
127 | 2008005692 | 404.3333 | 394.3333
128 | 2008005692 | 406.6667 | 396.6667
129 | 2008005692 | 409 | 399
130 | 2008005692 | 409 | 399
131 | 2008005692 | 409 | 399
132 | 2008005692 | 409 | 399
133 | 2008005692 | 408.3333 | 398.3333
134 | 2008005692 | 407.6667 | 397.6667
135 | 2008005692 | 407 | 397
136 | 2008005692 | 407 | 397
137 | 2008005692 | 407 | 397
138 | 2008005692 | 407 | 397
139 | 2008005692 | 407 | 397
140 | 2008005692 | 407 | 397
141 | 2008005692 | 407 | 397
142 | 2008005692 | 406 | 396
143 | 2008005692 | 405 | 395
0 | 2002002121 | 343 | 333
1 | 2002002121 | 344 | 334
2 | 2002002121 | 345 | 335
3 | 2002002121 | 346 | 336
4 | 2002002121 | 348 | 338
5 | 2002002121 | 350 | 340
6 | 2002002121 | 352 | 342
7 | 2002002121 | 353 | 343
8 | 2002002121 | 354 | 344
9 | 2002002121 | 355 | 345
10 | 2002002121 | 356.6667 | 346.6667
11 | 2002002121 | 358.3333 | 348.3333
12 | 2002002121 | 360 | 350
13 | 2002002121 | 363.6667 | 353.6667
14 | 2002002121 | 367.3333 | 357.3333
15 | 2002002121 | 371 | 361
16 | 2002002121 | 373.3333 | 363.3333
17 | 2002002121 | 375.6667 | 365.6667
18 | 2002002121 | 378 | 368
19 | 2002002121 | 378.6667 | 368.6667
20 | 2002002121 | 379.3333 | 369.3333
21 | 2002002121 | 380 | 370
22 | 2002002121 | 381.3333 | 371.3333
23 | 2002002121 | 382.6667 | 372.6667
24 | 2002002121 | 384 | 374
25 | 2002002121 | 385.3333 | 375.3333
26 | 2002002121 | 386.6667 | 376.6667
27 | 2002002121 | 388 | 378
28 | 2002002121 | 387 | 377
29 | 2002002121 | 386 | 376
30 | 2002002121 | 385 | 375
31 | 2002002121 | 383 | 373
32 | 2002002121 | 381 | 371
33 | 2002002121 | 379 | 369
34 | 2002002121 | 378.3333 | 368.3333
35 | 2002002121 | 377.6667 | 367.6667
36 | 2002002121 | 377 | 367
37 | 2002002121 | 377.3333 | 367.3333
38 | 2002002121 | 377.6667 | 367.6667
39 | 2002002121 | 378 | 368
40 | 2002002121 | 379.6667 | 369.6667
41 | 2002002121 | 381.3333 | 371.3333
42 | 2002002121 | 383 | 373
43 | 2002002121 | 385.3333 | 375.3333
44 | 2002002121 | 387.6667 | 377.6667
45 | 2002002121 | 390 | 380
46 | 2002002121 | 391.3333 | 381.3333
47 | 2002002121 | 392.6667 | 382.6667
48 | 2002002121 | 394 | 384
49 | 2002002121 | 393.3333 | 383.3333
50 | 2002002121 | 392.6667 | 382.6667
51 | 2002002121 | 392 | 382
52 | 2002002121 | 387.6667 | 377.6667
53 | 2002002121 | 383.3333 | 373.3333
54 | 2002002121 | 379 | 369
55 | 2002002121 | 372.3333 | 362.3333
56 | 2002002121 | 365.6667 | 355.6667
57 | 2002002121 | 359 | 349
58 | 2002002121 | 353.6667 | 343.6667
59 | 2002002121 | 348.3333 | 338.3333
60 | 2002002121 | 343 | 333
61 | 2002002121 | 338.3333 | 328.3333
62 | 2002002121 | 333.6667 | 323.6667
63 | 2002002121 | 329 | 319
64 | 2002002121 | 326 | 316
65 | 2002002121 | 323 | 313
66 | 2002002121 | 320 | 310
67 | 2002002121 | 318.3333 | 308.3333
68 | 2002002121 | 316.6667 | 306.6667
69 | 2002002121 | 315 | 305
70 | 2002002121 | 315.3333 | 305.3333
71 | 2002002121 | 315.6667 | 305.6667
72 | 2002002121 | 316 | 306
73 | 2002002121 | 316.3333 | 306.3333
74 | 2002002121 | 316.6667 | 306.6667
75 | 2002002121 | 317 | 307
76 | 2002002121 | 316.3333 | 306.3333
77 | 2002002121 | 315.6667 | 305.6667
78 | 2002002121 | 315 | 305
79 | 2002002121 | 314.6667 | 304.6667
80 | 2002002121 | 314.3333 | 304.3333
81 | 2002002121 | 314 | 304
82 | 2002002121 | 316.3333 | 306.3333
83 | 2002002121 | 318.6667 | 308.6667
84 | 2002002121 | 321 | 311
85 | 2002002121 | 323.3333 | 313.3333
86 | 2002002121 | 325.6667 | 315.6667
87 | 2002002121 | 328 | 318
88 | 2002002121 | 328.3333 | 318.3333
89 | 2002002121 | 328.6667 | 318.6667
90 | 2002002121 | 329 | 339
91 | 2002002121 | 329 | 339
92 | 2002002121 | 329 | 339
93 | 2002002121 | 329 | 339
94 | 2002002121 | 328.6667 | 338.6667
95 | 2002002121 | 328.3333 | 338.3333
96 | 2002002121 | 328 | 338
97 | 2002002121 | 327.6667 | 337.6667
98 | 2002002121 | 327.3333 | 337.3333
99 | 2002002121 | 327 | 337
100 | 2002002121 | 328.6667 | 338.6667
101 | 2002002121 | 330.3333 | 340.3333
102 | 2002002121 | 332 | 342
103 | 2002002121 | 334.3333 | 344.3333
104 | 2002002121 | 336.6667 | 346.6667
105 | 2002002121 | 339 | 349
106 | 2002002121 | 339.3333 | 349.3333
107 | 2002002121 | 339.6667 | 349.6667
108 | 2002002121 | 340 | 350
109 | 2002002121 | 342.3333 | 352.3333
110 | 2002002121 | 344.6667 | 354.6667
111 | 2002002121 | 347 | 357
112 | 2002002121 | 349.6667 | 359.6667
113 | 2002002121 | 352.3333 | 362.3333
114 | 2002002121 | 355 | 365
115 | 2002002121 | 360.3333 | 370.3333
116 | 2002002121 | 365.6667 | 375.6667
117 | 2002002121 | 371 | 381
118 | 2002002121 | 373.6667 | 383.6667
119 | 2002002121 | 376.3333 | 386.3333
120 | 2002002121 | 379 | 389
121 | 2002002121 | 383.3333 | 393.3333
122 | 2002002121 | 387.6667 | 377.6667
123 | 2002002121 | 392 | 382
124 | 2002002121 | 395.3333 | 385.3333
125 | 2002002121 | 398.6667 | 388.6667
126 | 2002002121 | 402 | 392
127 | 2002002121 | 404.3333 | 394.3333
128 | 2002002121 | 406.6667 | 396.6667
129 | 2002002121 | 409 | 399
130 | 2002002121 | 409 | 399
131 | 2002002121 | 409 | 399
132 | 2002002121 | 409 | 399
133 | 2002002121 | 408.3333 | 398.3333
134 | 2002002121 | 407.6667 | 397.6667
135 | 2002002121 | 407 | 397
136 | 2002002121 | 407 | 397
137 | 2002002121 | 407 | 397
138 | 2002002121 | 407 | 397
139 | 2002002121 | 407 | 397
140 | 2002002121 | 407 | 397
141 | 2002002121 | 407 | 397
142 | 2002002121 | 406 | 396
143 | 2002002121 | 405 | 395
0 | 2009009010 | 343 | 333
1 | 2009009010 | 344 | 334
2 | 2009009010 | 345 | 335
3 | 2009009010 | 346 | 336
4 | 2009009010 | 348 | 338
5 | 2009009010 | 350 | 340
6 | 2009009010 | 352 | 342
7 | 2009009010 | 353 | 343
8 | 2009009010 | 354 | 344
9 | 2009009010 | 355 | 345
10 | 2009009010 | 356.6667 | 346.6667
11 | 2009009010 | 358.3333 | 348.3333
12 | 2009009010 | 360 | 350
13 | 2009009010 | 363.6667 | 353.6667
14 | 2009009010 | 367.3333 | 357.3333
15 | 2009009010 | 371 | 361
16 | 2009009010 | 373.3333 | 363.3333
17 | 2009009010 | 375.6667 | 365.6667
18 | 2009009010 | 378 | 368
19 | 2009009010 | 378.6667 | 368.6667
20 | 2009009010 | 379.3333 | 369.3333
21 | 2009009010 | 380 | 370
22 | 2009009010 | 381.3333 | 371.3333
23 | 2009009010 | 382.6667 | 372.6667
24 | 2009009010 | 384 | 374
25 | 2009009010 | 385.3333 | 375.3333
26 | 2009009010 | 386.6667 | 376.6667
27 | 2009009010 | 388 | 378
28 | 2009009010 | 387 | 377
29 | 2009009010 | 386 | 376
30 | 2009009010 | 385 | 375
31 | 2009009010 | 383 | 373
32 | 2009009010 | 381 | 371
33 | 2009009010 | 379 | 369
34 | 2009009010 | 378.3333 | 368.3333
35 | 2009009010 | 377.6667 | 367.6667
36 | 2009009010 | 377 | 367
37 | 2009009010 | 377.3333 | 367.3333
38 | 2009009010 | 377.6667 | 367.6667
39 | 2009009010 | 378 | 368
40 | 2009009010 | 379.6667 | 369.6667
41 | 2009009010 | 381.3333 | 371.3333
42 | 2009009010 | 383 | 373
43 | 2009009010 | 385.3333 | 375.3333
44 | 2009009010 | 387.6667 | 377.6667
45 | 2009009010 | 390 | 380
46 | 2009009010 | 391.3333 | 381.3333
47 | 2009009010 | 392.6667 | 382.6667
48 | 2009009010 | 394 | 384
49 | 2009009010 | 393.3333 | 383.3333
50 | 2009009010 | 392.6667 | 382.6667
51 | 2009009010 | 392 | 382
52 | 2009009010 | 387.6667 | 377.6667
53 | 2009009010 | 383.3333 | 373.3333
54 | 2009009010 | 379 | 369
55 | 2009009010 | 372.3333 | 362.3333
56 | 2009009010 | 365.6667 | 355.6667
57 | 2009009010 | 359 | 349
58 | 2009009010 | 353.6667 | 343.6667
59 | 2009009010 | 348.3333 | 338.3333
60 | 2009009010 | 343 | 333
61 | 2009009010 | 338.3333 | 328.3333
62 | 2009009010 | 333.6667 | 323.6667
63 | 2009009010 | 329 | 319
64 | 2009009010 | 326 | 316
65 | 2009009010 | 323 | 313
66 | 2009009010 | 320 | 310
67 | 2009009010 | 318.3333 | 308.3333
68 | 2009009010 | 316.6667 | 306.6667
69 | 2009009010 | 315 | 305
70 | 2009009010 | 315.3333 | 305.3333
71 | 2009009010 | 315.6667 | 305.6667
72 | 2009009010 | 316 | 306
73 | 2009009010 | 316.3333 | 306.3333
74 | 2009009010 | 316.6667 | 306.6667
75 | 2009009010 | 317 | 307
76 | 2009009010 | 316.3333 | 306.3333
77 | 2009009010 | 315.6667 | 305.6667
78 | 2009009010 | 315 | 305
79 | 2009009010 | 314.6667 | 304.6667
80 | 2009009010 | 314.3333 | 304.3333
81 | 2009009010 | 314 | 304
82 | 2009009010 | 316.3333 | 306.3333
83 | 2009009010 | 318.6667 | 308.6667
84 | 2009009010 | 321 | 311
85 | 2009009010 | 323.3333 | 313.3333
86 | 2009009010 | 325.6667 | 315.6667
87 | 2009009010 | 328 | 318
88 | 2009009010 | 328.3333 | 318.3333
89 | 2009009010 | 328.6667 | 318.6667
90 | 2009009010 | 329 | 339
91 | 2009009010 | 329 | 339
92 | 2009009010 | 329 | 339
93 | 2009009010 | 329 | 339
94 | 2009009010 | 328.6667 | 338.6667
95 | 2009009010 | 328.3333 | 338.3333
96 | 2009009010 | 328 | 338
97 | 2009009010 | 327.6667 | 337.6667
98 | 2009009010 | 327.3333 | 337.3333
99 | 2009009010 | 327 | 337
100 | 2009009010 | 328.6667 | 338.6667
101 | 2009009010 | 330.3333 | 340.3333
102 | 2009009010 | 332 | 342
103 | 2009009010 | 334.3333 | 344.3333
104 | 2009009010 | 336.6667 | 346.6667
105 | 2009009010 | 339 | 349
106 | 2009009010 | 339.3333 | 349.3333
107 | 2009009010 | 339.6667 | 349.6667
108 | 2009009010 | 340 | 350
109 | 2009009010 | 342.3333 | 352.3333
110 | 2009009010 | 344.6667 | 354.6667
111 | 2009009010 | 347 | 357
112 | 2009009010 | 349.6667 | 359.6667
113 | 2009009010 | 352.3333 | 362.3333
114 | 2009009010 | 355 | 365
115 | 2009009010 | 360.3333 | 370.3333
116 | 2009009010 | 365.6667 | 375.6667
117 | 2009009010 | 371 | 381
118 | 2009009010 | 373.6667 | 383.6667
119 | 2009009010 | 376.3333 | 386.3333
120 | 2009009010 | 379 | 389
121 | 2009009010 | 383.3333 | 393.3333
122 | 2009009010 | 387.6667 | 377.6667
123 | 2009009010 | 392 | 382
124 | 2009009010 | 395.3333 | 385.3333
125 | 2009009010 | 398.6667 | 388.6667
126 | 2009009010 | 402 | 392
127 | 2009009010 | 404.3333 | 394.3333
128 | 2009009010 | 406.6667 | 396.6667
129 | 2009009010 | 409 | 399
130 | 2009009010 | 409 | 399
131 | 2009009010 | 409 | 399
132 | 2009009010 | 409 | 399
133 | 2009009010 | 408.3333 | 398.3333
134 | 2009009010 | 407.6667 | 397.6667
135 | 2009009010 | 407 | 397
136 | 2009009010 | 407 | 397
137 | 2009009010 | 407 | 397
138 | 2009009010 | 407 | 397
139 | 2009009010 | 407 | 397
140 | 2009009010 | 407 | 397
141 | 2009009010 | 407 | 397
142 | 2009009010 | 406 | 396
143 | 2009009010 | 405 | 395
0 | 2002005101 | 343 | 333
1 | 2002005101 | 344 | 334
2 | 2002005101 | 345 | 335
3 | 2002005101 | 346 | 336
4 | 2002005101 | 348 | 338
5 | 2002005101 | 350 | 340
6 | 2002005101 | 352 | 342
7 | 2002005101 | 353 | 343
8 | 2002005101 | 354 | 344
9 | 2002005101 | 355 | 345
10 | 2002005101 | 356.6667 | 346.6667
11 | 2002005101 | 358.3333 | 348.3333
12 | 2002005101 | 360 | 350
13 | 2002005101 | 363.6667 | 353.6667
14 | 2002005101 | 367.3333 | 357.3333
15 | 2002005101 | 371 | 361
16 | 2002005101 | 373.3333 | 363.3333
17 | 2002005101 | 375.6667 | 365.6667
18 | 2002005101 | 378 | 368
19 | 2002005101 | 378.6667 | 368.6667
20 | 2002005101 | 379.3333 | 369.3333
21 | 2002005101 | 380 | 370
22 | 2002005101 | 381.3333 | 371.3333
23 | 2002005101 | 382.6667 | 372.6667
24 | 2002005101 | 384 | 374
25 | 2002005101 | 385.3333 | 375.3333
26 | 2002005101 | 386.6667 | 376.6667
27 | 2002005101 | 388 | 378
28 | 2002005101 | 387 | 377
29 | 2002005101 | 386 | 376
30 | 2002005101 | 385 | 375
31 | 2002005101 | 383 | 373
32 | 2002005101 | 381 | 371
33 | 2002005101 | 379 | 369
34 | 2002005101 | 378.3333 | 368.3333
35 | 2002005101 | 377.6667 | 367.6667
36 | 2002005101 | 377 | 367
37 | 2002005101 | 377.3333 | 367.3333
38 | 2002005101 | 377.6667 | 367.6667
39 | 2002005101 | 378 | 368
40 | 2002005101 | 379.6667 | 369.6667
41 | 2002005101 | 381.3333 | 371.3333
42 | 2002005101 | 383 | 373
43 | 2002005101 | 385.3333 | 375.3333
44 | 2002005101 | 387.6667 | 377.6667
45 | 2002005101 | 390 | 380
46 | 2002005101 | 391.3333 | 381.3333
47 | 2002005101 | 392.6667 | 382.6667
48 | 2002005101 | 394 | 384
49 | 2002005101 | 393.3333 | 383.3333
50 | 2002005101 | 392.6667 | 382.6667
51 | 2002005101 | 392 | 382
52 | 2002005101 | 387.6667 | 377.6667
53 | 2002005101 | 383.3333 | 373.3333
54 | 2002005101 | 379 | 369
55 | 2002005101 | 372.3333 | 362.3333
56 | 2002005101 | 365.6667 | 355.6667
57 | 2002005101 | 359 | 349
58 | 2002005101 | 353.6667 | 343.6667
59 | 2002005101 | 348.3333 | 338.3333
60 | 2002005101 | 343 | 333
61 | 2002005101 | 338.3333 | 328.3333
62 | 2002005101 | 333.6667 | 323.6667
63 | 2002005101 | 329 | 319
64 | 2002005101 | 326 | 316
65 | 2002005101 | 323 | 313
66 | 2002005101 | 320 | 310
67 | 2002005101 | 318.3333 | 308.3333
68 | 2002005101 | 316.6667 | 306.6667
69 | 2002005101 | 315 | 305
70 | 2002005101 | 315.3333 | 305.3333
71 | 2002005101 | 315.6667 | 305.6667
72 | 2002005101 | 316 | 306
73 | 2002005101 | 316.3333 | 306.3333
74 | 2002005101 | 316.6667 | 306.6667
75 | 2002005101 | 317 | 307
76 | 2002005101 | 316.3333 | 306.3333
77 | 2002005101 | 315.6667 | 305.6667
78 | 2002005101 | 315 | 305
79 | 2002005101 | 314.6667 | 304.6667
80 | 2002005101 | 314.3333 | 304.3333
81 | 2002005101 | 314 | 304
82 | 2002005101 | 316.3333 | 306.3333
83 | 2002005101 | 318.6667 | 308.6667
84 | 2002005101 | 321 | 311
85 | 2002005101 | 323.3333 | 313.3333
86 | 2002005101 | 325.6667 | 315.6667
87 | 2002005101 | 328 | 318
88 | 2002005101 | 328.3333 | 318.3333
89 | 2002005101 | 328.6667 | 318.6667
90 | 2002005101 | 329 | 339
91 | 2002005101 | 329 | 339
92 | 2002005101 | 329 | 339
93 | 2002005101 | 329 | 339
94 | 2002005101 | 328.6667 | 338.6667
95 | 2002005101 | 328.3333 | 338.3333
96 | 2002005101 | 328 | 338
97 | 2002005101 | 327.6667 | 337.6667
98 | 2002005101 | 327.3333 | 337.3333
99 | 2002005101 | 327 | 337
100 | 2002005101 | 328.6667 | 338.6667
101 | 2002005101 | 330.3333 | 340.3333
102 | 2002005101 | 332 | 342
103 | 2002005101 | 334.3333 | 344.3333
104 | 2002005101 | 336.6667 | 346.6667
105 | 2002005101 | 339 | 349
106 | 2002005101 | 339.3333 | 349.3333
107 | 2002005101 | 339.6667 | 349.6667
108 | 2002005101 | 340 | 350
109 | 2002005101 | 342.3333 | 352.3333
110 | 2002005101 | 344.6667 | 354.6667
111 | 2002005101 | 347 | 357
112 | 2002005101 | 349.6667 | 359.6667
113 | 2002005101 | 352.3333 | 362.3333
114 | 2002005101 | 355 | 365
115 | 2002005101 | 360.3333 | 370.3333
116 | 2002005101 | 365.6667 | 375.6667
117 | 2002005101 | 371 | 381
118 | 2002005101 | 373.6667 | 383.6667
119 | 2002005101 | 376.3333 | 386.3333
120 | 2002005101 | 379 | 389
121 | 2002005101 | 383.3333 | 393.3333
122 | 2002005101 | 387.6667 | 377.6667
123 | 2002005101 | 392 | 382
124 | 2002005101 | 395.3333 | 385.3333
125 | 2002005101 | 398.6667 | 388.6667
126 | 2002005101 | 402 | 392
127 | 2002005101 | 404.3333 | 394.3333
128 | 2002005101 | 406.6667 | 396.6667
129 | 2002005101 | 409 | 399
130 | 2002005101 | 409 | 399
131 | 2002005101 | 409 | 399
132 | 2002005101 | 409 | 399
133 | 2002005101 | 408.3333 | 398.3333
134 | 2002005101 | 407.6667 | 397.6667
135 | 2002005101 | 407 | 397
136 | 2002005101 | 407 | 397
137 | 2002005101 | 407 | 397
138 | 2002005101 | 407 | 397
139 | 2002005101 | 407 | 397
140 | 2002005101 | 407 | 397
141 | 2002005101 | 407 | 397
142 | 2002005101 | 406 | 396
143 | 2002005101 | 405 | 395
0 | 2007007655 | 343 | 333
1 | 2007007655 | 344 | 334
2 | 2007007655 | 345 | 335
3 | 2007007655 | 346 | 336
4 | 2007007655 | 348 | 338
5 | 2007007655 | 350 | 340
6 | 2007007655 | 352 | 342
7 | 2007007655 | 353 | 343
8 | 2007007655 | 354 | 344
9 | 2007007655 | 355 | 345
10 | 2007007655 | 356.6667 | 346.6667
11 | 2007007655 | 358.3333 | 348.3333
12 | 2007007655 | 360 | 350
13 | 2007007655 | 363.6667 | 353.6667
14 | 2007007655 | 367.3333 | 357.3333
15 | 2007007655 | 371 | 361
16 | 2007007655 | 373.3333 | 363.3333
17 | 2007007655 | 375.6667 | 365.6667
18 | 2007007655 | 378 | 368
19 | 2007007655 | 378.6667 | 368.6667
20 | 2007007655 | 379.3333 | 369.3333
21 | 2007007655 | 380 | 370
22 | 2007007655 | 381.3333 | 371.3333
23 | 2007007655 | 382.6667 | 372.6667
24 | 2007007655 | 384 | 374
25 | 2007007655 | 385.3333 | 375.3333
26 | 2007007655 | 386.6667 | 376.6667
27 | 2007007655 | 388 | 378
28 | 2007007655 | 387 | 377
29 | 2007007655 | 386 | 376
30 | 2007007655 | 385 | 375
31 | 2007007655 | 383 | 373
32 | 2007007655 | 381 | 371
33 | 2007007655 | 379 | 369
34 | 2007007655 | 378.3333 | 368.3333
35 | 2007007655 | 377.6667 | 367.6667
36 | 2007007655 | 377 | 367
37 | 2007007655 | 377.3333 | 367.3333
38 | 2007007655 | 377.6667 | 367.6667
39 | 2007007655 | 378 | 368
40 | 2007007655 | 379.6667 | 369.6667
41 | 2007007655 | 381.3333 | 371.3333
42 | 2007007655 | 383 | 373
43 | 2007007655 | 385.3333 | 375.3333
44 | 2007007655 | 387.6667 | 377.6667
45 | 2007007655 | 390 | 380
46 | 2007007655 | 391.3333 | 381.3333
47 | 2007007655 | 392.6667 | 382.6667
48 | 2007007655 | 394 | 384
49 | 2007007655 | 393.3333 | 383.3333
50 | 2007007655 | 392.6667 | 382.6667
51 | 2007007655 | 392 | 382
52 | 2007007655 | 387.6667 | 377.6667
53 | 2007007655 | 383.3333 | 373.3333
54 | 2007007655 | 379 | 369
55 | 2007007655 | 372.3333 | 362.3333
56 | 2007007655 | 365.6667 | 355.6667
57 | 2007007655 | 359 | 349
58 | 2007007655 | 353.6667 | 343.6667
59 | 2007007655 | 348.3333 | 338.3333
60 | 2007007655 | 343 | 333
61 | 2007007655 | 338.3333 | 328.3333
62 | 2007007655 | 333.6667 | 323.6667
63 | 2007007655 | 329 | 319
64 | 2007007655 | 326 | 316
65 | 2007007655 | 323 | 313
66 | 2007007655 | 320 | 310
67 | 2007007655 | 318.3333 | 308.3333
68 | 2007007655 | 316.6667 | 306.6667
69 | 2007007655 | 315 | 305
70 | 2007007655 | 315.3333 | 305.3333
71 | 2007007655 | 315.6667 | 305.6667
72 | 2007007655 | 316 | 306
73 | 2007007655 | 316.3333 | 306.3333
74 | 2007007655 | 316.6667 | 306.6667
75 | 2007007655 | 317 | 307
76 | 2007007655 | 316.3333 | 306.3333
77 | 2007007655 | 315.6667 | 305.6667
78 | 2007007655 | 315 | 305
79 | 2007007655 | 314.6667 | 304.6667
80 | 2007007655 | 314.3333 | 304.3333
81 | 2007007655 | 314 | 304
82 | 2007007655 | 316.3333 | 306.3333
83 | 2007007655 | 318.6667 | 308.6667
84 | 2007007655 | 321 | 311
85 | 2007007655 | 323.3333 | 313.3333
86 | 2007007655 | 325.6667 | 315.6667
87 | 2007007655 | 328 | 318
88 | 2007007655 | 328.3333 | 318.3333
89 | 2007007655 | 328.6667 | 318.6667
90 | 2007007655 | 329 | 339
91 | 2007007655 | 329 | 339
92 | 2007007655 | 329 | 339
93 | 2007007655 | 329 | 339
94 | 2007007655 | 328.6667 | 338.6667
95 | 2007007655 | 328.3333 | 338.3333
96 | 2007007655 | 328 | 338
97 | 2007007655 | 327.6667 | 337.6667
98 | 2007007655 | 327.3333 | 337.3333
99 | 2007007655 | 327 | 337
100 | 2007007655 | 328.6667 | 338.6667
101 | 2007007655 | 330.3333 | 340.3333
102 | 2007007655 | 332 | 342
103 | 2007007655 | 334.3333 | 344.3333
104 | 2007007655 | 336.6667 | 346.6667
105 | 2007007655 | 339 | 349
106 | 2007007655 | 339.3333 | 349.3333
107 | 2007007655 | 339.6667 | 349.6667
108 | 2007007655 | 340 | 350
109 | 2007007655 | 342.3333 | 352.3333
110 | 2007007655 | 344.6667 | 354.6667
111 | 2007007655 | 347 | 357
112 | 2007007655 | 349.6667 | 359.6667
113 | 2007007655 | 352.3333 | 362.3333
114 | 2007007655 | 355 | 365
115 | 2007007655 | 360.3333 | 370.3333
116 | 2007007655 | 365.6667 | 375.6667
117 | 2007007655 | 371 | 381
118 | 2007007655 | 373.6667 | 383.6667
119 | 2007007655 | 376.3333 | 386.3333
120 | 2007007655 | 379 | 389
121 | 2007007655 | 383.3333 | 393.3333
122 | 2007007655 | 387.6667 | 377.6667
123 | 2007007655 | 392 | 382
124 | 2007007655 | 395.3333 | 385.3333
125 | 2007007655 | 398.6667 | 388.6667
126 | 2007007655 | 402 | 392
127 | 2007007655 | 404.3333 | 394.3333
128 | 2007007655 | 406.6667 | 396.6667
129 | 2007007655 | 409 | 399
130 | 2007007655 | 409 | 399
131 | 2007007655 | 409 | 399
132 | 2007007655 | 409 | 399
133 | 2007007655 | 408.3333 | 398.3333
134 | 2007007655 | 407.6667 | 397.6667
135 | 2007007655 | 407 | 397
136 | 2007007655 | 407 | 397
137 | 2007007655 | 407 | 397
138 | 2007007655 | 407 | 397
139 | 2007007655 | 407 | 397
140 | 2007007655 | 407 | 397
141 | 2007007655 | 407 | 397
142 | 2007007655 | 406 | 396
143 | 2007007655 | 405 | 395
0 | 2009010565 | 343 | 333
1 | 2009010565 | 344 | 334
2 | 2009010565 | 345 | 335
3 | 2009010565 | 346 | 336
4 | 2009010565 | 348 | 338
5 | 2009010565 | 350 | 340
6 | 2009010565 | 352 | 342
7 | 2009010565 | 353 | 343
8 | 2009010565 | 354 | 344
9 | 2009010565 | 355 | 345
10 | 2009010565 | 356.6667 | 346.6667
11 | 2009010565 | 358.3333 | 348.3333
12 | 2009010565 | 360 | 350
13 | 2009010565 | 363.6667 | 353.6667
14 | 2009010565 | 367.3333 | 357.3333
15 | 2009010565 | 371 | 361
16 | 2009010565 | 373.3333 | 363.3333
17 | 2009010565 | 375.6667 | 365.6667
18 | 2009010565 | 378 | 368
19 | 2009010565 | 378.6667 | 368.6667
20 | 2009010565 | 379.3333 | 369.3333
21 | 2009010565 | 380 | 370
22 | 2009010565 | 381.3333 | 371.3333
23 | 2009010565 | 382.6667 | 372.6667
24 | 2009010565 | 384 | 374
25 | 2009010565 | 385.3333 | 375.3333
26 | 2009010565 | 386.6667 | 376.6667
27 | 2009010565 | 388 | 378
28 | 2009010565 | 387 | 377
29 | 2009010565 | 386 | 376
30 | 2009010565 | 385 | 375
31 | 2009010565 | 383 | 373
32 | 2009010565 | 381 | 371
33 | 2009010565 | 379 | 369
34 | 2009010565 | 378.3333 | 368.3333
35 | 2009010565 | 377.6667 | 367.6667
36 | 2009010565 | 377 | 367
37 | 2009010565 | 377.3333 | 367.3333
38 | 2009010565 | 377.6667 | 367.6667
39 | 2009010565 | 378 | 368
40 | 2009010565 | 379.6667 | 369.6667
41 | 2009010565 | 381.3333 | 371.3333
42 | 2009010565 | 383 | 373
43 | 2009010565 | 385.3333 | 375.3333
44 | 2009010565 | 387.6667 | 377.6667
45 | 2009010565 | 390 | 380
46 | 2009010565 | 391.3333 | 381.3333
47 | 2009010565 | 392.6667 | 382.6667
48 | 2009010565 | 394 | 384
49 | 2009010565 | 393.3333 | 383.3333
50 | 2009010565 | 392.6667 | 382.6667
51 | 2009010565 | 392 | 382
52 | 2009010565 | 387.6667 | 377.6667
53 | 2009010565 | 383.3333 | 373.3333
54 | 2009010565 | 379 | 369
55 | 2009010565 | 372.3333 | 362.3333
56 | 2009010565 | 365.6667 | 355.6667
57 | 2009010565 | 359 | 349
58 | 2009010565 | 353.6667 | 343.6667
59 | 2009010565 | 348.3333 | 338.3333
60 | 2009010565 | 343 | 333
61 | 2009010565 | 338.3333 | 328.3333
62 | 2009010565 | 333.6667 | 323.6667
63 | 2009010565 | 329 | 319
64 | 2009010565 | 326 | 316
65 | 2009010565 | 323 | 313
66 | 2009010565 | 320 | 310
67 | 2009010565 | 318.3333 | 308.3333
68 | 2009010565 | 316.6667 | 306.6667
69 | 2009010565 | 315 | 305
70 | 2009010565 | 315.3333 | 305.3333
71 | 2009010565 | 315.6667 | 305.6667
72 | 2009010565 | 316 | 306
73 | 2009010565 | 316.3333 | 306.3333
74 | 2009010565 | 316.6667 | 306.6667
75 | 2009010565 | 317 | 307
76 | 2009010565 | 316.3333 | 306.3333
77 | 2009010565 | 315.6667 | 305.6667
78 | 2009010565 | 315 | 305
79 | 2009010565 | 314.6667 | 304.6667
80 | 2009010565 | 314.3333 | 304.3333
81 | 2009010565 | 314 | 304
82 | 2009010565 | 316.3333 | 306.3333
83 | 2009010565 | 318.6667 | 308.6667
84 | 2009010565 | 321 | 311
85 | 2009010565 | 323.3333 | 313.3333
86 | 2009010565 | 325.6667 | 315.6667
87 | 2009010565 | 328 | 318
88 | 2009010565 | 328.3333 | 318.3333
89 | 2009010565 | 328.6667 | 318.6667
90 | 2009010565 | 329 | 339
91 | 2009010565 | 329 | 339
92 | 2009010565 | 329 | 339
93 | 2009010565 | 329 | 339
94 | 2009010565 | 328.6667 | 338.6667
95 | 2009010565 | 328.3333 | 338.3333
96 | 2009010565 | 328 | 338
97 | 2009010565 | 327.6667 | 337.6667
98 | 2009010565 | 327.3333 | 337.3333
99 | 2009010565 | 327 | 337
100 | 2009010565 | 328.6667 | 338.6667
101 | 2009010565 | 330.3333 | 340.3333
102 | 2009010565 | 332 | 342
103 | 2009010565 | 334.3333 | 344.3333
104 | 2009010565 | 336.6667 | 346.6667
105 | 2009010565 | 339 | 349
106 | 2009010565 | 339.3333 | 349.3333
107 | 2009010565 | 339.6667 | 349.6667
108 | 2009010565 | 340 | 350
109 | 2009010565 | 342.3333 | 352.3333
110 | 2009010565 | 344.6667 | 354.6667
111 | 2009010565 | 347 | 357
112 | 2009010565 | 349.6667 | 359.6667
113 | 2009010565 | 352.3333 | 362.3333
114 | 2009010565 | 355 | 365
115 | 2009010565 | 360.3333 | 370.3333
116 | 2009010565 | 365.6667 | 375.6667
117 | 2009010565 | 371 | 381
118 | 2009010565 | 373.6667 | 383.6667
119 | 2009010565 | 376.3333 | 386.3333
120 | 2009010565 | 379 | 389
121 | 2009010565 | 383.3333 | 393.3333
122 | 2009010565 | 387.6667 | 377.6667
123 | 2009010565 | 392 | 382
124 | 2009010565 | 395.3333 | 385.3333
125 | 2009010565 | 398.6667 | 388.6667
126 | 2009010565 | 402 | 392
127 | 2009010565 | 404.3333 | 394.3333
128 | 2009010565 | 406.6667 | 396.6667
129 | 2009010565 | 409 | 399
130 | 2009010565 | 409 | 399
131 | 2009010565 | 409 | 399
132 | 2009010565 | 409 | 399
133 | 2009010565 | 408.3333 | 398.3333
134 | 2009010565 | 407.6667 | 397.6667
135 | 2009010565 | 407 | 397
136 | 2009010565 | 407 | 397
137 | 2009010565 | 407 | 397
138 | 2009010565 | 407 | 397
139 | 2009010565 | 407 | 397
140 | 2009010565 | 407 | 397
141 | 2009010565 | 407 | 397
142 | 2009010565 | 406 | 396
143 | 2009010565 | 405 | 395
0 | 2014001420 | 343 | 333
1 | 2014001420 | 344 | 334
2 | 2014001420 | 345 | 335
3 | 2014001420 | 346 | 336
4 | 2014001420 | 348 | 338
5 | 2014001420 | 350 | 340
6 | 2014001420 | 352 | 342
7 | 2014001420 | 353 | 343
8 | 2014001420 | 354 | 344
9 | 2014001420 | 355 | 345
10 | 2014001420 | 356.6667 | 346.6667
11 | 2014001420 | 358.3333 | 348.3333
12 | 2014001420 | 360 | 350
13 | 2014001420 | 363.6667 | 353.6667
14 | 2014001420 | 367.3333 | 357.3333
15 | 2014001420 | 371 | 361
16 | 2014001420 | 373.3333 | 363.3333
17 | 2014001420 | 375.6667 | 365.6667
18 | 2014001420 | 378 | 368
19 | 2014001420 | 378.6667 | 368.6667
20 | 2014001420 | 379.3333 | 369.3333
21 | 2014001420 | 380 | 370
22 | 2014001420 | 381.3333 | 371.3333
23 | 2014001420 | 382.6667 | 372.6667
24 | 2014001420 | 384 | 374
25 | 2014001420 | 385.3333 | 375.3333
26 | 2014001420 | 386.6667 | 376.6667
27 | 2014001420 | 388 | 378
28 | 2014001420 | 387 | 377
29 | 2014001420 | 386 | 376
30 | 2014001420 | 385 | 375
31 | 2014001420 | 383 | 373
32 | 2014001420 | 381 | 371
33 | 2014001420 | 379 | 369
34 | 2014001420 | 378.3333 | 368.3333
35 | 2014001420 | 377.6667 | 367.6667
36 | 2014001420 | 377 | 367
37 | 2014001420 | 377.3333 | 367.3333
38 | 2014001420 | 377.6667 | 367.6667
39 | 2014001420 | 378 | 368
40 | 2014001420 | 379.6667 | 369.6667
41 | 2014001420 | 381.3333 | 371.3333
42 | 2014001420 | 383 | 373
43 | 2014001420 | 385.3333 | 375.3333
44 | 2014001420 | 387.6667 | 377.6667
45 | 2014001420 | 390 | 380
46 | 2014001420 | 391.3333 | 381.3333
47 | 2014001420 | 392.6667 | 382.6667
48 | 2014001420 | 394 | 384
49 | 2014001420 | 393.3333 | 383.3333
50 | 2014001420 | 392.6667 | 382.6667
51 | 2014001420 | 392 | 382
52 | 2014001420 | 387.6667 | 377.6667
53 | 2014001420 | 383.3333 | 373.3333
54 | 2014001420 | 379 | 369
55 | 2014001420 | 372.3333 | 362.3333
56 | 2014001420 | 365.6667 | 355.6667
57 | 2014001420 | 359 | 349
58 | 2014001420 | 353.6667 | 343.6667
59 | 2014001420 | 348.3333 | 338.3333
60 | 2014001420 | 343 | 333
61 | 2014001420 | 338.3333 | 328.3333
62 | 2014001420 | 333.6667 | 323.6667
63 | 2014001420 | 329 | 319
64 | 2014001420 | 326 | 316
65 | 2014001420 | 323 | 313
66 | 2014001420 | 320 | 310
67 | 2014001420 | 318.3333 | 308.3333
68 | 2014001420 | 316.6667 | 306.6667
69 | 2014001420 | 315 | 305
70 | 2014001420 | 315.3333 | 305.3333
71 | 2014001420 | 315.6667 | 305.6667
72 | 2014001420 | 316 | 306
73 | 2014001420 | 316.3333 | 306.3333
74 | 2014001420 | 316.6667 | 306.6667
75 | 2014001420 | 317 | 307
76 | 2014001420 | 316.3333 | 306.3333
77 | 2014001420 | 315.6667 | 305.6667
78 | 2014001420 | 315 | 305
79 | 2014001420 | 314.6667 | 304.6667
80 | 2014001420 | 314.3333 | 304.3333
81 | 2014001420 | 314 | 304
82 | 2014001420 | 316.3333 | 306.3333
83 | 2014001420 | 318.6667 | 308.6667
84 | 2014001420 | 321 | 311
85 | 2014001420 | 323.3333 | 313.3333
86 | 2014001420 | 325.6667 | 315.6667
87 | 2014001420 | 328 | 318
88 | 2014001420 | 328.3333 | 318.3333
89 | 2014001420 | 328.6667 | 318.6667
90 | 2014001420 | 329 | 339
91 | 2014001420 | 329 | 339
92 | 2014001420 | 329 | 339
93 | 2014001420 | 329 | 339
94 | 2014001420 | 328.6667 | 338.6667
95 | 2014001420 | 328.3333 | 338.3333
96 | 2014001420 | 328 | 338
97 | 2014001420 | 327.6667 | 337.6667
98 | 2014001420 | 327.3333 | 337.3333
99 | 2014001420 | 327 | 337
100 | 2014001420 | 328.6667 | 338.6667
101 | 2014001420 | 330.3333 | 340.3333
102 | 2014001420 | 332 | 342
103 | 2014001420 | 334.3333 | 344.3333
104 | 2014001420 | 336.6667 | 346.6667
105 | 2014001420 | 339 | 349
106 | 2014001420 | 339.3333 | 349.3333
107 | 2014001420 | 339.6667 | 349.6667
108 | 2014001420 | 340 | 350
109 | 2014001420 | 342.3333 | 352.3333
110 | 2014001420 | 344.6667 | 354.6667
111 | 2014001420 | 347 | 357
112 | 2014001420 | 349.6667 | 359.6667
113 | 2014001420 | 352.3333 | 362.3333
114 | 2014001420 | 355 | 365
115 | 2014001420 | 360.3333 | 370.3333
116 | 2014001420 | 365.6667 | 375.6667
117 | 2014001420 | 371 | 381
118 | 2014001420 | 373.6667 | 383.6667
119 | 2014001420 | 376.3333 | 386.3333
120 | 2014001420 | 379 | 389
121 | 2014001420 | 383.3333 | 393.3333
122 | 2014001420 | 387.6667 | 377.6667
123 | 2014001420 | 392 | 382
124 | 2014001420 | 395.3333 | 385.3333
125 | 2014001420 | 398.6667 | 388.6667
126 | 2014001420 | 402 | 392
127 | 2014001420 | 404.3333 | 394.3333
128 | 2014001420 | 406.6667 | 396.6667
129 | 2014001420 | 409 | 399
130 | 2014001420 | 409 | 399
131 | 2014001420 | 409 | 399
132 | 2014001420 | 409 | 399
133 | 2014001420 | 408.3333 | 398.3333
134 | 2014001420 | 407.6667 | 397.6667
135 | 2014001420 | 407 | 397
136 | 2014001420 | 407 | 397
137 | 2014001420 | 407 | 397
138 | 2014001420 | 407 | 397
139 | 2014001420 | 407 | 397
140 | 2014001420 | 407 | 397
141 | 2014001420 | 407 | 397
142 | 2014001420 | 406 | 396
143 | 2014001420 | 405 | 395
0 | 2011006500 | 343 | 333
1 | 2011006500 | 344 | 334
2 | 2011006500 | 345 | 335
3 | 2011006500 | 346 | 336
4 | 2011006500 | 348 | 338
5 | 2011006500 | 350 | 340
6 | 2011006500 | 352 | 342
7 | 2011006500 | 353 | 343
8 | 2011006500 | 354 | 344
9 | 2011006500 | 355 | 345
10 | 2011006500 | 356.6667 | 346.6667
11 | 2011006500 | 358.3333 | 348.3333
12 | 2011006500 | 360 | 350
13 | 2011006500 | 363.6667 | 353.6667
14 | 2011006500 | 367.3333 | 357.3333
15 | 2011006500 | 371 | 361
16 | 2011006500 | 373.3333 | 363.3333
17 | 2011006500 | 375.6667 | 365.6667
18 | 2011006500 | 378 | 368
19 | 2011006500 | 378.6667 | 368.6667
20 | 2011006500 | 379.3333 | 369.3333
21 | 2011006500 | 380 | 370
22 | 2011006500 | 381.3333 | 371.3333
23 | 2011006500 | 382.6667 | 372.6667
24 | 2011006500 | 384 | 374
25 | 2011006500 | 385.3333 | 375.3333
26 | 2011006500 | 386.6667 | 376.6667
27 | 2011006500 | 388 | 378
28 | 2011006500 | 387 | 377
29 | 2011006500 | 386 | 376
30 | 2011006500 | 385 | 375
31 | 2011006500 | 383 | 373
32 | 2011006500 | 381 | 371
33 | 2011006500 | 379 | 369
34 | 2011006500 | 378.3333 | 368.3333
35 | 2011006500 | 377.6667 | 367.6667
36 | 2011006500 | 377 | 367
37 | 2011006500 | 377.3333 | 367.3333
38 | 2011006500 | 377.6667 | 367.6667
39 | 2011006500 | 378 | 368
40 | 2011006500 | 379.6667 | 369.6667
41 | 2011006500 | 381.3333 | 371.3333
42 | 2011006500 | 383 | 373
43 | 2011006500 | 385.3333 | 375.3333
44 | 2011006500 | 387.6667 | 377.6667
45 | 2011006500 | 390 | 380
46 | 2011006500 | 391.3333 | 381.3333
47 | 2011006500 | 392.6667 | 382.6667
48 | 2011006500 | 394 | 384
49 | 2011006500 | 393.3333 | 383.3333
50 | 2011006500 | 392.6667 | 382.6667
51 | 2011006500 | 392 | 382
52 | 2011006500 | 387.6667 | 377.6667
53 | 2011006500 | 383.3333 | 373.3333
54 | 2011006500 | 379 | 369
55 | 2011006500 | 372.3333 | 362.3333
56 | 2011006500 | 365.6667 | 355.6667
57 | 2011006500 | 359 | 349
58 | 2011006500 | 353.6667 | 343.6667
59 | 2011006500 | 348.3333 | 338.3333
60 | 2011006500 | 343 | 333
61 | 2011006500 | 338.3333 | 328.3333
62 | 2011006500 | 333.6667 | 323.6667
63 | 2011006500 | 329 | 319
64 | 2011006500 | 326 | 316
65 | 2011006500 | 323 | 313
66 | 2011006500 | 320 | 310
67 | 2011006500 | 318.3333 | 308.3333
68 | 2011006500 | 316.6667 | 306.6667
69 | 2011006500 | 315 | 305
70 | 2011006500 | 315.3333 | 305.3333
71 | 2011006500 | 315.6667 | 305.6667
72 | 2011006500 | 316 | 306
73 | 2011006500 | 316.3333 | 306.3333
74 | 2011006500 | 316.6667 | 306.6667
75 | 2011006500 | 317 | 307
76 | 2011006500 | 316.3333 | 306.3333
77 | 2011006500 | 315.6667 | 305.6667
78 | 2011006500 | 315 | 305
79 | 2011006500 | 314.6667 | 304.6667
80 | 2011006500 | 314.3333 | 304.3333
81 | 2011006500 | 314 | 304
82 | 2011006500 | 316.3333 | 306.3333
83 | 2011006500 | 318.6667 | 308.6667
84 | 2011006500 | 321 | 311
85 | 2011006500 | 323.3333 | 313.3333
86 | 2011006500 | 325.6667 | 315.6667
87 | 2011006500 | 328 | 318
88 | 2011006500 | 328.3333 | 318.3333
89 | 2011006500 | 328.6667 | 318.6667
90 | 2011006500 | 329 | 339
91 | 2011006500 | 329 | 339
92 | 2011006500 | 329 | 339
93 | 2011006500 | 329 | 339
94 | 2011006500 | 328.6667 | 338.6667
95 | 2011006500 | 328.3333 | 338.3333
96 | 2011006500 | 328 | 338
97 | 2011006500 | 327.6667 | 337.6667
98 | 2011006500 | 327.3333 | 337.3333
99 | 2011006500 | 327 | 337
100 | 2011006500 | 328.6667 | 338.6667
101 | 2011006500 | 330.3333 | 340.3333
102 | 2011006500 | 332 | 342
103 | 2011006500 | 334.3333 | 344.3333
104 | 2011006500 | 336.6667 | 346.6667
105 | 2011006500 | 339 | 349
106 | 2011006500 | 339.3333 | 349.3333
107 | 2011006500 | 339.6667 | 349.6667
108 | 2011006500 | 340 | 350
109 | 2011006500 | 342.3333 | 352.3333
110 | 2011006500 | 344.6667 | 354.6667
111 | 2011006500 | 347 | 357
112 | 2011006500 | 349.6667 | 359.6667
113 | 2011006500 | 352.3333 | 362.3333
114 | 2011006500 | 355 | 365
115 | 2011006500 | 360.3333 | 370.3333
116 | 2011006500 | 365.6667 | 375.6667
117 | 2011006500 | 371 | 381
118 | 2011006500 | 373.6667 | 383.6667
119 | 2011006500 | 376.3333 | 386.3333
120 | 2011006500 | 379 | 389
121 | 2011006500 | 383.3333 | 393.3333
122 | 2011006500 | 387.6667 | 377.6667
123 | 2011006500 | 392 | 382
124 | 2011006500 | 395.3333 | 385.3333
125 | 2011006500 | 398.6667 | 388.6667
126 | 2011006500 | 402 | 392
127 | 2011006500 | 404.3333 | 394.3333
128 | 2011006500 | 406.6667 | 396.6667
129 | 2011006500 | 409 | 399
130 | 2011006500 | 409 | 399
131 | 2011006500 | 409 | 399
132 | 2011006500 | 409 | 399
133 | 2011006500 | 408.3333 | 398.3333
134 | 2011006500 | 407.6667 | 397.6667
135 | 2011006500 | 407 | 397
136 | 2011006500 | 407 | 397
137 | 2011006500 | 407 | 397
138 | 2011006500 | 407 | 397
139 | 2011006500 | 407 | 397
140 | 2011006500 | 407 | 397
141 | 2011006500 | 407 | 397
142 | 2011006500 | 406 | 396
143 | 2011006500 | 405 | 395
0 | 2007000957 | 343 | 333
1 | 2007000957 | 344 | 334
2 | 2007000957 | 345 | 335
3 | 2007000957 | 346 | 336
4 | 2007000957 | 348 | 338
5 | 2007000957 | 350 | 340
6 | 2007000957 | 352 | 342
7 | 2007000957 | 353 | 343
8 | 2007000957 | 354 | 344
9 | 2007000957 | 355 | 345
10 | 2007000957 | 356.6667 | 346.6667
11 | 2007000957 | 358.3333 | 348.3333
12 | 2007000957 | 360 | 350
13 | 2007000957 | 363.6667 | 353.6667
14 | 2007000957 | 367.3333 | 357.3333
15 | 2007000957 | 371 | 361
16 | 2007000957 | 373.3333 | 363.3333
17 | 2007000957 | 375.6667 | 365.6667
18 | 2007000957 | 378 | 368
19 | 2007000957 | 378.6667 | 368.6667
20 | 2007000957 | 379.3333 | 369.3333
21 | 2007000957 | 380 | 370
22 | 2007000957 | 381.3333 | 371.3333
23 | 2007000957 | 382.6667 | 372.6667
24 | 2007000957 | 384 | 374
25 | 2007000957 | 385.3333 | 375.3333
26 | 2007000957 | 386.6667 | 376.6667
27 | 2007000957 | 388 | 378
28 | 2007000957 | 387 | 377
29 | 2007000957 | 386 | 376
30 | 2007000957 | 385 | 375
31 | 2007000957 | 383 | 373
32 | 2007000957 | 381 | 371
33 | 2007000957 | 379 | 369
34 | 2007000957 | 378.3333 | 368.3333
35 | 2007000957 | 377.6667 | 367.6667
36 | 2007000957 | 377 | 367
37 | 2007000957 | 377.3333 | 367.3333
38 | 2007000957 | 377.6667 | 367.6667
39 | 2007000957 | 378 | 368
40 | 2007000957 | 379.6667 | 369.6667
41 | 2007000957 | 381.3333 | 371.3333
42 | 2007000957 | 383 | 373
43 | 2007000957 | 385.3333 | 375.3333
44 | 2007000957 | 387.6667 | 377.6667
45 | 2007000957 | 390 | 380
46 | 2007000957 | 391.3333 | 381.3333
47 | 2007000957 | 392.6667 | 382.6667
48 | 2007000957 | 394 | 384
49 | 2007000957 | 393.3333 | 383.3333
50 | 2007000957 | 392.6667 | 382.6667
51 | 2007000957 | 392 | 382
52 | 2007000957 | 387.6667 | 377.6667
53 | 2007000957 | 383.3333 | 373.3333
54 | 2007000957 | 379 | 369
55 | 2007000957 | 372.3333 | 362.3333
56 | 2007000957 | 365.6667 | 355.6667
57 | 2007000957 | 359 | 349
58 | 2007000957 | 353.6667 | 343.6667
59 | 2007000957 | 348.3333 | 338.3333
60 | 2007000957 | 343 | 333
61 | 2007000957 | 338.3333 | 328.3333
62 | 2007000957 | 333.6667 | 323.6667
63 | 2007000957 | 329 | 319
64 | 2007000957 | 326 | 316
65 | 2007000957 | 323 | 313
66 | 2007000957 | 320 | 310
67 | 2007000957 | 318.3333 | 308.3333
68 | 2007000957 | 316.6667 | 306.6667
69 | 2007000957 | 315 | 305
70 | 2007000957 | 315.3333 | 305.3333
71 | 2007000957 | 315.6667 | 305.6667
72 | 2007000957 | 316 | 306
73 | 2007000957 | 316.3333 | 306.3333
74 | 2007000957 | 316.6667 | 306.6667
75 | 2007000957 | 317 | 307
76 | 2007000957 | 316.3333 | 306.3333
77 | 2007000957 | 315.6667 | 305.6667
78 | 2007000957 | 315 | 305
79 | 2007000957 | 314.6667 | 304.6667
80 | 2007000957 | 314.3333 | 304.3333
81 | 2007000957 | 314 | 304
82 | 2007000957 | 316.3333 | 306.3333
83 | 2007000957 | 318.6667 | 308.6667
84 | 2007000957 | 321 | 311
85 | 2007000957 | 323.3333 | 313.3333
86 | 2007000957 | 325.6667 | 315.6667
87 | 2007000957 | 328 | 318
88 | 2007000957 | 328.3333 | 318.3333
89 | 2007000957 | 328.6667 | 318.6667
90 | 2007000957 | 329 | 339
91 | 2007000957 | 329 | 339
92 | 2007000957 | 329 | 339
93 | 2007000957 | 329 | 339
94 | 2007000957 | 328.6667 | 338.6667
95 | 2007000957 | 328.3333 | 338.3333
96 | 2007000957 | 328 | 338
97 | 2007000957 | 327.6667 | 337.6667
98 | 2007000957 | 327.3333 | 337.3333
99 | 2007000957 | 327 | 337
100 | 2007000957 | 328.6667 | 338.6667
101 | 2007000957 | 330.3333 | 340.3333
102 | 2007000957 | 332 | 342
103 | 2007000957 | 334.3333 | 344.3333
104 | 2007000957 | 336.6667 | 346.6667
105 | 2007000957 | 339 | 349
106 | 2007000957 | 339.3333 | 349.3333
107 | 2007000957 | 339.6667 | 349.6667
108 | 2007000957 | 340 | 350
109 | 2007000957 | 342.3333 | 352.3333
110 | 2007000957 | 344.6667 | 354.6667
111 | 2007000957 | 347 | 357
112 | 2007000957 | 349.6667 | 359.6667
113 | 2007000957 | 352.3333 | 362.3333
114 | 2007000957 | 355 | 365
115 | 2007000957 | 360.3333 | 370.3333
116 | 2007000957 | 365.6667 | 375.6667
117 | 2007000957 | 371 | 381
118 | 2007000957 | 373.6667 | 383.6667
119 | 2007000957 | 376.3333 | 386.3333
120 | 2007000957 | 379 | 389
121 | 2007000957 | 383.3333 | 393.3333
122 | 2007000957 | 387.6667 | 377.6667
123 | 2007000957 | 392 | 382
124 | 2007000957 | 395.3333 | 385.3333
125 | 2007000957 | 398.6667 | 388.6667
126 | 2007000957 | 402 | 392
127 | 2007000957 | 404.3333 | 394.3333
128 | 2007000957 | 406.6667 | 396.6667
129 | 2007000957 | 409 | 399
130 | 2007000957 | 409 | 399
131 | 2007000957 | 409 | 399
132 | 2007000957 | 409 | 399
133 | 2007000957 | 408.3333 | 398.3333
134 | 2007000957 | 407.6667 | 397.6667
135 | 2007000957 | 407 | 397
136 | 2007000957 | 407 | 397
137 | 2007000957 | 407 | 397
138 | 2007000957 | 407 | 397
139 | 2007000957 | 407 | 397
140 | 2007000957 | 407 | 397
141 | 2007000957 | 407 | 397
142 | 2007000957 | 406 | 396
143 | 2007000957 | 405 | 395
0 | 2004002989 | 343 | 333
1 | 2004002989 | 344 | 334
2 | 2004002989 | 345 | 335
3 | 2004002989 | 346 | 336
4 | 2004002989 | 348 | 338
5 | 2004002989 | 350 | 340
6 | 2004002989 | 352 | 342
7 | 2004002989 | 353 | 343
8 | 2004002989 | 354 | 344
9 | 2004002989 | 355 | 345
10 | 2004002989 | 356.6667 | 346.6667
11 | 2004002989 | 358.3333 | 348.3333
12 | 2004002989 | 360 | 350
13 | 2004002989 | 363.6667 | 353.6667
14 | 2004002989 | 367.3333 | 357.3333
15 | 2004002989 | 371 | 361
16 | 2004002989 | 373.3333 | 363.3333
17 | 2004002989 | 375.6667 | 365.6667
18 | 2004002989 | 378 | 368
19 | 2004002989 | 378.6667 | 368.6667
20 | 2004002989 | 379.3333 | 369.3333
21 | 2004002989 | 380 | 370
22 | 2004002989 | 381.3333 | 371.3333
23 | 2004002989 | 382.6667 | 372.6667
24 | 2004002989 | 384 | 374
25 | 2004002989 | 385.3333 | 375.3333
26 | 2004002989 | 386.6667 | 376.6667
27 | 2004002989 | 388 | 378
28 | 2004002989 | 387 | 377
29 | 2004002989 | 386 | 376
30 | 2004002989 | 385 | 375
31 | 2004002989 | 383 | 373
32 | 2004002989 | 381 | 371
33 | 2004002989 | 379 | 369
34 | 2004002989 | 378.3333 | 368.3333
35 | 2004002989 | 377.6667 | 367.6667
36 | 2004002989 | 377 | 367
37 | 2004002989 | 377.3333 | 367.3333
38 | 2004002989 | 377.6667 | 367.6667
39 | 2004002989 | 378 | 368
40 | 2004002989 | 379.6667 | 369.6667
41 | 2004002989 | 381.3333 | 371.3333
42 | 2004002989 | 383 | 373
43 | 2004002989 | 385.3333 | 375.3333
44 | 2004002989 | 387.6667 | 377.6667
45 | 2004002989 | 390 | 380
46 | 2004002989 | 391.3333 | 381.3333
47 | 2004002989 | 392.6667 | 382.6667
48 | 2004002989 | 394 | 384
49 | 2004002989 | 393.3333 | 383.3333
50 | 2004002989 | 392.6667 | 382.6667
51 | 2004002989 | 392 | 382
52 | 2004002989 | 387.6667 | 377.6667
53 | 2004002989 | 383.3333 | 373.3333
54 | 2004002989 | 379 | 369
55 | 2004002989 | 372.3333 | 362.3333
56 | 2004002989 | 365.6667 | 355.6667
57 | 2004002989 | 359 | 349
58 | 2004002989 | 353.6667 | 343.6667
59 | 2004002989 | 348.3333 | 338.3333
60 | 2004002989 | 343 | 333
61 | 2004002989 | 338.3333 | 328.3333
62 | 2004002989 | 333.6667 | 323.6667
63 | 2004002989 | 329 | 319
64 | 2004002989 | 326 | 316
65 | 2004002989 | 323 | 313
66 | 2004002989 | 320 | 310
67 | 2004002989 | 318.3333 | 308.3333
68 | 2004002989 | 316.6667 | 306.6667
69 | 2004002989 | 315 | 305
70 | 2004002989 | 315.3333 | 305.3333
71 | 2004002989 | 315.6667 | 305.6667
72 | 2004002989 | 316 | 306
73 | 2004002989 | 316.3333 | 306.3333
74 | 2004002989 | 316.6667 | 306.6667
75 | 2004002989 | 317 | 307
76 | 2004002989 | 316.3333 | 306.3333
77 | 2004002989 | 315.6667 | 305.6667
78 | 2004002989 | 315 | 305
79 | 2004002989 | 314.6667 | 304.6667
80 | 2004002989 | 314.3333 | 304.3333
81 | 2004002989 | 314 | 304
82 | 2004002989 | 316.3333 | 306.3333
83 | 2004002989 | 318.6667 | 308.6667
84 | 2004002989 | 321 | 311
85 | 2004002989 | 323.3333 | 313.3333
86 | 2004002989 | 325.6667 | 315.6667
87 | 2004002989 | 328 | 318
88 | 2004002989 | 328.3333 | 318.3333
89 | 2004002989 | 328.6667 | 318.6667
90 | 2004002989 | 329 | 339
91 | 2004002989 | 329 | 339
92 | 2004002989 | 329 | 339
93 | 2004002989 | 329 | 339
94 | 2004002989 | 328.6667 | 338.6667
95 | 2004002989 | 328.3333 | 338.3333
96 | 2004002989 | 328 | 338
97 | 2004002989 | 327.6667 | 337.6667
98 | 2004002989 | 327.3333 | 337.3333
99 | 2004002989 | 327 | 337
100 | 2004002989 | 328.6667 | 338.6667
101 | 2004002989 | 330.3333 | 340.3333
102 | 2004002989 | 332 | 342
103 | 2004002989 | 334.3333 | 344.3333
104 | 2004002989 | 336.6667 | 346.6667
105 | 2004002989 | 339 | 349
106 | 2004002989 | 339.3333 | 349.3333
107 | 2004002989 | 339.6667 | 349.6667
108 | 2004002989 | 340 | 350
109 | 2004002989 | 342.3333 | 352.3333
110 | 2004002989 | 344.6667 | 354.6667
111 | 2004002989 | 347 | 357
112 | 2004002989 | 349.6667 | 359.6667
113 | 2004002989 | 352.3333 | 362.3333
114 | 2004002989 | 355 | 365
115 | 2004002989 | 360.3333 | 370.3333
116 | 2004002989 | 365.6667 | 375.6667
117 | 2004002989 | 371 | 381
118 | 2004002989 | 373.6667 | 383.6667
119 | 2004002989 | 376.3333 | 386.3333
120 | 2004002989 | 379 | 389
121 | 2004002989 | 383.3333 | 393.3333
122 | 2004002989 | 387.6667 | 377.6667
123 | 2004002989 | 392 | 382
124 | 2004002989 | 395.3333 | 385.3333
125 | 2004002989 | 398.6667 | 388.6667
126 | 2004002989 | 402 | 392
127 | 2004002989 | 404.3333 | 394.3333
128 | 2004002989 | 406.6667 | 396.6667
129 | 2004002989 | 409 | 399
130 | 2004002989 | 409 | 399
131 | 2004002989 | 409 | 399
132 | 2004002989 | 409 | 399
133 | 2004002989 | 408.3333 | 398.3333
134 | 2004002989 | 407.6667 | 397.6667
135 | 2004002989 | 407 | 397
136 | 2004002989 | 407 | 397
137 | 2004002989 | 407 | 397
138 | 2004002989 | 407 | 397
139 | 2004002989 | 407 | 397
140 | 2004002989 | 407 | 397
141 | 2004002989 | 407 | 397
142 | 2004002989 | 406 | 396
143 | 2004002989 | 405 | 395
0 | 2002000269 | 343 | 333
1 | 2002000269 | 344 | 334
2 | 2002000269 | 345 | 335
3 | 2002000269 | 346 | 336
4 | 2002000269 | 348 | 338
5 | 2002000269 | 350 | 340
6 | 2002000269 | 352 | 342
7 | 2002000269 | 353 | 343
8 | 2002000269 | 354 | 344
9 | 2002000269 | 355 | 345
10 | 2002000269 | 356.6667 | 346.6667
11 | 2002000269 | 358.3333 | 348.3333
12 | 2002000269 | 360 | 350
13 | 2002000269 | 363.6667 | 353.6667
14 | 2002000269 | 367.3333 | 357.3333
15 | 2002000269 | 371 | 361
16 | 2002000269 | 373.3333 | 363.3333
17 | 2002000269 | 375.6667 | 365.6667
18 | 2002000269 | 378 | 368
19 | 2002000269 | 378.6667 | 368.6667
20 | 2002000269 | 379.3333 | 369.3333
21 | 2002000269 | 380 | 370
22 | 2002000269 | 381.3333 | 371.3333
23 | 2002000269 | 382.6667 | 372.6667
24 | 2002000269 | 384 | 374
25 | 2002000269 | 385.3333 | 375.3333
26 | 2002000269 | 386.6667 | 376.6667
27 | 2002000269 | 388 | 378
28 | 2002000269 | 387 | 377
29 | 2002000269 | 386 | 376
30 | 2002000269 | 385 | 375
31 | 2002000269 | 383 | 373
32 | 2002000269 | 381 | 371
33 | 2002000269 | 379 | 369
34 | 2002000269 | 378.3333 | 368.3333
35 | 2002000269 | 377.6667 | 367.6667
36 | 2002000269 | 377 | 367
37 | 2002000269 | 377.3333 | 367.3333
38 | 2002000269 | 377.6667 | 367.6667
39 | 2002000269 | 378 | 368
40 | 2002000269 | 379.6667 | 369.6667
41 | 2002000269 | 381.3333 | 371.3333
42 | 2002000269 | 383 | 373
43 | 2002000269 | 385.3333 | 375.3333
44 | 2002000269 | 387.6667 | 377.6667
45 | 2002000269 | 390 | 380
46 | 2002000269 | 391.3333 | 381.3333
47 | 2002000269 | 392.6667 | 382.6667
48 | 2002000269 | 394 | 384
49 | 2002000269 | 393.3333 | 383.3333
50 | 2002000269 | 392.6667 | 382.6667
51 | 2002000269 | 392 | 382
52 | 2002000269 | 387.6667 | 377.6667
53 | 2002000269 | 383.3333 | 373.3333
54 | 2002000269 | 379 | 369
55 | 2002000269 | 372.3333 | 362.3333
56 | 2002000269 | 365.6667 | 355.6667
57 | 2002000269 | 359 | 349
58 | 2002000269 | 353.6667 | 343.6667
59 | 2002000269 | 348.3333 | 338.3333
60 | 2002000269 | 343 | 333
61 | 2002000269 | 338.3333 | 328.3333
62 | 2002000269 | 333.6667 | 323.6667
63 | 2002000269 | 329 | 319
64 | 2002000269 | 326 | 316
65 | 2002000269 | 323 | 313
66 | 2002000269 | 320 | 310
67 | 2002000269 | 318.3333 | 308.3333
68 | 2002000269 | 316.6667 | 306.6667
69 | 2002000269 | 315 | 305
70 | 2002000269 | 315.3333 | 305.3333
71 | 2002000269 | 315.6667 | 305.6667
72 | 2002000269 | 316 | 306
73 | 2002000269 | 316.3333 | 306.3333
74 | 2002000269 | 316.6667 | 306.6667
75 | 2002000269 | 317 | 307
76 | 2002000269 | 316.3333 | 306.3333
77 | 2002000269 | 315.6667 | 305.6667
78 | 2002000269 | 315 | 305
79 | 2002000269 | 314.6667 | 304.6667
80 | 2002000269 | 314.3333 | 304.3333
81 | 2002000269 | 314 | 304
82 | 2002000269 | 316.3333 | 306.3333
83 | 2002000269 | 318.6667 | 308.6667
84 | 2002000269 | 321 | 311
85 | 2002000269 | 323.3333 | 313.3333
86 | 2002000269 | 325.6667 | 315.6667
87 | 2002000269 | 328 | 318
88 | 2002000269 | 328.3333 | 318.3333
89 | 2002000269 | 328.6667 | 318.6667
90 | 2002000269 | 329 | 339
91 | 2002000269 | 329 | 339
92 | 2002000269 | 329 | 339
93 | 2002000269 | 329 | 339
94 | 2002000269 | 328.6667 | 338.6667
95 | 2002000269 | 328.3333 | 338.3333
96 | 2002000269 | 328 | 338
97 | 2002000269 | 327.6667 | 337.6667
98 | 2002000269 | 327.3333 | 337.3333
99 | 2002000269 | 327 | 337
100 | 2002000269 | 328.6667 | 338.6667
101 | 2002000269 | 330.3333 | 340.3333
102 | 2002000269 | 332 | 342
103 | 2002000269 | 334.3333 | 344.3333
104 | 2002000269 | 336.6667 | 346.6667
105 | 2002000269 | 339 | 349
106 | 2002000269 | 339.3333 | 349.3333
107 | 2002000269 | 339.6667 | 349.6667
108 | 2002000269 | 340 | 350
109 | 2002000269 | 342.3333 | 352.3333
110 | 2002000269 | 344.6667 | 354.6667
111 | 2002000269 | 347 | 357
112 | 2002000269 | 349.6667 | 359.6667
113 | 2002000269 | 352.3333 | 362.3333
114 | 2002000269 | 355 | 365
115 | 2002000269 | 360.3333 | 370.3333
116 | 2002000269 | 365.6667 | 375.6667
117 | 2002000269 | 371 | 381
118 | 2002000269 | 373.6667 | 383.6667
119 | 2002000269 | 376.3333 | 386.3333
120 | 2002000269 | 379 | 389
121 | 2002000269 | 383.3333 | 393.3333
122 | 2002000269 | 387.6667 | 377.6667
123 | 2002000269 | 392 | 382
124 | 2002000269 | 395.3333 | 385.3333
125 | 2002000269 | 398.6667 | 388.6667
126 | 2002000269 | 402 | 392
127 | 2002000269 | 404.3333 | 394.3333
128 | 2002000269 | 406.6667 | 396.6667
129 | 2002000269 | 409 | 399
130 | 2002000269 | 409 | 399
131 | 2002000269 | 409 | 399
132 | 2002000269 | 409 | 399
133 | 2002000269 | 408.3333 | 398.3333
134 | 2002000269 | 407.6667 | 397.6667
135 | 2002000269 | 407 | 397
136 | 2002000269 | 407 | 397
137 | 2002000269 | 407 | 397
138 | 2002000269 | 407 | 397
139 | 2002000269 | 407 | 397
140 | 2002000269 | 407 | 397
141 | 2002000269 | 407 | 397
142 | 2002000269 | 406 | 396
143 | 2002000269 | 405 | 395
0 | 2014004018 | 343 | 333
1 | 2014004018 | 344 | 334
2 | 2014004018 | 345 | 335
3 | 2014004018 | 346 | 336
4 | 2014004018 | 348 | 338
5 | 2014004018 | 350 | 340
6 | 2014004018 | 352 | 342
7 | 2014004018 | 353 | 343
8 | 2014004018 | 354 | 344
9 | 2014004018 | 355 | 345
10 | 2014004018 | 356.6667 | 346.6667
11 | 2014004018 | 358.3333 | 348.3333
12 | 2014004018 | 360 | 350
13 | 2014004018 | 363.6667 | 353.6667
14 | 2014004018 | 367.3333 | 357.3333
15 | 2014004018 | 371 | 361
16 | 2014004018 | 373.3333 | 363.3333
17 | 2014004018 | 375.6667 | 365.6667
18 | 2014004018 | 378 | 368
19 | 2014004018 | 378.6667 | 368.6667
20 | 2014004018 | 379.3333 | 369.3333
21 | 2014004018 | 380 | 370
22 | 2014004018 | 381.3333 | 371.3333
23 | 2014004018 | 382.6667 | 372.6667
24 | 2014004018 | 384 | 374
25 | 2014004018 | 385.3333 | 375.3333
26 | 2014004018 | 386.6667 | 376.6667
27 | 2014004018 | 388 | 378
28 | 2014004018 | 387 | 377
29 | 2014004018 | 386 | 376
30 | 2014004018 | 385 | 375
31 | 2014004018 | 383 | 373
32 | 2014004018 | 381 | 371
33 | 2014004018 | 379 | 369
34 | 2014004018 | 378.3333 | 368.3333
35 | 2014004018 | 377.6667 | 367.6667
36 | 2014004018 | 377 | 367
37 | 2014004018 | 377.3333 | 367.3333
38 | 2014004018 | 377.6667 | 367.6667
39 | 2014004018 | 378 | 368
40 | 2014004018 | 379.6667 | 369.6667
41 | 2014004018 | 381.3333 | 371.3333
42 | 2014004018 | 383 | 373
43 | 2014004018 | 385.3333 | 375.3333
44 | 2014004018 | 387.6667 | 377.6667
45 | 2014004018 | 390 | 380
46 | 2014004018 | 391.3333 | 381.3333
47 | 2014004018 | 392.6667 | 382.6667
48 | 2014004018 | 394 | 384
49 | 2014004018 | 393.3333 | 383.3333
50 | 2014004018 | 392.6667 | 382.6667
51 | 2014004018 | 392 | 382
52 | 2014004018 | 387.6667 | 377.6667
53 | 2014004018 | 383.3333 | 373.3333
54 | 2014004018 | 379 | 369
55 | 2014004018 | 372.3333 | 362.3333
56 | 2014004018 | 365.6667 | 355.6667
57 | 2014004018 | 359 | 349
58 | 2014004018 | 353.6667 | 343.6667
59 | 2014004018 | 348.3333 | 338.3333
60 | 2014004018 | 343 | 333
61 | 2014004018 | 338.3333 | 328.3333
62 | 2014004018 | 333.6667 | 323.6667
63 | 2014004018 | 329 | 319
64 | 2014004018 | 326 | 316
65 | 2014004018 | 323 | 313
66 | 2014004018 | 320 | 310
67 | 2014004018 | 318.3333 | 308.3333
68 | 2014004018 | 316.6667 | 306.6667
69 | 2014004018 | 315 | 305
70 | 2014004018 | 315.3333 | 305.3333
71 | 2014004018 | 315.6667 | 305.6667
72 | 2014004018 | 316 | 306
73 | 2014004018 | 316.3333 | 306.3333
74 | 2014004018 | 316.6667 | 306.6667
75 | 2014004018 | 317 | 307
76 | 2014004018 | 316.3333 | 306.3333
77 | 2014004018 | 315.6667 | 305.6667
78 | 2014004018 | 315 | 305
79 | 2014004018 | 314.6667 | 304.6667
80 | 2014004018 | 314.3333 | 304.3333
81 | 2014004018 | 314 | 304
82 | 2014004018 | 316.3333 | 306.3333
83 | 2014004018 | 318.6667 | 308.6667
84 | 2014004018 | 321 | 311
85 | 2014004018 | 323.3333 | 313.3333
86 | 2014004018 | 325.6667 | 315.6667
87 | 2014004018 | 328 | 318
88 | 2014004018 | 328.3333 | 318.3333
89 | 2014004018 | 328.6667 | 318.6667
90 | 2014004018 | 329 | 339
91 | 2014004018 | 329 | 339
92 | 2014004018 | 329 | 339
93 | 2014004018 | 329 | 339
94 | 2014004018 | 328.6667 | 338.6667
95 | 2014004018 | 328.3333 | 338.3333
96 | 2014004018 | 328 | 338
97 | 2014004018 | 327.6667 | 337.6667
98 | 2014004018 | 327.3333 | 337.3333
99 | 2014004018 | 327 | 337
100 | 2014004018 | 328.6667 | 338.6667
101 | 2014004018 | 330.3333 | 340.3333
102 | 2014004018 | 332 | 342
103 | 2014004018 | 334.3333 | 344.3333
104 | 2014004018 | 336.6667 | 346.6667
105 | 2014004018 | 339 | 349
106 | 2014004018 | 339.3333 | 349.3333
107 | 2014004018 | 339.6667 | 349.6667
108 | 2014004018 | 340 | 350
109 | 2014004018 | 342.3333 | 352.3333
110 | 2014004018 | 344.6667 | 354.6667
111 | 2014004018 | 347 | 357
112 | 2014004018 | 349.6667 | 359.6667
113 | 2014004018 | 352.3333 | 362.3333
114 | 2014004018 | 355 | 365
115 | 2014004018 | 360.3333 | 370.3333
116 | 2014004018 | 365.6667 | 375.6667
117 | 2014004018 | 371 | 381
118 | 2014004018 | 373.6667 | 383.6667
119 | 2014004018 | 376.3333 | 386.3333
120 | 2014004018 | 379 | 389
121 | 2014004018 | 383.3333 | 393.3333
122 | 2014004018 | 387.6667 | 377.6667
123 | 2014004018 | 392 | 382
124 | 2014004018 | 395.3333 | 385.3333
125 | 2014004018 | 398.6667 | 388.6667
126 | 2014004018 | 402 | 392
127 | 2014004018 | 404.3333 | 394.3333
128 | 2014004018 | 406.6667 | 396.6667
129 | 2014004018 | 409 | 399
130 | 2014004018 | 409 | 399
131 | 2014004018 | 409 | 399
132 | 2014004018 | 409 | 399
133 | 2014004018 | 408.3333 | 398.3333
134 | 2014004018 | 407.6667 | 397.6667
135 | 2014004018 | 407 | 397
136 | 2014004018 | 407 | 397
137 | 2014004018 | 407 | 397
138 | 2014004018 | 407 | 397
139 | 2014004018 | 407 | 397
140 | 2014004018 | 407 | 397
141 | 2014004018 | 407 | 397
142 | 2014004018 | 406 | 396
143 | 2014004018 | 405 | 395
0 | 2005005681 | 343 | 333
1 | 2005005681 | 344 | 334
2 | 2005005681 | 345 | 335
3 | 2005005681 | 346 | 336
4 | 2005005681 | 348 | 338
5 | 2005005681 | 350 | 340
6 | 2005005681 | 352 | 342
7 | 2005005681 | 353 | 343
8 | 2005005681 | 354 | 344
9 | 2005005681 | 355 | 345
10 | 2005005681 | 356.6667 | 346.6667
11 | 2005005681 | 358.3333 | 348.3333
12 | 2005005681 | 360 | 350
13 | 2005005681 | 363.6667 | 353.6667
14 | 2005005681 | 367.3333 | 357.3333
15 | 2005005681 | 371 | 361
16 | 2005005681 | 373.3333 | 363.3333
17 | 2005005681 | 375.6667 | 365.6667
18 | 2005005681 | 378 | 368
19 | 2005005681 | 378.6667 | 368.6667
20 | 2005005681 | 379.3333 | 369.3333
21 | 2005005681 | 380 | 370
22 | 2005005681 | 381.3333 | 371.3333
23 | 2005005681 | 382.6667 | 372.6667
24 | 2005005681 | 384 | 374
25 | 2005005681 | 385.3333 | 375.3333
26 | 2005005681 | 386.6667 | 376.6667
27 | 2005005681 | 388 | 378
28 | 2005005681 | 387 | 377
29 | 2005005681 | 386 | 376
30 | 2005005681 | 385 | 375
31 | 2005005681 | 383 | 373
32 | 2005005681 | 381 | 371
33 | 2005005681 | 379 | 369
34 | 2005005681 | 378.3333 | 368.3333
35 | 2005005681 | 377.6667 | 367.6667
36 | 2005005681 | 377 | 367
37 | 2005005681 | 377.3333 | 367.3333
38 | 2005005681 | 377.6667 | 367.6667
39 | 2005005681 | 378 | 368
40 | 2005005681 | 379.6667 | 369.6667
41 | 2005005681 | 381.3333 | 371.3333
42 | 2005005681 | 383 | 373
43 | 2005005681 | 385.3333 | 375.3333
44 | 2005005681 | 387.6667 | 377.6667
45 | 2005005681 | 390 | 380
46 | 2005005681 | 391.3333 | 381.3333
47 | 2005005681 | 392.6667 | 382.6667
48 | 2005005681 | 394 | 384
49 | 2005005681 | 393.3333 | 383.3333
50 | 2005005681 | 392.6667 | 382.6667
51 | 2005005681 | 392 | 382
52 | 2005005681 | 387.6667 | 377.6667
53 | 2005005681 | 383.3333 | 373.3333
54 | 2005005681 | 379 | 369
55 | 2005005681 | 372.3333 | 362.3333
56 | 2005005681 | 365.6667 | 355.6667
57 | 2005005681 | 359 | 349
58 | 2005005681 | 353.6667 | 343.6667
59 | 2005005681 | 348.3333 | 338.3333
60 | 2005005681 | 343 | 333
61 | 2005005681 | 338.3333 | 328.3333
62 | 2005005681 | 333.6667 | 323.6667
63 | 2005005681 | 329 | 319
64 | 2005005681 | 326 | 316
65 | 2005005681 | 323 | 313
66 | 2005005681 | 320 | 310
67 | 2005005681 | 318.3333 | 308.3333
68 | 2005005681 | 316.6667 | 306.6667
69 | 2005005681 | 315 | 305
70 | 2005005681 | 315.3333 | 305.3333
71 | 2005005681 | 315.6667 | 305.6667
72 | 2005005681 | 316 | 306
73 | 2005005681 | 316.3333 | 306.3333
74 | 2005005681 | 316.6667 | 306.6667
75 | 2005005681 | 317 | 307
76 | 2005005681 | 316.3333 | 306.3333
77 | 2005005681 | 315.6667 | 305.6667
78 | 2005005681 | 315 | 305
79 | 2005005681 | 314.6667 | 304.6667
80 | 2005005681 | 314.3333 | 304.3333
81 | 2005005681 | 314 | 304
82 | 2005005681 | 316.3333 | 306.3333
83 | 2005005681 | 318.6667 | 308.6667
84 | 2005005681 | 321 | 311
85 | 2005005681 | 323.3333 | 313.3333
86 | 2005005681 | 325.6667 | 315.6667
87 | 2005005681 | 328 | 318
88 | 2005005681 | 328.3333 | 318.3333
89 | 2005005681 | 328.6667 | 318.6667
90 | 2005005681 | 329 | 339
91 | 2005005681 | 329 | 339
92 | 2005005681 | 329 | 339
93 | 2005005681 | 329 | 339
94 | 2005005681 | 328.6667 | 338.6667
95 | 2005005681 | 328.3333 | 338.3333
96 | 2005005681 | 328 | 338
97 | 2005005681 | 327.6667 | 337.6667
98 | 2005005681 | 327.3333 | 337.3333
99 | 2005005681 | 327 | 337
100 | 2005005681 | 328.6667 | 338.6667
101 | 2005005681 | 330.3333 | 340.3333
102 | 2005005681 | 332 | 342
103 | 2005005681 | 334.3333 | 344.3333
104 | 2005005681 | 336.6667 | 346.6667
105 | 2005005681 | 339 | 349
106 | 2005005681 | 339.3333 | 349.3333
107 | 2005005681 | 339.6667 | 349.6667
108 | 2005005681 | 340 | 350
109 | 2005005681 | 342.3333 | 352.3333
110 | 2005005681 | 344.6667 | 354.6667
111 | 2005005681 | 347 | 357
112 | 2005005681 | 349.6667 | 359.6667
113 | 2005005681 | 352.3333 | 362.3333
114 | 2005005681 | 355 | 365
115 | 2005005681 | 360.3333 | 370.3333
116 | 2005005681 | 365.6667 | 375.6667
117 | 2005005681 | 371 | 381
118 | 2005005681 | 373.6667 | 383.6667
119 | 2005005681 | 376.3333 | 386.3333
120 | 2005005681 | 379 | 389
121 | 2005005681 | 383.3333 | 393.3333
122 | 2005005681 | 387.6667 | 377.6667
123 | 2005005681 | 392 | 382
124 | 2005005681 | 395.3333 | 385.3333
125 | 2005005681 | 398.6667 | 388.6667
126 | 2005005681 | 402 | 392
127 | 2005005681 | 404.3333 | 394.3333
128 | 2005005681 | 406.6667 | 396.6667
129 | 2005005681 | 409 | 399
130 | 2005005681 | 409 | 399
131 | 2005005681 | 409 | 399
132 | 2005005681 | 409 | 399
133 | 2005005681 | 408.3333 | 398.3333
134 | 2005005681 | 407.6667 | 397.6667
135 | 2005005681 | 407 | 397
136 | 2005005681 | 407 | 397
137 | 2005005681 | 407 | 397
138 | 2005005681 | 407 | 397
139 | 2005005681 | 407 | 397
140 | 2005005681 | 407 | 397
141 | 2005005681 | 407 | 397
142 | 2005005681 | 406 | 396
143 | 2005005681 | 405 | 395
0 | 2014008738 | 343 | 333
1 | 2014008738 | 344 | 334
2 | 2014008738 | 345 | 335
3 | 2014008738 | 346 | 336
4 | 2014008738 | 348 | 338
5 | 2014008738 | 350 | 340
6 | 2014008738 | 352 | 342
7 | 2014008738 | 353 | 343
8 | 2014008738 | 354 | 344
9 | 2014008738 | 355 | 345
10 | 2014008738 | 356.6667 | 346.6667
11 | 2014008738 | 358.3333 | 348.3333
12 | 2014008738 | 360 | 350
13 | 2014008738 | 363.6667 | 353.6667
14 | 2014008738 | 367.3333 | 357.3333
15 | 2014008738 | 371 | 361
16 | 2014008738 | 373.3333 | 363.3333
17 | 2014008738 | 375.6667 | 365.6667
18 | 2014008738 | 378 | 368
19 | 2014008738 | 378.6667 | 368.6667
20 | 2014008738 | 379.3333 | 369.3333
21 | 2014008738 | 380 | 370
22 | 2014008738 | 381.3333 | 371.3333
23 | 2014008738 | 382.6667 | 372.6667
24 | 2014008738 | 384 | 374
25 | 2014008738 | 385.3333 | 375.3333
26 | 2014008738 | 386.6667 | 376.6667
27 | 2014008738 | 388 | 378
28 | 2014008738 | 387 | 377
29 | 2014008738 | 386 | 376
30 | 2014008738 | 385 | 375
31 | 2014008738 | 383 | 373
32 | 2014008738 | 381 | 371
33 | 2014008738 | 379 | 369
34 | 2014008738 | 378.3333 | 368.3333
35 | 2014008738 | 377.6667 | 367.6667
36 | 2014008738 | 377 | 367
37 | 2014008738 | 377.3333 | 367.3333
38 | 2014008738 | 377.6667 | 367.6667
39 | 2014008738 | 378 | 368
40 | 2014008738 | 379.6667 | 369.6667
41 | 2014008738 | 381.3333 | 371.3333
42 | 2014008738 | 383 | 373
43 | 2014008738 | 385.3333 | 375.3333
44 | 2014008738 | 387.6667 | 377.6667
45 | 2014008738 | 390 | 380
46 | 2014008738 | 391.3333 | 381.3333
47 | 2014008738 | 392.6667 | 382.6667
48 | 2014008738 | 394 | 384
49 | 2014008738 | 393.3333 | 383.3333
50 | 2014008738 | 392.6667 | 382.6667
51 | 2014008738 | 392 | 382
52 | 2014008738 | 387.6667 | 377.6667
53 | 2014008738 | 383.3333 | 373.3333
54 | 2014008738 | 379 | 369
55 | 2014008738 | 372.3333 | 362.3333
56 | 2014008738 | 365.6667 | 355.6667
57 | 2014008738 | 359 | 349
58 | 2014008738 | 353.6667 | 343.6667
59 | 2014008738 | 348.3333 | 338.3333
60 | 2014008738 | 343 | 333
61 | 2014008738 | 338.3333 | 328.3333
62 | 2014008738 | 333.6667 | 323.6667
63 | 2014008738 | 329 | 319
64 | 2014008738 | 326 | 316
65 | 2014008738 | 323 | 313
66 | 2014008738 | 320 | 310
67 | 2014008738 | 318.3333 | 308.3333
68 | 2014008738 | 316.6667 | 306.6667
69 | 2014008738 | 315 | 305
70 | 2014008738 | 315.3333 | 305.3333
71 | 2014008738 | 315.6667 | 305.6667
72 | 2014008738 | 316 | 306
73 | 2014008738 | 316.3333 | 306.3333
74 | 2014008738 | 316.6667 | 306.6667
75 | 2014008738 | 317 | 307
76 | 2014008738 | 316.3333 | 306.3333
77 | 2014008738 | 315.6667 | 305.6667
78 | 2014008738 | 315 | 305
79 | 2014008738 | 314.6667 | 304.6667
80 | 2014008738 | 314.3333 | 304.3333
81 | 2014008738 | 314 | 304
82 | 2014008738 | 316.3333 | 306.3333
83 | 2014008738 | 318.6667 | 308.6667
84 | 2014008738 | 321 | 311
85 | 2014008738 | 323.3333 | 313.3333
86 | 2014008738 | 325.6667 | 315.6667
87 | 2014008738 | 328 | 318
88 | 2014008738 | 328.3333 | 318.3333
89 | 2014008738 | 328.6667 | 318.6667
90 | 2014008738 | 329 | 339
91 | 2014008738 | 329 | 339
92 | 2014008738 | 329 | 339
93 | 2014008738 | 329 | 339
94 | 2014008738 | 328.6667 | 338.6667
95 | 2014008738 | 328.3333 | 338.3333
96 | 2014008738 | 328 | 338
97 | 2014008738 | 327.6667 | 337.6667
98 | 2014008738 | 327.3333 | 337.3333
99 | 2014008738 | 327 | 337
100 | 2014008738 | 328.6667 | 338.6667
101 | 2014008738 | 330.3333 | 340.3333
102 | 2014008738 | 332 | 342
103 | 2014008738 | 334.3333 | 344.3333
104 | 2014008738 | 336.6667 | 346.6667
105 | 2014008738 | 339 | 349
106 | 2014008738 | 339.3333 | 349.3333
107 | 2014008738 | 339.6667 | 349.6667
108 | 2014008738 | 340 | 350
109 | 2014008738 | 342.3333 | 352.3333
110 | 2014008738 | 344.6667 | 354.6667
111 | 2014008738 | 347 | 357
112 | 2014008738 | 349.6667 | 359.6667
113 | 2014008738 | 352.3333 | 362.3333
114 | 2014008738 | 355 | 365
115 | 2014008738 | 360.3333 | 370.3333
116 | 2014008738 | 365.6667 | 375.6667
117 | 2014008738 | 371 | 381
118 | 2014008738 | 373.6667 | 383.6667
119 | 2014008738 | 376.3333 | 386.3333
120 | 2014008738 | 379 | 389
121 | 2014008738 | 383.3333 | 393.3333
122 | 2014008738 | 387.6667 | 377.6667
123 | 2014008738 | 392 | 382
124 | 2014008738 | 395.3333 | 385.3333
125 | 2014008738 | 398.6667 | 388.6667
126 | 2014008738 | 402 | 392
127 | 2014008738 | 404.3333 | 394.3333
128 | 2014008738 | 406.6667 | 396.6667
129 | 2014008738 | 409 | 399
130 | 2014008738 | 409 | 399
131 | 2014008738 | 409 | 399
132 | 2014008738 | 409 | 399
133 | 2014008738 | 408.3333 | 398.3333
134 | 2014008738 | 407.6667 | 397.6667
135 | 2014008738 | 407 | 397
136 | 2014008738 | 407 | 397
137 | 2014008738 | 407 | 397
138 | 2014008738 | 407 | 397
139 | 2014008738 | 407 | 397
140 | 2014008738 | 407 | 397
141 | 2014008738 | 407 | 397
142 | 2014008738 | 406 | 396
143 | 2014008738 | 405 | 395
0 | 2007005214 | 343 | 333
1 | 2007005214 | 344 | 334
2 | 2007005214 | 345 | 335
3 | 2007005214 | 346 | 336
4 | 2007005214 | 348 | 338
5 | 2007005214 | 350 | 340
6 | 2007005214 | 352 | 342
7 | 2007005214 | 353 | 343
8 | 2007005214 | 354 | 344
9 | 2007005214 | 355 | 345
10 | 2007005214 | 356.6667 | 346.6667
11 | 2007005214 | 358.3333 | 348.3333
12 | 2007005214 | 360 | 350
13 | 2007005214 | 363.6667 | 353.6667
14 | 2007005214 | 367.3333 | 357.3333
15 | 2007005214 | 371 | 361
16 | 2007005214 | 373.3333 | 363.3333
17 | 2007005214 | 375.6667 | 365.6667
18 | 2007005214 | 378 | 368
19 | 2007005214 | 378.6667 | 368.6667
20 | 2007005214 | 379.3333 | 369.3333
21 | 2007005214 | 380 | 370
22 | 2007005214 | 381.3333 | 371.3333
23 | 2007005214 | 382.6667 | 372.6667
24 | 2007005214 | 384 | 374
25 | 2007005214 | 385.3333 | 375.3333
26 | 2007005214 | 386.6667 | 376.6667
27 | 2007005214 | 388 | 378
28 | 2007005214 | 387 | 377
29 | 2007005214 | 386 | 376
30 | 2007005214 | 385 | 375
31 | 2007005214 | 383 | 373
32 | 2007005214 | 381 | 371
33 | 2007005214 | 379 | 369
34 | 2007005214 | 378.3333 | 368.3333
35 | 2007005214 | 377.6667 | 367.6667
36 | 2007005214 | 377 | 367
37 | 2007005214 | 377.3333 | 367.3333
38 | 2007005214 | 377.6667 | 367.6667
39 | 2007005214 | 378 | 368
40 | 2007005214 | 379.6667 | 369.6667
41 | 2007005214 | 381.3333 | 371.3333
42 | 2007005214 | 383 | 373
43 | 2007005214 | 385.3333 | 375.3333
44 | 2007005214 | 387.6667 | 377.6667
45 | 2007005214 | 390 | 380
46 | 2007005214 | 391.3333 | 381.3333
47 | 2007005214 | 392.6667 | 382.6667
48 | 2007005214 | 394 | 384
49 | 2007005214 | 393.3333 | 383.3333
50 | 2007005214 | 392.6667 | 382.6667
51 | 2007005214 | 392 | 382
52 | 2007005214 | 387.6667 | 377.6667
53 | 2007005214 | 383.3333 | 373.3333
54 | 2007005214 | 379 | 369
55 | 2007005214 | 372.3333 | 362.3333
56 | 2007005214 | 365.6667 | 355.6667
57 | 2007005214 | 359 | 349
58 | 2007005214 | 353.6667 | 343.6667
59 | 2007005214 | 348.3333 | 338.3333
60 | 2007005214 | 343 | 333
61 | 2007005214 | 338.3333 | 328.3333
62 | 2007005214 | 333.6667 | 323.6667
63 | 2007005214 | 329 | 319
64 | 2007005214 | 326 | 316
65 | 2007005214 | 323 | 313
66 | 2007005214 | 320 | 310
67 | 2007005214 | 318.3333 | 308.3333
68 | 2007005214 | 316.6667 | 306.6667
69 | 2007005214 | 315 | 305
70 | 2007005214 | 315.3333 | 305.3333
71 | 2007005214 | 315.6667 | 305.6667
72 | 2007005214 | 316 | 306
73 | 2007005214 | 316.3333 | 306.3333
74 | 2007005214 | 316.6667 | 306.6667
75 | 2007005214 | 317 | 307
76 | 2007005214 | 316.3333 | 306.3333
77 | 2007005214 | 315.6667 | 305.6667
78 | 2007005214 | 315 | 305
79 | 2007005214 | 314.6667 | 304.6667
80 | 2007005214 | 314.3333 | 304.3333
81 | 2007005214 | 314 | 304
82 | 2007005214 | 316.3333 | 306.3333
83 | 2007005214 | 318.6667 | 308.6667
84 | 2007005214 | 321 | 311
85 | 2007005214 | 323.3333 | 313.3333
86 | 2007005214 | 325.6667 | 315.6667
87 | 2007005214 | 328 | 318
88 | 2007005214 | 328.3333 | 318.3333
89 | 2007005214 | 328.6667 | 318.6667
90 | 2007005214 | 329 | 339
91 | 2007005214 | 329 | 339
92 | 2007005214 | 329 | 339
93 | 2007005214 | 329 | 339
94 | 2007005214 | 328.6667 | 338.6667
95 | 2007005214 | 328.3333 | 338.3333
96 | 2007005214 | 328 | 338
97 | 2007005214 | 327.6667 | 337.6667
98 | 2007005214 | 327.3333 | 337.3333
99 | 2007005214 | 327 | 337
100 | 2007005214 | 328.6667 | 338.6667
101 | 2007005214 | 330.3333 | 340.3333
102 | 2007005214 | 332 | 342
103 | 2007005214 | 334.3333 | 344.3333
104 | 2007005214 | 336.6667 | 346.6667
105 | 2007005214 | 339 | 349
106 | 2007005214 | 339.3333 | 349.3333
107 | 2007005214 | 339.6667 | 349.6667
108 | 2007005214 | 340 | 350
109 | 2007005214 | 342.3333 | 352.3333
110 | 2007005214 | 344.6667 | 354.6667
111 | 2007005214 | 347 | 357
112 | 2007005214 | 349.6667 | 359.6667
113 | 2007005214 | 352.3333 | 362.3333
114 | 2007005214 | 355 | 365
115 | 2007005214 | 360.3333 | 370.3333
116 | 2007005214 | 365.6667 | 375.6667
117 | 2007005214 | 371 | 381
118 | 2007005214 | 373.6667 | 383.6667
119 | 2007005214 | 376.3333 | 386.3333
120 | 2007005214 | 379 | 389
121 | 2007005214 | 383.3333 | 393.3333
122 | 2007005214 | 387.6667 | 377.6667
123 | 2007005214 | 392 | 382
124 | 2007005214 | 395.3333 | 385.3333
125 | 2007005214 | 398.6667 | 388.6667
126 | 2007005214 | 402 | 392
127 | 2007005214 | 404.3333 | 394.3333
128 | 2007005214 | 406.6667 | 396.6667
129 | 2007005214 | 409 | 399
130 | 2007005214 | 409 | 399
131 | 2007005214 | 409 | 399
132 | 2007005214 | 409 | 399
133 | 2007005214 | 408.3333 | 398.3333
134 | 2007005214 | 407.6667 | 397.6667
135 | 2007005214 | 407 | 397
136 | 2007005214 | 407 | 397
137 | 2007005214 | 407 | 397
138 | 2007005214 | 407 | 397
139 | 2007005214 | 407 | 397
140 | 2007005214 | 407 | 397
141 | 2007005214 | 407 | 397
142 | 2007005214 | 406 | 396
143 | 2007005214 | 405 | 395
0 | 2006001808 | 343 | 333
1 | 2006001808 | 344 | 334
2 | 2006001808 | 345 | 335
3 | 2006001808 | 346 | 336
4 | 2006001808 | 348 | 338
5 | 2006001808 | 350 | 340
6 | 2006001808 | 352 | 342
7 | 2006001808 | 353 | 343
8 | 2006001808 | 354 | 344
9 | 2006001808 | 355 | 345
10 | 2006001808 | 356.6667 | 346.6667
11 | 2006001808 | 358.3333 | 348.3333
12 | 2006001808 | 360 | 350
13 | 2006001808 | 363.6667 | 353.6667
14 | 2006001808 | 367.3333 | 357.3333
15 | 2006001808 | 371 | 361
16 | 2006001808 | 373.3333 | 363.3333
17 | 2006001808 | 375.6667 | 365.6667
18 | 2006001808 | 378 | 368
19 | 2006001808 | 378.6667 | 368.6667
20 | 2006001808 | 379.3333 | 369.3333
21 | 2006001808 | 380 | 370
22 | 2006001808 | 381.3333 | 371.3333
23 | 2006001808 | 382.6667 | 372.6667
24 | 2006001808 | 384 | 374
25 | 2006001808 | 385.3333 | 375.3333
26 | 2006001808 | 386.6667 | 376.6667
27 | 2006001808 | 388 | 378
28 | 2006001808 | 387 | 377
29 | 2006001808 | 386 | 376
30 | 2006001808 | 385 | 375
31 | 2006001808 | 383 | 373
32 | 2006001808 | 381 | 371
33 | 2006001808 | 379 | 369
34 | 2006001808 | 378.3333 | 368.3333
35 | 2006001808 | 377.6667 | 367.6667
36 | 2006001808 | 377 | 367
37 | 2006001808 | 377.3333 | 367.3333
38 | 2006001808 | 377.6667 | 367.6667
39 | 2006001808 | 378 | 368
40 | 2006001808 | 379.6667 | 369.6667
41 | 2006001808 | 381.3333 | 371.3333
42 | 2006001808 | 383 | 373
43 | 2006001808 | 385.3333 | 375.3333
44 | 2006001808 | 387.6667 | 377.6667
45 | 2006001808 | 390 | 380
46 | 2006001808 | 391.3333 | 381.3333
47 | 2006001808 | 392.6667 | 382.6667
48 | 2006001808 | 394 | 384
49 | 2006001808 | 393.3333 | 383.3333
50 | 2006001808 | 392.6667 | 382.6667
51 | 2006001808 | 392 | 382
52 | 2006001808 | 387.6667 | 377.6667
53 | 2006001808 | 383.3333 | 373.3333
54 | 2006001808 | 379 | 369
55 | 2006001808 | 372.3333 | 362.3333
56 | 2006001808 | 365.6667 | 355.6667
57 | 2006001808 | 359 | 349
58 | 2006001808 | 353.6667 | 343.6667
59 | 2006001808 | 348.3333 | 338.3333
60 | 2006001808 | 343 | 333
61 | 2006001808 | 338.3333 | 328.3333
62 | 2006001808 | 333.6667 | 323.6667
63 | 2006001808 | 329 | 319
64 | 2006001808 | 326 | 316
65 | 2006001808 | 323 | 313
66 | 2006001808 | 320 | 310
67 | 2006001808 | 318.3333 | 308.3333
68 | 2006001808 | 316.6667 | 306.6667
69 | 2006001808 | 315 | 305
70 | 2006001808 | 315.3333 | 305.3333
71 | 2006001808 | 315.6667 | 305.6667
72 | 2006001808 | 316 | 306
73 | 2006001808 | 316.3333 | 306.3333
74 | 2006001808 | 316.6667 | 306.6667
75 | 2006001808 | 317 | 307
76 | 2006001808 | 316.3333 | 306.3333
77 | 2006001808 | 315.6667 | 305.6667
78 | 2006001808 | 315 | 305
79 | 2006001808 | 314.6667 | 304.6667
80 | 2006001808 | 314.3333 | 304.3333
81 | 2006001808 | 314 | 304
82 | 2006001808 | 316.3333 | 306.3333
83 | 2006001808 | 318.6667 | 308.6667
84 | 2006001808 | 321 | 311
85 | 2006001808 | 323.3333 | 313.3333
86 | 2006001808 | 325.6667 | 315.6667
87 | 2006001808 | 328 | 318
88 | 2006001808 | 328.3333 | 318.3333
89 | 2006001808 | 328.6667 | 318.6667
90 | 2006001808 | 329 | 339
91 | 2006001808 | 329 | 339
92 | 2006001808 | 329 | 339
93 | 2006001808 | 329 | 339
94 | 2006001808 | 328.6667 | 338.6667
95 | 2006001808 | 328.3333 | 338.3333
96 | 2006001808 | 328 | 338
97 | 2006001808 | 327.6667 | 337.6667
98 | 2006001808 | 327.3333 | 337.3333
99 | 2006001808 | 327 | 337
100 | 2006001808 | 328.6667 | 338.6667
101 | 2006001808 | 330.3333 | 340.3333
102 | 2006001808 | 332 | 342
103 | 2006001808 | 334.3333 | 344.3333
104 | 2006001808 | 336.6667 | 346.6667
105 | 2006001808 | 339 | 349
106 | 2006001808 | 339.3333 | 349.3333
107 | 2006001808 | 339.6667 | 349.6667
108 | 2006001808 | 340 | 350
109 | 2006001808 | 342.3333 | 352.3333
110 | 2006001808 | 344.6667 | 354.6667
111 | 2006001808 | 347 | 357
112 | 2006001808 | 349.6667 | 359.6667
113 | 2006001808 | 352.3333 | 362.3333
114 | 2006001808 | 355 | 365
115 | 2006001808 | 360.3333 | 370.3333
116 | 2006001808 | 365.6667 | 375.6667
117 | 2006001808 | 371 | 381
118 | 2006001808 | 373.6667 | 383.6667
119 | 2006001808 | 376.3333 | 386.3333
120 | 2006001808 | 379 | 389
121 | 2006001808 | 383.3333 | 393.3333
122 | 2006001808 | 387.6667 | 377.6667
123 | 2006001808 | 392 | 382
124 | 2006001808 | 395.3333 | 385.3333
125 | 2006001808 | 398.6667 | 388.6667
126 | 2006001808 | 402 | 392
127 | 2006001808 | 404.3333 | 394.3333
128 | 2006001808 | 406.6667 | 396.6667
129 | 2006001808 | 409 | 399
130 | 2006001808 | 409 | 399
131 | 2006001808 | 409 | 399
132 | 2006001808 | 409 | 399
133 | 2006001808 | 408.3333 | 398.3333
134 | 2006001808 | 407.6667 | 397.6667
135 | 2006001808 | 407 | 397
136 | 2006001808 | 407 | 397
137 | 2006001808 | 407 | 397
138 | 2006001808 | 407 | 397
139 | 2006001808 | 407 | 397
140 | 2006001808 | 407 | 397
141 | 2006001808 | 407 | 397
142 | 2006001808 | 406 | 396
143 | 2006001808 | 405 | 395
0 | 2015009201 | 343 | 333
1 | 2015009201 | 344 | 334
2 | 2015009201 | 345 | 335
3 | 2015009201 | 346 | 336
4 | 2015009201 | 348 | 338
5 | 2015009201 | 350 | 340
6 | 2015009201 | 352 | 342
7 | 2015009201 | 353 | 343
8 | 2015009201 | 354 | 344
9 | 2015009201 | 355 | 345
10 | 2015009201 | 356.6667 | 346.6667
11 | 2015009201 | 358.3333 | 348.3333
12 | 2015009201 | 360 | 350
13 | 2015009201 | 363.6667 | 353.6667
14 | 2015009201 | 367.3333 | 357.3333
15 | 2015009201 | 371 | 361
16 | 2015009201 | 373.3333 | 363.3333
17 | 2015009201 | 375.6667 | 365.6667
18 | 2015009201 | 378 | 368
19 | 2015009201 | 378.6667 | 368.6667
20 | 2015009201 | 379.3333 | 369.3333
21 | 2015009201 | 380 | 370
22 | 2015009201 | 381.3333 | 371.3333
23 | 2015009201 | 382.6667 | 372.6667
24 | 2015009201 | 384 | 374
25 | 2015009201 | 385.3333 | 375.3333
26 | 2015009201 | 386.6667 | 376.6667
27 | 2015009201 | 388 | 378
28 | 2015009201 | 387 | 377
29 | 2015009201 | 386 | 376
30 | 2015009201 | 385 | 375
31 | 2015009201 | 383 | 373
32 | 2015009201 | 381 | 371
33 | 2015009201 | 379 | 369
34 | 2015009201 | 378.3333 | 368.3333
35 | 2015009201 | 377.6667 | 367.6667
36 | 2015009201 | 377 | 367
37 | 2015009201 | 377.3333 | 367.3333
38 | 2015009201 | 377.6667 | 367.6667
39 | 2015009201 | 378 | 368
40 | 2015009201 | 379.6667 | 369.6667
41 | 2015009201 | 381.3333 | 371.3333
42 | 2015009201 | 383 | 373
43 | 2015009201 | 385.3333 | 375.3333
44 | 2015009201 | 387.6667 | 377.6667
45 | 2015009201 | 390 | 380
46 | 2015009201 | 391.3333 | 381.3333
47 | 2015009201 | 392.6667 | 382.6667
48 | 2015009201 | 394 | 384
49 | 2015009201 | 393.3333 | 383.3333
50 | 2015009201 | 392.6667 | 382.6667
51 | 2015009201 | 392 | 382
52 | 2015009201 | 387.6667 | 377.6667
53 | 2015009201 | 383.3333 | 373.3333
54 | 2015009201 | 379 | 369
55 | 2015009201 | 372.3333 | 362.3333
56 | 2015009201 | 365.6667 | 355.6667
57 | 2015009201 | 359 | 349
58 | 2015009201 | 353.6667 | 343.6667
59 | 2015009201 | 348.3333 | 338.3333
60 | 2015009201 | 343 | 333
61 | 2015009201 | 338.3333 | 328.3333
62 | 2015009201 | 333.6667 | 323.6667
63 | 2015009201 | 329 | 319
64 | 2015009201 | 326 | 316
65 | 2015009201 | 323 | 313
66 | 2015009201 | 320 | 310
67 | 2015009201 | 318.3333 | 308.3333
68 | 2015009201 | 316.6667 | 306.6667
69 | 2015009201 | 315 | 305
70 | 2015009201 | 315.3333 | 305.3333
71 | 2015009201 | 315.6667 | 305.6667
72 | 2015009201 | 316 | 306
73 | 2015009201 | 316.3333 | 306.3333
74 | 2015009201 | 316.6667 | 306.6667
75 | 2015009201 | 317 | 307
76 | 2015009201 | 316.3333 | 306.3333
77 | 2015009201 | 315.6667 | 305.6667
78 | 2015009201 | 315 | 305
79 | 2015009201 | 314.6667 | 304.6667
80 | 2015009201 | 314.3333 | 304.3333
81 | 2015009201 | 314 | 304
82 | 2015009201 | 316.3333 | 306.3333
83 | 2015009201 | 318.6667 | 308.6667
84 | 2015009201 | 321 | 311
85 | 2015009201 | 323.3333 | 313.3333
86 | 2015009201 | 325.6667 | 315.6667
87 | 2015009201 | 328 | 318
88 | 2015009201 | 328.3333 | 318.3333
89 | 2015009201 | 328.6667 | 318.6667
90 | 2015009201 | 329 | 339
91 | 2015009201 | 329 | 339
92 | 2015009201 | 329 | 339
93 | 2015009201 | 329 | 339
94 | 2015009201 | 328.6667 | 338.6667
95 | 2015009201 | 328.3333 | 338.3333
96 | 2015009201 | 328 | 338
97 | 2015009201 | 327.6667 | 337.6667
98 | 2015009201 | 327.3333 | 337.3333
99 | 2015009201 | 327 | 337
100 | 2015009201 | 328.6667 | 338.6667
101 | 2015009201 | 330.3333 | 340.3333
102 | 2015009201 | 332 | 342
103 | 2015009201 | 334.3333 | 344.3333
104 | 2015009201 | 336.6667 | 346.6667
105 | 2015009201 | 339 | 349
106 | 2015009201 | 339.3333 | 349.3333
107 | 2015009201 | 339.6667 | 349.6667
108 | 2015009201 | 340 | 350
109 | 2015009201 | 342.3333 | 352.3333
110 | 2015009201 | 344.6667 | 354.6667
111 | 2015009201 | 347 | 357
112 | 2015009201 | 349.6667 | 359.6667
113 | 2015009201 | 352.3333 | 362.3333
114 | 2015009201 | 355 | 365
115 | 2015009201 | 360.3333 | 370.3333
116 | 2015009201 | 365.6667 | 375.6667
117 | 2015009201 | 371 | 381
118 | 2015009201 | 373.6667 | 383.6667
119 | 2015009201 | 376.3333 | 386.3333
120 | 2015009201 | 379 | 389
121 | 2015009201 | 383.3333 | 393.3333
122 | 2015009201 | 387.6667 | 377.6667
123 | 2015009201 | 392 | 382
124 | 2015009201 | 395.3333 | 385.3333
125 | 2015009201 | 398.6667 | 388.6667
126 | 2015009201 | 402 | 392
127 | 2015009201 | 404.3333 | 394.3333
128 | 2015009201 | 406.6667 | 396.6667
129 | 2015009201 | 409 | 399
130 | 2015009201 | 409 | 399
131 | 2015009201 | 409 | 399
132 | 2015009201 | 409 | 399
133 | 2015009201 | 408.3333 | 398.3333
134 | 2015009201 | 407.6667 | 397.6667
135 | 2015009201 | 407 | 397
136 | 2015009201 | 407 | 397
137 | 2015009201 | 407 | 397
138 | 2015009201 | 407 | 397
139 | 2015009201 | 407 | 397
140 | 2015009201 | 407 | 397
141 | 2015009201 | 407 | 397
142 | 2015009201 | 406 | 396
143 | 2015009201 | 405 | 395
0 | 2012006635 | 343 | 333
1 | 2012006635 | 344 | 334
2 | 2012006635 | 345 | 335
3 | 2012006635 | 346 | 336
4 | 2012006635 | 348 | 338
5 | 2012006635 | 350 | 340
6 | 2012006635 | 352 | 342
7 | 2012006635 | 353 | 343
8 | 2012006635 | 354 | 344
9 | 2012006635 | 355 | 345
10 | 2012006635 | 356.6667 | 346.6667
11 | 2012006635 | 358.3333 | 348.3333
12 | 2012006635 | 360 | 350
13 | 2012006635 | 363.6667 | 353.6667
14 | 2012006635 | 367.3333 | 357.3333
15 | 2012006635 | 371 | 361
16 | 2012006635 | 373.3333 | 363.3333
17 | 2012006635 | 375.6667 | 365.6667
18 | 2012006635 | 378 | 368
19 | 2012006635 | 378.6667 | 368.6667
20 | 2012006635 | 379.3333 | 369.3333
21 | 2012006635 | 380 | 370
22 | 2012006635 | 381.3333 | 371.3333
23 | 2012006635 | 382.6667 | 372.6667
24 | 2012006635 | 384 | 374
25 | 2012006635 | 385.3333 | 375.3333
26 | 2012006635 | 386.6667 | 376.6667
27 | 2012006635 | 388 | 378
28 | 2012006635 | 387 | 377
29 | 2012006635 | 386 | 376
30 | 2012006635 | 385 | 375
31 | 2012006635 | 383 | 373
32 | 2012006635 | 381 | 371
33 | 2012006635 | 379 | 369
34 | 2012006635 | 378.3333 | 368.3333
35 | 2012006635 | 377.6667 | 367.6667
36 | 2012006635 | 377 | 367
37 | 2012006635 | 377.3333 | 367.3333
38 | 2012006635 | 377.6667 | 367.6667
39 | 2012006635 | 378 | 368
40 | 2012006635 | 379.6667 | 369.6667
41 | 2012006635 | 381.3333 | 371.3333
42 | 2012006635 | 383 | 373
43 | 2012006635 | 385.3333 | 375.3333
44 | 2012006635 | 387.6667 | 377.6667
45 | 2012006635 | 390 | 380
46 | 2012006635 | 391.3333 | 381.3333
47 | 2012006635 | 392.6667 | 382.6667
48 | 2012006635 | 394 | 384
49 | 2012006635 | 393.3333 | 383.3333
50 | 2012006635 | 392.6667 | 382.6667
51 | 2012006635 | 392 | 382
52 | 2012006635 | 387.6667 | 377.6667
53 | 2012006635 | 383.3333 | 373.3333
54 | 2012006635 | 379 | 369
55 | 2012006635 | 372.3333 | 362.3333
56 | 2012006635 | 365.6667 | 355.6667
57 | 2012006635 | 359 | 349
58 | 2012006635 | 353.6667 | 343.6667
59 | 2012006635 | 348.3333 | 338.3333
60 | 2012006635 | 343 | 333
61 | 2012006635 | 338.3333 | 328.3333
62 | 2012006635 | 333.6667 | 323.6667
63 | 2012006635 | 329 | 319
64 | 2012006635 | 326 | 316
65 | 2012006635 | 323 | 313
66 | 2012006635 | 320 | 310
67 | 2012006635 | 318.3333 | 308.3333
68 | 2012006635 | 316.6667 | 306.6667
69 | 2012006635 | 315 | 305
70 | 2012006635 | 315.3333 | 305.3333
71 | 2012006635 | 315.6667 | 305.6667
72 | 2012006635 | 316 | 306
73 | 2012006635 | 316.3333 | 306.3333
74 | 2012006635 | 316.6667 | 306.6667
75 | 2012006635 | 317 | 307
76 | 2012006635 | 316.3333 | 306.3333
77 | 2012006635 | 315.6667 | 305.6667
78 | 2012006635 | 315 | 305
79 | 2012006635 | 314.6667 | 304.6667
80 | 2012006635 | 314.3333 | 304.3333
81 | 2012006635 | 314 | 304
82 | 2012006635 | 316.3333 | 306.3333
83 | 2012006635 | 318.6667 | 308.6667
84 | 2012006635 | 321 | 311
85 | 2012006635 | 323.3333 | 313.3333
86 | 2012006635 | 325.6667 | 315.6667
87 | 2012006635 | 328 | 318
88 | 2012006635 | 328.3333 | 318.3333
89 | 2012006635 | 328.6667 | 318.6667
90 | 2012006635 | 329 | 339
91 | 2012006635 | 329 | 339
92 | 2012006635 | 329 | 339
93 | 2012006635 | 329 | 339
94 | 2012006635 | 328.6667 | 338.6667
95 | 2012006635 | 328.3333 | 338.3333
96 | 2012006635 | 328 | 338
97 | 2012006635 | 327.6667 | 337.6667
98 | 2012006635 | 327.3333 | 337.3333
99 | 2012006635 | 327 | 337
100 | 2012006635 | 328.6667 | 338.6667
101 | 2012006635 | 330.3333 | 340.3333
102 | 2012006635 | 332 | 342
103 | 2012006635 | 334.3333 | 344.3333
104 | 2012006635 | 336.6667 | 346.6667
105 | 2012006635 | 339 | 349
106 | 2012006635 | 339.3333 | 349.3333
107 | 2012006635 | 339.6667 | 349.6667
108 | 2012006635 | 340 | 350
109 | 2012006635 | 342.3333 | 352.3333
110 | 2012006635 | 344.6667 | 354.6667
111 | 2012006635 | 347 | 357
112 | 2012006635 | 349.6667 | 359.6667
113 | 2012006635 | 352.3333 | 362.3333
114 | 2012006635 | 355 | 365
115 | 2012006635 | 360.3333 | 370.3333
116 | 2012006635 | 365.6667 | 375.6667
117 | 2012006635 | 371 | 381
118 | 2012006635 | 373.6667 | 383.6667
119 | 2012006635 | 376.3333 | 386.3333
120 | 2012006635 | 379 | 389
121 | 2012006635 | 383.3333 | 393.3333
122 | 2012006635 | 387.6667 | 377.6667
123 | 2012006635 | 392 | 382
124 | 2012006635 | 395.3333 | 385.3333
125 | 2012006635 | 398.6667 | 388.6667
126 | 2012006635 | 402 | 392
127 | 2012006635 | 404.3333 | 394.3333
128 | 2012006635 | 406.6667 | 396.6667
129 | 2012006635 | 409 | 399
130 | 2012006635 | 409 | 399
131 | 2012006635 | 409 | 399
132 | 2012006635 | 409 | 399
133 | 2012006635 | 408.3333 | 398.3333
134 | 2012006635 | 407.6667 | 397.6667
135 | 2012006635 | 407 | 397
136 | 2012006635 | 407 | 397
137 | 2012006635 | 407 | 397
138 | 2012006635 | 407 | 397
139 | 2012006635 | 407 | 397
140 | 2012006635 | 407 | 397
141 | 2012006635 | 407 | 397
142 | 2012006635 | 406 | 396
143 | 2012006635 | 405 | 395
0 | 2005000669 | 343 | 333
1 | 2005000669 | 344 | 334
2 | 2005000669 | 345 | 335
3 | 2005000669 | 346 | 336
4 | 2005000669 | 348 | 338
5 | 2005000669 | 350 | 340
6 | 2005000669 | 352 | 342
7 | 2005000669 | 353 | 343
8 | 2005000669 | 354 | 344
9 | 2005000669 | 355 | 345
10 | 2005000669 | 356.6667 | 346.6667
11 | 2005000669 | 358.3333 | 348.3333
12 | 2005000669 | 360 | 350
13 | 2005000669 | 363.6667 | 353.6667
14 | 2005000669 | 367.3333 | 357.3333
15 | 2005000669 | 371 | 361
16 | 2005000669 | 373.3333 | 363.3333
17 | 2005000669 | 375.6667 | 365.6667
18 | 2005000669 | 378 | 368
19 | 2005000669 | 378.6667 | 368.6667
20 | 2005000669 | 379.3333 | 369.3333
21 | 2005000669 | 380 | 370
22 | 2005000669 | 381.3333 | 371.3333
23 | 2005000669 | 382.6667 | 372.6667
24 | 2005000669 | 384 | 374
25 | 2005000669 | 385.3333 | 375.3333
26 | 2005000669 | 386.6667 | 376.6667
27 | 2005000669 | 388 | 378
28 | 2005000669 | 387 | 377
29 | 2005000669 | 386 | 376
30 | 2005000669 | 385 | 375
31 | 2005000669 | 383 | 373
32 | 2005000669 | 381 | 371
33 | 2005000669 | 379 | 369
34 | 2005000669 | 378.3333 | 368.3333
35 | 2005000669 | 377.6667 | 367.6667
36 | 2005000669 | 377 | 367
37 | 2005000669 | 377.3333 | 367.3333
38 | 2005000669 | 377.6667 | 367.6667
39 | 2005000669 | 378 | 368
40 | 2005000669 | 379.6667 | 369.6667
41 | 2005000669 | 381.3333 | 371.3333
42 | 2005000669 | 383 | 373
43 | 2005000669 | 385.3333 | 375.3333
44 | 2005000669 | 387.6667 | 377.6667
45 | 2005000669 | 390 | 380
46 | 2005000669 | 391.3333 | 381.3333
47 | 2005000669 | 392.6667 | 382.6667
48 | 2005000669 | 394 | 384
49 | 2005000669 | 393.3333 | 383.3333
50 | 2005000669 | 392.6667 | 382.6667
51 | 2005000669 | 392 | 382
52 | 2005000669 | 387.6667 | 377.6667
53 | 2005000669 | 383.3333 | 373.3333
54 | 2005000669 | 379 | 369
55 | 2005000669 | 372.3333 | 362.3333
56 | 2005000669 | 365.6667 | 355.6667
57 | 2005000669 | 359 | 349
58 | 2005000669 | 353.6667 | 343.6667
59 | 2005000669 | 348.3333 | 338.3333
60 | 2005000669 | 343 | 333
61 | 2005000669 | 338.3333 | 328.3333
62 | 2005000669 | 333.6667 | 323.6667
63 | 2005000669 | 329 | 319
64 | 2005000669 | 326 | 316
65 | 2005000669 | 323 | 313
66 | 2005000669 | 320 | 310
67 | 2005000669 | 318.3333 | 308.3333
68 | 2005000669 | 316.6667 | 306.6667
69 | 2005000669 | 315 | 305
70 | 2005000669 | 315.3333 | 305.3333
71 | 2005000669 | 315.6667 | 305.6667
72 | 2005000669 | 316 | 306
73 | 2005000669 | 316.3333 | 306.3333
74 | 2005000669 | 316.6667 | 306.6667
75 | 2005000669 | 317 | 307
76 | 2005000669 | 316.3333 | 306.3333
77 | 2005000669 | 315.6667 | 305.6667
78 | 2005000669 | 315 | 305
79 | 2005000669 | 314.6667 | 304.6667
80 | 2005000669 | 314.3333 | 304.3333
81 | 2005000669 | 314 | 304
82 | 2005000669 | 316.3333 | 306.3333
83 | 2005000669 | 318.6667 | 308.6667
84 | 2005000669 | 321 | 311
85 | 2005000669 | 323.3333 | 313.3333
86 | 2005000669 | 325.6667 | 315.6667
87 | 2005000669 | 328 | 318
88 | 2005000669 | 328.3333 | 318.3333
89 | 2005000669 | 328.6667 | 318.6667
90 | 2005000669 | 329 | 339
91 | 2005000669 | 329 | 339
92 | 2005000669 | 329 | 339
93 | 2005000669 | 329 | 339
94 | 2005000669 | 328.6667 | 338.6667
95 | 2005000669 | 328.3333 | 338.3333
96 | 2005000669 | 328 | 338
97 | 2005000669 | 327.6667 | 337.6667
98 | 2005000669 | 327.3333 | 337.3333
99 | 2005000669 | 327 | 337
100 | 2005000669 | 328.6667 | 338.6667
101 | 2005000669 | 330.3333 | 340.3333
102 | 2005000669 | 332 | 342
103 | 2005000669 | 334.3333 | 344.3333
104 | 2005000669 | 336.6667 | 346.6667
105 | 2005000669 | 339 | 349
106 | 2005000669 | 339.3333 | 349.3333
107 | 2005000669 | 339.6667 | 349.6667
108 | 2005000669 | 340 | 350
109 | 2005000669 | 342.3333 | 352.3333
110 | 2005000669 | 344.6667 | 354.6667
111 | 2005000669 | 347 | 357
112 | 2005000669 | 349.6667 | 359.6667
113 | 2005000669 | 352.3333 | 362.3333
114 | 2005000669 | 355 | 365
115 | 2005000669 | 360.3333 | 370.3333
116 | 2005000669 | 365.6667 | 375.6667
117 | 2005000669 | 371 | 381
118 | 2005000669 | 373.6667 | 383.6667
119 | 2005000669 | 376.3333 | 386.3333
120 | 2005000669 | 379 | 389
121 | 2005000669 | 383.3333 | 393.3333
122 | 2005000669 | 387.6667 | 377.6667
123 | 2005000669 | 392 | 382
124 | 2005000669 | 395.3333 | 385.3333
125 | 2005000669 | 398.6667 | 388.6667
126 | 2005000669 | 402 | 392
127 | 2005000669 | 404.3333 | 394.3333
128 | 2005000669 | 406.6667 | 396.6667
129 | 2005000669 | 409 | 399
130 | 2005000669 | 409 | 399
131 | 2005000669 | 409 | 399
132 | 2005000669 | 409 | 399
133 | 2005000669 | 408.3333 | 398.3333
134 | 2005000669 | 407.6667 | 397.6667
135 | 2005000669 | 407 | 397
136 | 2005000669 | 407 | 397
137 | 2005000669 | 407 | 397
138 | 2005000669 | 407 | 397
139 | 2005000669 | 407 | 397
140 | 2005000669 | 407 | 397
141 | 2005000669 | 407 | 397
142 | 2005000669 | 406 | 396
143 | 2005000669 | 405 | 395
0 | 2009006740 | 343 | 333
1 | 2009006740 | 344 | 334
2 | 2009006740 | 345 | 335
3 | 2009006740 | 346 | 336
4 | 2009006740 | 348 | 338
5 | 2009006740 | 350 | 340
6 | 2009006740 | 352 | 342
7 | 2009006740 | 353 | 343
8 | 2009006740 | 354 | 344
9 | 2009006740 | 355 | 345
10 | 2009006740 | 356.6667 | 346.6667
11 | 2009006740 | 358.3333 | 348.3333
12 | 2009006740 | 360 | 350
13 | 2009006740 | 363.6667 | 353.6667
14 | 2009006740 | 367.3333 | 357.3333
15 | 2009006740 | 371 | 361
16 | 2009006740 | 373.3333 | 363.3333
17 | 2009006740 | 375.6667 | 365.6667
18 | 2009006740 | 378 | 368
19 | 2009006740 | 378.6667 | 368.6667
20 | 2009006740 | 379.3333 | 369.3333
21 | 2009006740 | 380 | 370
22 | 2009006740 | 381.3333 | 371.3333
23 | 2009006740 | 382.6667 | 372.6667
24 | 2009006740 | 384 | 374
25 | 2009006740 | 385.3333 | 375.3333
26 | 2009006740 | 386.6667 | 376.6667
27 | 2009006740 | 388 | 378
28 | 2009006740 | 387 | 377
29 | 2009006740 | 386 | 376
30 | 2009006740 | 385 | 375
31 | 2009006740 | 383 | 373
32 | 2009006740 | 381 | 371
33 | 2009006740 | 379 | 369
34 | 2009006740 | 378.3333 | 368.3333
35 | 2009006740 | 377.6667 | 367.6667
36 | 2009006740 | 377 | 367
37 | 2009006740 | 377.3333 | 367.3333
38 | 2009006740 | 377.6667 | 367.6667
39 | 2009006740 | 378 | 368
40 | 2009006740 | 379.6667 | 369.6667
41 | 2009006740 | 381.3333 | 371.3333
42 | 2009006740 | 383 | 373
43 | 2009006740 | 385.3333 | 375.3333
44 | 2009006740 | 387.6667 | 377.6667
45 | 2009006740 | 390 | 380
46 | 2009006740 | 391.3333 | 381.3333
47 | 2009006740 | 392.6667 | 382.6667
48 | 2009006740 | 394 | 384
49 | 2009006740 | 393.3333 | 383.3333
50 | 2009006740 | 392.6667 | 382.6667
51 | 2009006740 | 392 | 382
52 | 2009006740 | 387.6667 | 377.6667
53 | 2009006740 | 383.3333 | 373.3333
54 | 2009006740 | 379 | 369
55 | 2009006740 | 372.3333 | 362.3333
56 | 2009006740 | 365.6667 | 355.6667
57 | 2009006740 | 359 | 349
58 | 2009006740 | 353.6667 | 343.6667
59 | 2009006740 | 348.3333 | 338.3333
60 | 2009006740 | 343 | 333
61 | 2009006740 | 338.3333 | 328.3333
62 | 2009006740 | 333.6667 | 323.6667
63 | 2009006740 | 329 | 319
64 | 2009006740 | 326 | 316
65 | 2009006740 | 323 | 313
66 | 2009006740 | 320 | 310
67 | 2009006740 | 318.3333 | 308.3333
68 | 2009006740 | 316.6667 | 306.6667
69 | 2009006740 | 315 | 305
70 | 2009006740 | 315.3333 | 305.3333
71 | 2009006740 | 315.6667 | 305.6667
72 | 2009006740 | 316 | 306
73 | 2009006740 | 316.3333 | 306.3333
74 | 2009006740 | 316.6667 | 306.6667
75 | 2009006740 | 317 | 307
76 | 2009006740 | 316.3333 | 306.3333
77 | 2009006740 | 315.6667 | 305.6667
78 | 2009006740 | 315 | 305
79 | 2009006740 | 314.6667 | 304.6667
80 | 2009006740 | 314.3333 | 304.3333
81 | 2009006740 | 314 | 304
82 | 2009006740 | 316.3333 | 306.3333
83 | 2009006740 | 318.6667 | 308.6667
84 | 2009006740 | 321 | 311
85 | 2009006740 | 323.3333 | 313.3333
86 | 2009006740 | 325.6667 | 315.6667
87 | 2009006740 | 328 | 318
88 | 2009006740 | 328.3333 | 318.3333
89 | 2009006740 | 328.6667 | 318.6667
90 | 2009006740 | 329 | 339
91 | 2009006740 | 329 | 339
92 | 2009006740 | 329 | 339
93 | 2009006740 | 329 | 339
94 | 2009006740 | 328.6667 | 338.6667
95 | 2009006740 | 328.3333 | 338.3333
96 | 2009006740 | 328 | 338
97 | 2009006740 | 327.6667 | 337.6667
98 | 2009006740 | 327.3333 | 337.3333
99 | 2009006740 | 327 | 337
100 | 2009006740 | 328.6667 | 338.6667
101 | 2009006740 | 330.3333 | 340.3333
102 | 2009006740 | 332 | 342
103 | 2009006740 | 334.3333 | 344.3333
104 | 2009006740 | 336.6667 | 346.6667
105 | 2009006740 | 339 | 349
106 | 2009006740 | 339.3333 | 349.3333
107 | 2009006740 | 339.6667 | 349.6667
108 | 2009006740 | 340 | 350
109 | 2009006740 | 342.3333 | 352.3333
110 | 2009006740 | 344.6667 | 354.6667
111 | 2009006740 | 347 | 357
112 | 2009006740 | 349.6667 | 359.6667
113 | 2009006740 | 352.3333 | 362.3333
114 | 2009006740 | 355 | 365
115 | 2009006740 | 360.3333 | 370.3333
116 | 2009006740 | 365.6667 | 375.6667
117 | 2009006740 | 371 | 381
118 | 2009006740 | 373.6667 | 383.6667
119 | 2009006740 | 376.3333 | 386.3333
120 | 2009006740 | 379 | 389
121 | 2009006740 | 383.3333 | 393.3333
122 | 2009006740 | 387.6667 | 377.6667
123 | 2009006740 | 392 | 382
124 | 2009006740 | 395.3333 | 385.3333
125 | 2009006740 | 398.6667 | 388.6667
126 | 2009006740 | 402 | 392
127 | 2009006740 | 404.3333 | 394.3333
128 | 2009006740 | 406.6667 | 396.6667
129 | 2009006740 | 409 | 399
130 | 2009006740 | 409 | 399
131 | 2009006740 | 409 | 399
132 | 2009006740 | 409 | 399
133 | 2009006740 | 408.3333 | 398.3333
134 | 2009006740 | 407.6667 | 397.6667
135 | 2009006740 | 407 | 397
136 | 2009006740 | 407 | 397
137 | 2009006740 | 407 | 397
138 | 2009006740 | 407 | 397
139 | 2009006740 | 407 | 397
140 | 2009006740 | 407 | 397
141 | 2009006740 | 407 | 397
142 | 2009006740 | 406 | 396
143 | 2009006740 | 405 | 395
0 | 2007003951 | 343 | 333
1 | 2007003951 | 344 | 334
2 | 2007003951 | 345 | 335
3 | 2007003951 | 346 | 336
4 | 2007003951 | 348 | 338
5 | 2007003951 | 350 | 340
6 | 2007003951 | 352 | 342
7 | 2007003951 | 353 | 343
8 | 2007003951 | 354 | 344
9 | 2007003951 | 355 | 345
10 | 2007003951 | 356.6667 | 346.6667
11 | 2007003951 | 358.3333 | 348.3333
12 | 2007003951 | 360 | 350
13 | 2007003951 | 363.6667 | 353.6667
14 | 2007003951 | 367.3333 | 357.3333
15 | 2007003951 | 371 | 361
16 | 2007003951 | 373.3333 | 363.3333
17 | 2007003951 | 375.6667 | 365.6667
18 | 2007003951 | 378 | 368
19 | 2007003951 | 378.6667 | 368.6667
20 | 2007003951 | 379.3333 | 369.3333
21 | 2007003951 | 380 | 370
22 | 2007003951 | 381.3333 | 371.3333
23 | 2007003951 | 382.6667 | 372.6667
24 | 2007003951 | 384 | 374
25 | 2007003951 | 385.3333 | 375.3333
26 | 2007003951 | 386.6667 | 376.6667
27 | 2007003951 | 388 | 378
28 | 2007003951 | 387 | 377
29 | 2007003951 | 386 | 376
30 | 2007003951 | 385 | 375
31 | 2007003951 | 383 | 373
32 | 2007003951 | 381 | 371
33 | 2007003951 | 379 | 369
34 | 2007003951 | 378.3333 | 368.3333
35 | 2007003951 | 377.6667 | 367.6667
36 | 2007003951 | 377 | 367
37 | 2007003951 | 377.3333 | 367.3333
38 | 2007003951 | 377.6667 | 367.6667
39 | 2007003951 | 378 | 368
40 | 2007003951 | 379.6667 | 369.6667
41 | 2007003951 | 381.3333 | 371.3333
42 | 2007003951 | 383 | 373
43 | 2007003951 | 385.3333 | 375.3333
44 | 2007003951 | 387.6667 | 377.6667
45 | 2007003951 | 390 | 380
46 | 2007003951 | 391.3333 | 381.3333
47 | 2007003951 | 392.6667 | 382.6667
48 | 2007003951 | 394 | 384
49 | 2007003951 | 393.3333 | 383.3333
50 | 2007003951 | 392.6667 | 382.6667
51 | 2007003951 | 392 | 382
52 | 2007003951 | 387.6667 | 377.6667
53 | 2007003951 | 383.3333 | 373.3333
54 | 2007003951 | 379 | 369
55 | 2007003951 | 372.3333 | 362.3333
56 | 2007003951 | 365.6667 | 355.6667
57 | 2007003951 | 359 | 349
58 | 2007003951 | 353.6667 | 343.6667
59 | 2007003951 | 348.3333 | 338.3333
60 | 2007003951 | 343 | 333
61 | 2007003951 | 338.3333 | 328.3333
62 | 2007003951 | 333.6667 | 323.6667
63 | 2007003951 | 329 | 319
64 | 2007003951 | 326 | 316
65 | 2007003951 | 323 | 313
66 | 2007003951 | 320 | 310
67 | 2007003951 | 318.3333 | 308.3333
68 | 2007003951 | 316.6667 | 306.6667
69 | 2007003951 | 315 | 305
70 | 2007003951 | 315.3333 | 305.3333
71 | 2007003951 | 315.6667 | 305.6667
72 | 2007003951 | 316 | 306
73 | 2007003951 | 316.3333 | 306.3333
74 | 2007003951 | 316.6667 | 306.6667
75 | 2007003951 | 317 | 307
76 | 2007003951 | 316.3333 | 306.3333
77 | 2007003951 | 315.6667 | 305.6667
78 | 2007003951 | 315 | 305
79 | 2007003951 | 314.6667 | 304.6667
80 | 2007003951 | 314.3333 | 304.3333
81 | 2007003951 | 314 | 304
82 | 2007003951 | 316.3333 | 306.3333
83 | 2007003951 | 318.6667 | 308.6667
84 | 2007003951 | 321 | 311
85 | 2007003951 | 323.3333 | 313.3333
86 | 2007003951 | 325.6667 | 315.6667
87 | 2007003951 | 328 | 318
88 | 2007003951 | 328.3333 | 318.3333
89 | 2007003951 | 328.6667 | 318.6667
90 | 2007003951 | 329 | 339
91 | 2007003951 | 329 | 339
92 | 2007003951 | 329 | 339
93 | 2007003951 | 329 | 339
94 | 2007003951 | 328.6667 | 338.6667
95 | 2007003951 | 328.3333 | 338.3333
96 | 2007003951 | 328 | 338
97 | 2007003951 | 327.6667 | 337.6667
98 | 2007003951 | 327.3333 | 337.3333
99 | 2007003951 | 327 | 337
100 | 2007003951 | 328.6667 | 338.6667
101 | 2007003951 | 330.3333 | 340.3333
102 | 2007003951 | 332 | 342
103 | 2007003951 | 334.3333 | 344.3333
104 | 2007003951 | 336.6667 | 346.6667
105 | 2007003951 | 339 | 349
106 | 2007003951 | 339.3333 | 349.3333
107 | 2007003951 | 339.6667 | 349.6667
108 | 2007003951 | 340 | 350
109 | 2007003951 | 342.3333 | 352.3333
110 | 2007003951 | 344.6667 | 354.6667
111 | 2007003951 | 347 | 357
112 | 2007003951 | 349.6667 | 359.6667
113 | 2007003951 | 352.3333 | 362.3333
114 | 2007003951 | 355 | 365
115 | 2007003951 | 360.3333 | 370.3333
116 | 2007003951 | 365.6667 | 375.6667
117 | 2007003951 | 371 | 381
118 | 2007003951 | 373.6667 | 383.6667
119 | 2007003951 | 376.3333 | 386.3333
120 | 2007003951 | 379 | 389
121 | 2007003951 | 383.3333 | 393.3333
122 | 2007003951 | 387.6667 | 377.6667
123 | 2007003951 | 392 | 382
124 | 2007003951 | 395.3333 | 385.3333
125 | 2007003951 | 398.6667 | 388.6667
126 | 2007003951 | 402 | 392
127 | 2007003951 | 404.3333 | 394.3333
128 | 2007003951 | 406.6667 | 396.6667
129 | 2007003951 | 409 | 399
130 | 2007003951 | 409 | 399
131 | 2007003951 | 409 | 399
132 | 2007003951 | 409 | 399
133 | 2007003951 | 408.3333 | 398.3333
134 | 2007003951 | 407.6667 | 397.6667
135 | 2007003951 | 407 | 397
136 | 2007003951 | 407 | 397
137 | 2007003951 | 407 | 397
138 | 2007003951 | 407 | 397
139 | 2007003951 | 407 | 397
140 | 2007003951 | 407 | 397
141 | 2007003951 | 407 | 397
142 | 2007003951 | 406 | 396
143 | 2007003951 | 405 | 395
0 | 2008009247 | 343 | 333
1 | 2008009247 | 344 | 334
2 | 2008009247 | 345 | 335
3 | 2008009247 | 346 | 336
4 | 2008009247 | 348 | 338
5 | 2008009247 | 350 | 340
6 | 2008009247 | 352 | 342
7 | 2008009247 | 353 | 343
8 | 2008009247 | 354 | 344
9 | 2008009247 | 355 | 345
10 | 2008009247 | 356.6667 | 346.6667
11 | 2008009247 | 358.3333 | 348.3333
12 | 2008009247 | 360 | 350
13 | 2008009247 | 363.6667 | 353.6667
14 | 2008009247 | 367.3333 | 357.3333
15 | 2008009247 | 371 | 361
16 | 2008009247 | 373.3333 | 363.3333
17 | 2008009247 | 375.6667 | 365.6667
18 | 2008009247 | 378 | 368
19 | 2008009247 | 378.6667 | 368.6667
20 | 2008009247 | 379.3333 | 369.3333
21 | 2008009247 | 380 | 370
22 | 2008009247 | 381.3333 | 371.3333
23 | 2008009247 | 382.6667 | 372.6667
24 | 2008009247 | 384 | 374
25 | 2008009247 | 385.3333 | 375.3333
26 | 2008009247 | 386.6667 | 376.6667
27 | 2008009247 | 388 | 378
28 | 2008009247 | 387 | 377
29 | 2008009247 | 386 | 376
30 | 2008009247 | 385 | 375
31 | 2008009247 | 383 | 373
32 | 2008009247 | 381 | 371
33 | 2008009247 | 379 | 369
34 | 2008009247 | 378.3333 | 368.3333
35 | 2008009247 | 377.6667 | 367.6667
36 | 2008009247 | 377 | 367
37 | 2008009247 | 377.3333 | 367.3333
38 | 2008009247 | 377.6667 | 367.6667
39 | 2008009247 | 378 | 368
40 | 2008009247 | 379.6667 | 369.6667
41 | 2008009247 | 381.3333 | 371.3333
42 | 2008009247 | 383 | 373
43 | 2008009247 | 385.3333 | 375.3333
44 | 2008009247 | 387.6667 | 377.6667
45 | 2008009247 | 390 | 380
46 | 2008009247 | 391.3333 | 381.3333
47 | 2008009247 | 392.6667 | 382.6667
48 | 2008009247 | 394 | 384
49 | 2008009247 | 393.3333 | 383.3333
50 | 2008009247 | 392.6667 | 382.6667
51 | 2008009247 | 392 | 382
52 | 2008009247 | 387.6667 | 377.6667
53 | 2008009247 | 383.3333 | 373.3333
54 | 2008009247 | 379 | 369
55 | 2008009247 | 372.3333 | 362.3333
56 | 2008009247 | 365.6667 | 355.6667
57 | 2008009247 | 359 | 349
58 | 2008009247 | 353.6667 | 343.6667
59 | 2008009247 | 348.3333 | 338.3333
60 | 2008009247 | 343 | 333
61 | 2008009247 | 338.3333 | 328.3333
62 | 2008009247 | 333.6667 | 323.6667
63 | 2008009247 | 329 | 319
64 | 2008009247 | 326 | 316
65 | 2008009247 | 323 | 313
66 | 2008009247 | 320 | 310
67 | 2008009247 | 318.3333 | 308.3333
68 | 2008009247 | 316.6667 | 306.6667
69 | 2008009247 | 315 | 305
70 | 2008009247 | 315.3333 | 305.3333
71 | 2008009247 | 315.6667 | 305.6667
72 | 2008009247 | 316 | 306
73 | 2008009247 | 316.3333 | 306.3333
74 | 2008009247 | 316.6667 | 306.6667
75 | 2008009247 | 317 | 307
76 | 2008009247 | 316.3333 | 306.3333
77 | 2008009247 | 315.6667 | 305.6667
78 | 2008009247 | 315 | 305
79 | 2008009247 | 314.6667 | 304.6667
80 | 2008009247 | 314.3333 | 304.3333
81 | 2008009247 | 314 | 304
82 | 2008009247 | 316.3333 | 306.3333
83 | 2008009247 | 318.6667 | 308.6667
84 | 2008009247 | 321 | 311
85 | 2008009247 | 323.3333 | 313.3333
86 | 2008009247 | 325.6667 | 315.6667
87 | 2008009247 | 328 | 318
88 | 2008009247 | 328.3333 | 318.3333
89 | 2008009247 | 328.6667 | 318.6667
90 | 2008009247 | 329 | 339
91 | 2008009247 | 329 | 339
92 | 2008009247 | 329 | 339
93 | 2008009247 | 329 | 339
94 | 2008009247 | 328.6667 | 338.6667
95 | 2008009247 | 328.3333 | 338.3333
96 | 2008009247 | 328 | 338
97 | 2008009247 | 327.6667 | 337.6667
98 | 2008009247 | 327.3333 | 337.3333
99 | 2008009247 | 327 | 337
100 | 2008009247 | 328.6667 | 338.6667
101 | 2008009247 | 330.3333 | 340.3333
102 | 2008009247 | 332 | 342
103 | 2008009247 | 334.3333 | 344.3333
104 | 2008009247 | 336.6667 | 346.6667
105 | 2008009247 | 339 | 349
106 | 2008009247 | 339.3333 | 349.3333
107 | 2008009247 | 339.6667 | 349.6667
108 | 2008009247 | 340 | 350
109 | 2008009247 | 342.3333 | 352.3333
110 | 2008009247 | 344.6667 | 354.6667
111 | 2008009247 | 347 | 357
112 | 2008009247 | 349.6667 | 359.6667
113 | 2008009247 | 352.3333 | 362.3333
114 | 2008009247 | 355 | 365
115 | 2008009247 | 360.3333 | 370.3333
116 | 2008009247 | 365.6667 | 375.6667
117 | 2008009247 | 371 | 381
118 | 2008009247 | 373.6667 | 383.6667
119 | 2008009247 | 376.3333 | 386.3333
120 | 2008009247 | 379 | 389
121 | 2008009247 | 383.3333 | 393.3333
122 | 2008009247 | 387.6667 | 377.6667
123 | 2008009247 | 392 | 382
124 | 2008009247 | 395.3333 | 385.3333
125 | 2008009247 | 398.6667 | 388.6667
126 | 2008009247 | 402 | 392
127 | 2008009247 | 404.3333 | 394.3333
128 | 2008009247 | 406.6667 | 396.6667
129 | 2008009247 | 409 | 399
130 | 2008009247 | 409 | 399
131 | 2008009247 | 409 | 399
132 | 2008009247 | 409 | 399
133 | 2008009247 | 408.3333 | 398.3333
134 | 2008009247 | 407.6667 | 397.6667
135 | 2008009247 | 407 | 397
136 | 2008009247 | 407 | 397
137 | 2008009247 | 407 | 397
138 | 2008009247 | 407 | 397
139 | 2008009247 | 407 | 397
140 | 2008009247 | 407 | 397
141 | 2008009247 | 407 | 397
142 | 2008009247 | 406 | 396
143 | 2008009247 | 405 | 395
0 | 2007001665 | 343 | 333
1 | 2007001665 | 344 | 334
2 | 2007001665 | 345 | 335
3 | 2007001665 | 346 | 336
4 | 2007001665 | 348 | 338
5 | 2007001665 | 350 | 340
6 | 2007001665 | 352 | 342
7 | 2007001665 | 353 | 343
8 | 2007001665 | 354 | 344
9 | 2007001665 | 355 | 345
10 | 2007001665 | 356.6667 | 346.6667
11 | 2007001665 | 358.3333 | 348.3333
12 | 2007001665 | 360 | 350
13 | 2007001665 | 363.6667 | 353.6667
14 | 2007001665 | 367.3333 | 357.3333
15 | 2007001665 | 371 | 361
16 | 2007001665 | 373.3333 | 363.3333
17 | 2007001665 | 375.6667 | 365.6667
18 | 2007001665 | 378 | 368
19 | 2007001665 | 378.6667 | 368.6667
20 | 2007001665 | 379.3333 | 369.3333
21 | 2007001665 | 380 | 370
22 | 2007001665 | 381.3333 | 371.3333
23 | 2007001665 | 382.6667 | 372.6667
24 | 2007001665 | 384 | 374
25 | 2007001665 | 385.3333 | 375.3333
26 | 2007001665 | 386.6667 | 376.6667
27 | 2007001665 | 388 | 378
28 | 2007001665 | 387 | 377
29 | 2007001665 | 386 | 376
30 | 2007001665 | 385 | 375
31 | 2007001665 | 383 | 373
32 | 2007001665 | 381 | 371
33 | 2007001665 | 379 | 369
34 | 2007001665 | 378.3333 | 368.3333
35 | 2007001665 | 377.6667 | 367.6667
36 | 2007001665 | 377 | 367
37 | 2007001665 | 377.3333 | 367.3333
38 | 2007001665 | 377.6667 | 367.6667
39 | 2007001665 | 378 | 368
40 | 2007001665 | 379.6667 | 369.6667
41 | 2007001665 | 381.3333 | 371.3333
42 | 2007001665 | 383 | 373
43 | 2007001665 | 385.3333 | 375.3333
44 | 2007001665 | 387.6667 | 377.6667
45 | 2007001665 | 390 | 380
46 | 2007001665 | 391.3333 | 381.3333
47 | 2007001665 | 392.6667 | 382.6667
48 | 2007001665 | 394 | 384
49 | 2007001665 | 393.3333 | 383.3333
50 | 2007001665 | 392.6667 | 382.6667
51 | 2007001665 | 392 | 382
52 | 2007001665 | 387.6667 | 377.6667
53 | 2007001665 | 383.3333 | 373.3333
54 | 2007001665 | 379 | 369
55 | 2007001665 | 372.3333 | 362.3333
56 | 2007001665 | 365.6667 | 355.6667
57 | 2007001665 | 359 | 349
58 | 2007001665 | 353.6667 | 343.6667
59 | 2007001665 | 348.3333 | 338.3333
60 | 2007001665 | 343 | 333
61 | 2007001665 | 338.3333 | 328.3333
62 | 2007001665 | 333.6667 | 323.6667
63 | 2007001665 | 329 | 319
64 | 2007001665 | 326 | 316
65 | 2007001665 | 323 | 313
66 | 2007001665 | 320 | 310
67 | 2007001665 | 318.3333 | 308.3333
68 | 2007001665 | 316.6667 | 306.6667
69 | 2007001665 | 315 | 305
70 | 2007001665 | 315.3333 | 305.3333
71 | 2007001665 | 315.6667 | 305.6667
72 | 2007001665 | 316 | 306
73 | 2007001665 | 316.3333 | 306.3333
74 | 2007001665 | 316.6667 | 306.6667
75 | 2007001665 | 317 | 307
76 | 2007001665 | 316.3333 | 306.3333
77 | 2007001665 | 315.6667 | 305.6667
78 | 2007001665 | 315 | 305
79 | 2007001665 | 314.6667 | 304.6667
80 | 2007001665 | 314.3333 | 304.3333
81 | 2007001665 | 314 | 304
82 | 2007001665 | 316.3333 | 306.3333
83 | 2007001665 | 318.6667 | 308.6667
84 | 2007001665 | 321 | 311
85 | 2007001665 | 323.3333 | 313.3333
86 | 2007001665 | 325.6667 | 315.6667
87 | 2007001665 | 328 | 318
88 | 2007001665 | 328.3333 | 318.3333
89 | 2007001665 | 328.6667 | 318.6667
90 | 2007001665 | 329 | 339
91 | 2007001665 | 329 | 339
92 | 2007001665 | 329 | 339
93 | 2007001665 | 329 | 339
94 | 2007001665 | 328.6667 | 338.6667
95 | 2007001665 | 328.3333 | 338.3333
96 | 2007001665 | 328 | 338
97 | 2007001665 | 327.6667 | 337.6667
98 | 2007001665 | 327.3333 | 337.3333
99 | 2007001665 | 327 | 337
100 | 2007001665 | 328.6667 | 338.6667
101 | 2007001665 | 330.3333 | 340.3333
102 | 2007001665 | 332 | 342
103 | 2007001665 | 334.3333 | 344.3333
104 | 2007001665 | 336.6667 | 346.6667
105 | 2007001665 | 339 | 349
106 | 2007001665 | 339.3333 | 349.3333
107 | 2007001665 | 339.6667 | 349.6667
108 | 2007001665 | 340 | 350
109 | 2007001665 | 342.3333 | 352.3333
110 | 2007001665 | 344.6667 | 354.6667
111 | 2007001665 | 347 | 357
112 | 2007001665 | 349.6667 | 359.6667
113 | 2007001665 | 352.3333 | 362.3333
114 | 2007001665 | 355 | 365
115 | 2007001665 | 360.3333 | 370.3333
116 | 2007001665 | 365.6667 | 375.6667
117 | 2007001665 | 371 | 381
118 | 2007001665 | 373.6667 | 383.6667
119 | 2007001665 | 376.3333 | 386.3333
120 | 2007001665 | 379 | 389
121 | 2007001665 | 383.3333 | 393.3333
122 | 2007001665 | 387.6667 | 377.6667
123 | 2007001665 | 392 | 382
124 | 2007001665 | 395.3333 | 385.3333
125 | 2007001665 | 398.6667 | 388.6667
126 | 2007001665 | 402 | 392
127 | 2007001665 | 404.3333 | 394.3333
128 | 2007001665 | 406.6667 | 396.6667
129 | 2007001665 | 409 | 399
130 | 2007001665 | 409 | 399
131 | 2007001665 | 409 | 399
132 | 2007001665 | 409 | 399
133 | 2007001665 | 408.3333 | 398.3333
134 | 2007001665 | 407.6667 | 397.6667
135 | 2007001665 | 407 | 397
136 | 2007001665 | 407 | 397
137 | 2007001665 | 407 | 397
138 | 2007001665 | 407 | 397
139 | 2007001665 | 407 | 397
140 | 2007001665 | 407 | 397
141 | 2007001665 | 407 | 397
142 | 2007001665 | 406 | 396
143 | 2007001665 | 405 | 395
0 | 2005002347 | 343 | 333
1 | 2005002347 | 344 | 334
2 | 2005002347 | 345 | 335
3 | 2005002347 | 346 | 336
4 | 2005002347 | 348 | 338
5 | 2005002347 | 350 | 340
6 | 2005002347 | 352 | 342
7 | 2005002347 | 353 | 343
8 | 2005002347 | 354 | 344
9 | 2005002347 | 355 | 345
10 | 2005002347 | 356.6667 | 346.6667
11 | 2005002347 | 358.3333 | 348.3333
12 | 2005002347 | 360 | 350
13 | 2005002347 | 363.6667 | 353.6667
14 | 2005002347 | 367.3333 | 357.3333
15 | 2005002347 | 371 | 361
16 | 2005002347 | 373.3333 | 363.3333
17 | 2005002347 | 375.6667 | 365.6667
18 | 2005002347 | 378 | 368
19 | 2005002347 | 378.6667 | 368.6667
20 | 2005002347 | 379.3333 | 369.3333
21 | 2005002347 | 380 | 370
22 | 2005002347 | 381.3333 | 371.3333
23 | 2005002347 | 382.6667 | 372.6667
24 | 2005002347 | 384 | 374
25 | 2005002347 | 385.3333 | 375.3333
26 | 2005002347 | 386.6667 | 376.6667
27 | 2005002347 | 388 | 378
28 | 2005002347 | 387 | 377
29 | 2005002347 | 386 | 376
30 | 2005002347 | 385 | 375
31 | 2005002347 | 383 | 373
32 | 2005002347 | 381 | 371
33 | 2005002347 | 379 | 369
34 | 2005002347 | 378.3333 | 368.3333
35 | 2005002347 | 377.6667 | 367.6667
36 | 2005002347 | 377 | 367
37 | 2005002347 | 377.3333 | 367.3333
38 | 2005002347 | 377.6667 | 367.6667
39 | 2005002347 | 378 | 368
40 | 2005002347 | 379.6667 | 369.6667
41 | 2005002347 | 381.3333 | 371.3333
42 | 2005002347 | 383 | 373
43 | 2005002347 | 385.3333 | 375.3333
44 | 2005002347 | 387.6667 | 377.6667
45 | 2005002347 | 390 | 380
46 | 2005002347 | 391.3333 | 381.3333
47 | 2005002347 | 392.6667 | 382.6667
48 | 2005002347 | 394 | 384
49 | 2005002347 | 393.3333 | 383.3333
50 | 2005002347 | 392.6667 | 382.6667
51 | 2005002347 | 392 | 382
52 | 2005002347 | 387.6667 | 377.6667
53 | 2005002347 | 383.3333 | 373.3333
54 | 2005002347 | 379 | 369
55 | 2005002347 | 372.3333 | 362.3333
56 | 2005002347 | 365.6667 | 355.6667
57 | 2005002347 | 359 | 349
58 | 2005002347 | 353.6667 | 343.6667
59 | 2005002347 | 348.3333 | 338.3333
60 | 2005002347 | 343 | 333
61 | 2005002347 | 338.3333 | 328.3333
62 | 2005002347 | 333.6667 | 323.6667
63 | 2005002347 | 329 | 319
64 | 2005002347 | 326 | 316
65 | 2005002347 | 323 | 313
66 | 2005002347 | 320 | 310
67 | 2005002347 | 318.3333 | 308.3333
68 | 2005002347 | 316.6667 | 306.6667
69 | 2005002347 | 315 | 305
70 | 2005002347 | 315.3333 | 305.3333
71 | 2005002347 | 315.6667 | 305.6667
72 | 2005002347 | 316 | 306
73 | 2005002347 | 316.3333 | 306.3333
74 | 2005002347 | 316.6667 | 306.6667
75 | 2005002347 | 317 | 307
76 | 2005002347 | 316.3333 | 306.3333
77 | 2005002347 | 315.6667 | 305.6667
78 | 2005002347 | 315 | 305
79 | 2005002347 | 314.6667 | 304.6667
80 | 2005002347 | 314.3333 | 304.3333
81 | 2005002347 | 314 | 304
82 | 2005002347 | 316.3333 | 306.3333
83 | 2005002347 | 318.6667 | 308.6667
84 | 2005002347 | 321 | 311
85 | 2005002347 | 323.3333 | 313.3333
86 | 2005002347 | 325.6667 | 315.6667
87 | 2005002347 | 328 | 318
88 | 2005002347 | 328.3333 | 318.3333
89 | 2005002347 | 328.6667 | 318.6667
90 | 2005002347 | 329 | 339
91 | 2005002347 | 329 | 339
92 | 2005002347 | 329 | 339
93 | 2005002347 | 329 | 339
94 | 2005002347 | 328.6667 | 338.6667
95 | 2005002347 | 328.3333 | 338.3333
96 | 2005002347 | 328 | 338
97 | 2005002347 | 327.6667 | 337.6667
98 | 2005002347 | 327.3333 | 337.3333
99 | 2005002347 | 327 | 337
100 | 2005002347 | 328.6667 | 338.6667
101 | 2005002347 | 330.3333 | 340.3333
102 | 2005002347 | 332 | 342
103 | 2005002347 | 334.3333 | 344.3333
104 | 2005002347 | 336.6667 | 346.6667
105 | 2005002347 | 339 | 349
106 | 2005002347 | 339.3333 | 349.3333
107 | 2005002347 | 339.6667 | 349.6667
108 | 2005002347 | 340 | 350
109 | 2005002347 | 342.3333 | 352.3333
110 | 2005002347 | 344.6667 | 354.6667
111 | 2005002347 | 347 | 357
112 | 2005002347 | 349.6667 | 359.6667
113 | 2005002347 | 352.3333 | 362.3333
114 | 2005002347 | 355 | 365
115 | 2005002347 | 360.3333 | 370.3333
116 | 2005002347 | 365.6667 | 375.6667
117 | 2005002347 | 371 | 381
118 | 2005002347 | 373.6667 | 383.6667
119 | 2005002347 | 376.3333 | 386.3333
120 | 2005002347 | 379 | 389
121 | 2005002347 | 383.3333 | 393.3333
122 | 2005002347 | 387.6667 | 377.6667
123 | 2005002347 | 392 | 382
124 | 2005002347 | 395.3333 | 385.3333
125 | 2005002347 | 398.6667 | 388.6667
126 | 2005002347 | 402 | 392
127 | 2005002347 | 404.3333 | 394.3333
128 | 2005002347 | 406.6667 | 396.6667
129 | 2005002347 | 409 | 399
130 | 2005002347 | 409 | 399
131 | 2005002347 | 409 | 399
132 | 2005002347 | 409 | 399
133 | 2005002347 | 408.3333 | 398.3333
134 | 2005002347 | 407.6667 | 397.6667
135 | 2005002347 | 407 | 397
136 | 2005002347 | 407 | 397
137 | 2005002347 | 407 | 397
138 | 2005002347 | 407 | 397
139 | 2005002347 | 407 | 397
140 | 2005002347 | 407 | 397
141 | 2005002347 | 407 | 397
142 | 2005002347 | 406 | 396
143 | 2005002347 | 405 | 395
0 | 2002004266 | 343 | 333
1 | 2002004266 | 344 | 334
2 | 2002004266 | 345 | 335
3 | 2002004266 | 346 | 336
4 | 2002004266 | 348 | 338
5 | 2002004266 | 350 | 340
6 | 2002004266 | 352 | 342
7 | 2002004266 | 353 | 343
8 | 2002004266 | 354 | 344
9 | 2002004266 | 355 | 345
10 | 2002004266 | 356.6667 | 346.6667
11 | 2002004266 | 358.3333 | 348.3333
12 | 2002004266 | 360 | 350
13 | 2002004266 | 363.6667 | 353.6667
14 | 2002004266 | 367.3333 | 357.3333
15 | 2002004266 | 371 | 361
16 | 2002004266 | 373.3333 | 363.3333
17 | 2002004266 | 375.6667 | 365.6667
18 | 2002004266 | 378 | 368
19 | 2002004266 | 378.6667 | 368.6667
20 | 2002004266 | 379.3333 | 369.3333
21 | 2002004266 | 380 | 370
22 | 2002004266 | 381.3333 | 371.3333
23 | 2002004266 | 382.6667 | 372.6667
24 | 2002004266 | 384 | 374
25 | 2002004266 | 385.3333 | 375.3333
26 | 2002004266 | 386.6667 | 376.6667
27 | 2002004266 | 388 | 378
28 | 2002004266 | 387 | 377
29 | 2002004266 | 386 | 376
30 | 2002004266 | 385 | 375
31 | 2002004266 | 383 | 373
32 | 2002004266 | 381 | 371
33 | 2002004266 | 379 | 369
34 | 2002004266 | 378.3333 | 368.3333
35 | 2002004266 | 377.6667 | 367.6667
36 | 2002004266 | 377 | 367
37 | 2002004266 | 377.3333 | 367.3333
38 | 2002004266 | 377.6667 | 367.6667
39 | 2002004266 | 378 | 368
40 | 2002004266 | 379.6667 | 369.6667
41 | 2002004266 | 381.3333 | 371.3333
42 | 2002004266 | 383 | 373
43 | 2002004266 | 385.3333 | 375.3333
44 | 2002004266 | 387.6667 | 377.6667
45 | 2002004266 | 390 | 380
46 | 2002004266 | 391.3333 | 381.3333
47 | 2002004266 | 392.6667 | 382.6667
48 | 2002004266 | 394 | 384
49 | 2002004266 | 393.3333 | 383.3333
50 | 2002004266 | 392.6667 | 382.6667
51 | 2002004266 | 392 | 382
52 | 2002004266 | 387.6667 | 377.6667
53 | 2002004266 | 383.3333 | 373.3333
54 | 2002004266 | 379 | 369
55 | 2002004266 | 372.3333 | 362.3333
56 | 2002004266 | 365.6667 | 355.6667
57 | 2002004266 | 359 | 349
58 | 2002004266 | 353.6667 | 343.6667
59 | 2002004266 | 348.3333 | 338.3333
60 | 2002004266 | 343 | 333
61 | 2002004266 | 338.3333 | 328.3333
62 | 2002004266 | 333.6667 | 323.6667
63 | 2002004266 | 329 | 319
64 | 2002004266 | 326 | 316
65 | 2002004266 | 323 | 313
66 | 2002004266 | 320 | 310
67 | 2002004266 | 318.3333 | 308.3333
68 | 2002004266 | 316.6667 | 306.6667
69 | 2002004266 | 315 | 305
70 | 2002004266 | 315.3333 | 305.3333
71 | 2002004266 | 315.6667 | 305.6667
72 | 2002004266 | 316 | 306
73 | 2002004266 | 316.3333 | 306.3333
74 | 2002004266 | 316.6667 | 306.6667
75 | 2002004266 | 317 | 307
76 | 2002004266 | 316.3333 | 306.3333
77 | 2002004266 | 315.6667 | 305.6667
78 | 2002004266 | 315 | 305
79 | 2002004266 | 314.6667 | 304.6667
80 | 2002004266 | 314.3333 | 304.3333
81 | 2002004266 | 314 | 304
82 | 2002004266 | 316.3333 | 306.3333
83 | 2002004266 | 318.6667 | 308.6667
84 | 2002004266 | 321 | 311
85 | 2002004266 | 323.3333 | 313.3333
86 | 2002004266 | 325.6667 | 315.6667
87 | 2002004266 | 328 | 318
88 | 2002004266 | 328.3333 | 318.3333
89 | 2002004266 | 328.6667 | 318.6667
90 | 2002004266 | 329 | 339
91 | 2002004266 | 329 | 339
92 | 2002004266 | 329 | 339
93 | 2002004266 | 329 | 339
94 | 2002004266 | 328.6667 | 338.6667
95 | 2002004266 | 328.3333 | 338.3333
96 | 2002004266 | 328 | 338
97 | 2002004266 | 327.6667 | 337.6667
98 | 2002004266 | 327.3333 | 337.3333
99 | 2002004266 | 327 | 337
100 | 2002004266 | 328.6667 | 338.6667
101 | 2002004266 | 330.3333 | 340.3333
102 | 2002004266 | 332 | 342
103 | 2002004266 | 334.3333 | 344.3333
104 | 2002004266 | 336.6667 | 346.6667
105 | 2002004266 | 339 | 349
106 | 2002004266 | 339.3333 | 349.3333
107 | 2002004266 | 339.6667 | 349.6667
108 | 2002004266 | 340 | 350
109 | 2002004266 | 342.3333 | 352.3333
110 | 2002004266 | 344.6667 | 354.6667
111 | 2002004266 | 347 | 357
112 | 2002004266 | 349.6667 | 359.6667
113 | 2002004266 | 352.3333 | 362.3333
114 | 2002004266 | 355 | 365
115 | 2002004266 | 360.3333 | 370.3333
116 | 2002004266 | 365.6667 | 375.6667
117 | 2002004266 | 371 | 381
118 | 2002004266 | 373.6667 | 383.6667
119 | 2002004266 | 376.3333 | 386.3333
120 | 2002004266 | 379 | 389
121 | 2002004266 | 383.3333 | 393.3333
122 | 2002004266 | 387.6667 | 377.6667
123 | 2002004266 | 392 | 382
124 | 2002004266 | 395.3333 | 385.3333
125 | 2002004266 | 398.6667 | 388.6667
126 | 2002004266 | 402 | 392
127 | 2002004266 | 404.3333 | 394.3333
128 | 2002004266 | 406.6667 | 396.6667
129 | 2002004266 | 409 | 399
130 | 2002004266 | 409 | 399
131 | 2002004266 | 409 | 399
132 | 2002004266 | 409 | 399
133 | 2002004266 | 408.3333 | 398.3333
134 | 2002004266 | 407.6667 | 397.6667
135 | 2002004266 | 407 | 397
136 | 2002004266 | 407 | 397
137 | 2002004266 | 407 | 397
138 | 2002004266 | 407 | 397
139 | 2002004266 | 407 | 397
140 | 2002004266 | 407 | 397
141 | 2002004266 | 407 | 397
142 | 2002004266 | 406 | 396
143 | 2002004266 | 405 | 395
0 | 2012004133 | 343 | 333
1 | 2012004133 | 344 | 334
2 | 2012004133 | 345 | 335
3 | 2012004133 | 346 | 336
4 | 2012004133 | 348 | 338
5 | 2012004133 | 350 | 340
6 | 2012004133 | 352 | 342
7 | 2012004133 | 353 | 343
8 | 2012004133 | 354 | 344
9 | 2012004133 | 355 | 345
10 | 2012004133 | 356.6667 | 346.6667
11 | 2012004133 | 358.3333 | 348.3333
12 | 2012004133 | 360 | 350
13 | 2012004133 | 363.6667 | 353.6667
14 | 2012004133 | 367.3333 | 357.3333
15 | 2012004133 | 371 | 361
16 | 2012004133 | 373.3333 | 363.3333
17 | 2012004133 | 375.6667 | 365.6667
18 | 2012004133 | 378 | 368
19 | 2012004133 | 378.6667 | 368.6667
20 | 2012004133 | 379.3333 | 369.3333
21 | 2012004133 | 380 | 370
22 | 2012004133 | 381.3333 | 371.3333
23 | 2012004133 | 382.6667 | 372.6667
24 | 2012004133 | 384 | 374
25 | 2012004133 | 385.3333 | 375.3333
26 | 2012004133 | 386.6667 | 376.6667
27 | 2012004133 | 388 | 378
28 | 2012004133 | 387 | 377
29 | 2012004133 | 386 | 376
30 | 2012004133 | 385 | 375
31 | 2012004133 | 383 | 373
32 | 2012004133 | 381 | 371
33 | 2012004133 | 379 | 369
34 | 2012004133 | 378.3333 | 368.3333
35 | 2012004133 | 377.6667 | 367.6667
36 | 2012004133 | 377 | 367
37 | 2012004133 | 377.3333 | 367.3333
38 | 2012004133 | 377.6667 | 367.6667
39 | 2012004133 | 378 | 368
40 | 2012004133 | 379.6667 | 369.6667
41 | 2012004133 | 381.3333 | 371.3333
42 | 2012004133 | 383 | 373
43 | 2012004133 | 385.3333 | 375.3333
44 | 2012004133 | 387.6667 | 377.6667
45 | 2012004133 | 390 | 380
46 | 2012004133 | 391.3333 | 381.3333
47 | 2012004133 | 392.6667 | 382.6667
48 | 2012004133 | 394 | 384
49 | 2012004133 | 393.3333 | 383.3333
50 | 2012004133 | 392.6667 | 382.6667
51 | 2012004133 | 392 | 382
52 | 2012004133 | 387.6667 | 377.6667
53 | 2012004133 | 383.3333 | 373.3333
54 | 2012004133 | 379 | 369
55 | 2012004133 | 372.3333 | 362.3333
56 | 2012004133 | 365.6667 | 355.6667
57 | 2012004133 | 359 | 349
58 | 2012004133 | 353.6667 | 343.6667
59 | 2012004133 | 348.3333 | 338.3333
60 | 2012004133 | 343 | 333
61 | 2012004133 | 338.3333 | 328.3333
62 | 2012004133 | 333.6667 | 323.6667
63 | 2012004133 | 329 | 319
64 | 2012004133 | 326 | 316
65 | 2012004133 | 323 | 313
66 | 2012004133 | 320 | 310
67 | 2012004133 | 318.3333 | 308.3333
68 | 2012004133 | 316.6667 | 306.6667
69 | 2012004133 | 315 | 305
70 | 2012004133 | 315.3333 | 305.3333
71 | 2012004133 | 315.6667 | 305.6667
72 | 2012004133 | 316 | 306
73 | 2012004133 | 316.3333 | 306.3333
74 | 2012004133 | 316.6667 | 306.6667
75 | 2012004133 | 317 | 307
76 | 2012004133 | 316.3333 | 306.3333
77 | 2012004133 | 315.6667 | 305.6667
78 | 2012004133 | 315 | 305
79 | 2012004133 | 314.6667 | 304.6667
80 | 2012004133 | 314.3333 | 304.3333
81 | 2012004133 | 314 | 304
82 | 2012004133 | 316.3333 | 306.3333
83 | 2012004133 | 318.6667 | 308.6667
84 | 2012004133 | 321 | 311
85 | 2012004133 | 323.3333 | 313.3333
86 | 2012004133 | 325.6667 | 315.6667
87 | 2012004133 | 328 | 318
88 | 2012004133 | 328.3333 | 318.3333
89 | 2012004133 | 328.6667 | 318.6667
90 | 2012004133 | 329 | 339
91 | 2012004133 | 329 | 339
92 | 2012004133 | 329 | 339
93 | 2012004133 | 329 | 339
94 | 2012004133 | 328.6667 | 338.6667
95 | 2012004133 | 328.3333 | 338.3333
96 | 2012004133 | 328 | 338
97 | 2012004133 | 327.6667 | 337.6667
98 | 2012004133 | 327.3333 | 337.3333
99 | 2012004133 | 327 | 337
100 | 2012004133 | 328.6667 | 338.6667
101 | 2012004133 | 330.3333 | 340.3333
102 | 2012004133 | 332 | 342
103 | 2012004133 | 334.3333 | 344.3333
104 | 2012004133 | 336.6667 | 346.6667
105 | 2012004133 | 339 | 349
106 | 2012004133 | 339.3333 | 349.3333
107 | 2012004133 | 339.6667 | 349.6667
108 | 2012004133 | 340 | 350
109 | 2012004133 | 342.3333 | 352.3333
110 | 2012004133 | 344.6667 | 354.6667
111 | 2012004133 | 347 | 357
112 | 2012004133 | 349.6667 | 359.6667
113 | 2012004133 | 352.3333 | 362.3333
114 | 2012004133 | 355 | 365
115 | 2012004133 | 360.3333 | 370.3333
116 | 2012004133 | 365.6667 | 375.6667
117 | 2012004133 | 371 | 381
118 | 2012004133 | 373.6667 | 383.6667
119 | 2012004133 | 376.3333 | 386.3333
120 | 2012004133 | 379 | 389
121 | 2012004133 | 383.3333 | 393.3333
122 | 2012004133 | 387.6667 | 377.6667
123 | 2012004133 | 392 | 382
124 | 2012004133 | 395.3333 | 385.3333
125 | 2012004133 | 398.6667 | 388.6667
126 | 2012004133 | 402 | 392
127 | 2012004133 | 404.3333 | 394.3333
128 | 2012004133 | 406.6667 | 396.6667
129 | 2012004133 | 409 | 399
130 | 2012004133 | 409 | 399
131 | 2012004133 | 409 | 399
132 | 2012004133 | 409 | 399
133 | 2012004133 | 408.3333 | 398.3333
134 | 2012004133 | 407.6667 | 397.6667
135 | 2012004133 | 407 | 397
136 | 2012004133 | 407 | 397
137 | 2012004133 | 407 | 397
138 | 2012004133 | 407 | 397
139 | 2012004133 | 407 | 397
140 | 2012004133 | 407 | 397
141 | 2012004133 | 407 | 397
142 | 2012004133 | 406 | 396
143 | 2012004133 | 405 | 395
0 | 2011008944 | 343 | 333
1 | 2011008944 | 344 | 334
2 | 2011008944 | 345 | 335
3 | 2011008944 | 346 | 336
4 | 2011008944 | 348 | 338
5 | 2011008944 | 350 | 340
6 | 2011008944 | 352 | 342
7 | 2011008944 | 353 | 343
8 | 2011008944 | 354 | 344
9 | 2011008944 | 355 | 345
10 | 2011008944 | 356.6667 | 346.6667
11 | 2011008944 | 358.3333 | 348.3333
12 | 2011008944 | 360 | 350
13 | 2011008944 | 363.6667 | 353.6667
14 | 2011008944 | 367.3333 | 357.3333
15 | 2011008944 | 371 | 361
16 | 2011008944 | 373.3333 | 363.3333
17 | 2011008944 | 375.6667 | 365.6667
18 | 2011008944 | 378 | 368
19 | 2011008944 | 378.6667 | 368.6667
20 | 2011008944 | 379.3333 | 369.3333
21 | 2011008944 | 380 | 370
22 | 2011008944 | 381.3333 | 371.3333
23 | 2011008944 | 382.6667 | 372.6667
24 | 2011008944 | 384 | 374
25 | 2011008944 | 385.3333 | 375.3333
26 | 2011008944 | 386.6667 | 376.6667
27 | 2011008944 | 388 | 378
28 | 2011008944 | 387 | 377
29 | 2011008944 | 386 | 376
30 | 2011008944 | 385 | 375
31 | 2011008944 | 383 | 373
32 | 2011008944 | 381 | 371
33 | 2011008944 | 379 | 369
34 | 2011008944 | 378.3333 | 368.3333
35 | 2011008944 | 377.6667 | 367.6667
36 | 2011008944 | 377 | 367
37 | 2011008944 | 377.3333 | 367.3333
38 | 2011008944 | 377.6667 | 367.6667
39 | 2011008944 | 378 | 368
40 | 2011008944 | 379.6667 | 369.6667
41 | 2011008944 | 381.3333 | 371.3333
42 | 2011008944 | 383 | 373
43 | 2011008944 | 385.3333 | 375.3333
44 | 2011008944 | 387.6667 | 377.6667
45 | 2011008944 | 390 | 380
46 | 2011008944 | 391.3333 | 381.3333
47 | 2011008944 | 392.6667 | 382.6667
48 | 2011008944 | 394 | 384
49 | 2011008944 | 393.3333 | 383.3333
50 | 2011008944 | 392.6667 | 382.6667
51 | 2011008944 | 392 | 382
52 | 2011008944 | 387.6667 | 377.6667
53 | 2011008944 | 383.3333 | 373.3333
54 | 2011008944 | 379 | 369
55 | 2011008944 | 372.3333 | 362.3333
56 | 2011008944 | 365.6667 | 355.6667
57 | 2011008944 | 359 | 349
58 | 2011008944 | 353.6667 | 343.6667
59 | 2011008944 | 348.3333 | 338.3333
60 | 2011008944 | 343 | 333
61 | 2011008944 | 338.3333 | 328.3333
62 | 2011008944 | 333.6667 | 323.6667
63 | 2011008944 | 329 | 319
64 | 2011008944 | 326 | 316
65 | 2011008944 | 323 | 313
66 | 2011008944 | 320 | 310
67 | 2011008944 | 318.3333 | 308.3333
68 | 2011008944 | 316.6667 | 306.6667
69 | 2011008944 | 315 | 305
70 | 2011008944 | 315.3333 | 305.3333
71 | 2011008944 | 315.6667 | 305.6667
72 | 2011008944 | 316 | 306
73 | 2011008944 | 316.3333 | 306.3333
74 | 2011008944 | 316.6667 | 306.6667
75 | 2011008944 | 317 | 307
76 | 2011008944 | 316.3333 | 306.3333
77 | 2011008944 | 315.6667 | 305.6667
78 | 2011008944 | 315 | 305
79 | 2011008944 | 314.6667 | 304.6667
80 | 2011008944 | 314.3333 | 304.3333
81 | 2011008944 | 314 | 304
82 | 2011008944 | 316.3333 | 306.3333
83 | 2011008944 | 318.6667 | 308.6667
84 | 2011008944 | 321 | 311
85 | 2011008944 | 323.3333 | 313.3333
86 | 2011008944 | 325.6667 | 315.6667
87 | 2011008944 | 328 | 318
88 | 2011008944 | 328.3333 | 318.3333
89 | 2011008944 | 328.6667 | 318.6667
90 | 2011008944 | 329 | 339
91 | 2011008944 | 329 | 339
92 | 2011008944 | 329 | 339
93 | 2011008944 | 329 | 339
94 | 2011008944 | 328.6667 | 338.6667
95 | 2011008944 | 328.3333 | 338.3333
96 | 2011008944 | 328 | 338
97 | 2011008944 | 327.6667 | 337.6667
98 | 2011008944 | 327.3333 | 337.3333
99 | 2011008944 | 327 | 337
100 | 2011008944 | 328.6667 | 338.6667
101 | 2011008944 | 330.3333 | 340.3333
102 | 2011008944 | 332 | 342
103 | 2011008944 | 334.3333 | 344.3333
104 | 2011008944 | 336.6667 | 346.6667
105 | 2011008944 | 339 | 349
106 | 2011008944 | 339.3333 | 349.3333
107 | 2011008944 | 339.6667 | 349.6667
108 | 2011008944 | 340 | 350
109 | 2011008944 | 342.3333 | 352.3333
110 | 2011008944 | 344.6667 | 354.6667
111 | 2011008944 | 347 | 357
112 | 2011008944 | 349.6667 | 359.6667
113 | 2011008944 | 352.3333 | 362.3333
114 | 2011008944 | 355 | 365
115 | 2011008944 | 360.3333 | 370.3333
116 | 2011008944 | 365.6667 | 375.6667
117 | 2011008944 | 371 | 381
118 | 2011008944 | 373.6667 | 383.6667
119 | 2011008944 | 376.3333 | 386.3333
120 | 2011008944 | 379 | 389
121 | 2011008944 | 383.3333 | 393.3333
122 | 2011008944 | 387.6667 | 377.6667
123 | 2011008944 | 392 | 382
124 | 2011008944 | 395.3333 | 385.3333
125 | 2011008944 | 398.6667 | 388.6667
126 | 2011008944 | 402 | 392
127 | 2011008944 | 404.3333 | 394.3333
128 | 2011008944 | 406.6667 | 396.6667
129 | 2011008944 | 409 | 399
130 | 2011008944 | 409 | 399
131 | 2011008944 | 409 | 399
132 | 2011008944 | 409 | 399
133 | 2011008944 | 408.3333 | 398.3333
134 | 2011008944 | 407.6667 | 397.6667
135 | 2011008944 | 407 | 397
136 | 2011008944 | 407 | 397
137 | 2011008944 | 407 | 397
138 | 2011008944 | 407 | 397
139 | 2011008944 | 407 | 397
140 | 2011008944 | 407 | 397
141 | 2011008944 | 407 | 397
142 | 2011008944 | 406 | 396
143 | 2011008944 | 405 | 395
0 | 2013000191 | 343 | 333
1 | 2013000191 | 344 | 334
2 | 2013000191 | 345 | 335
3 | 2013000191 | 346 | 336
4 | 2013000191 | 348 | 338
5 | 2013000191 | 350 | 340
6 | 2013000191 | 352 | 342
7 | 2013000191 | 353 | 343
8 | 2013000191 | 354 | 344
9 | 2013000191 | 355 | 345
10 | 2013000191 | 356.6667 | 346.6667
11 | 2013000191 | 358.3333 | 348.3333
12 | 2013000191 | 360 | 350
13 | 2013000191 | 363.6667 | 353.6667
14 | 2013000191 | 367.3333 | 357.3333
15 | 2013000191 | 371 | 361
16 | 2013000191 | 373.3333 | 363.3333
17 | 2013000191 | 375.6667 | 365.6667
18 | 2013000191 | 378 | 368
19 | 2013000191 | 378.6667 | 368.6667
20 | 2013000191 | 379.3333 | 369.3333
21 | 2013000191 | 380 | 370
22 | 2013000191 | 381.3333 | 371.3333
23 | 2013000191 | 382.6667 | 372.6667
24 | 2013000191 | 384 | 374
25 | 2013000191 | 385.3333 | 375.3333
26 | 2013000191 | 386.6667 | 376.6667
27 | 2013000191 | 388 | 378
28 | 2013000191 | 387 | 377
29 | 2013000191 | 386 | 376
30 | 2013000191 | 385 | 375
31 | 2013000191 | 383 | 373
32 | 2013000191 | 381 | 371
33 | 2013000191 | 379 | 369
34 | 2013000191 | 378.3333 | 368.3333
35 | 2013000191 | 377.6667 | 367.6667
36 | 2013000191 | 377 | 367
37 | 2013000191 | 377.3333 | 367.3333
38 | 2013000191 | 377.6667 | 367.6667
39 | 2013000191 | 378 | 368
40 | 2013000191 | 379.6667 | 369.6667
41 | 2013000191 | 381.3333 | 371.3333
42 | 2013000191 | 383 | 373
43 | 2013000191 | 385.3333 | 375.3333
44 | 2013000191 | 387.6667 | 377.6667
45 | 2013000191 | 390 | 380
46 | 2013000191 | 391.3333 | 381.3333
47 | 2013000191 | 392.6667 | 382.6667
48 | 2013000191 | 394 | 384
49 | 2013000191 | 393.3333 | 383.3333
50 | 2013000191 | 392.6667 | 382.6667
51 | 2013000191 | 392 | 382
52 | 2013000191 | 387.6667 | 377.6667
53 | 2013000191 | 383.3333 | 373.3333
54 | 2013000191 | 379 | 369
55 | 2013000191 | 372.3333 | 362.3333
56 | 2013000191 | 365.6667 | 355.6667
57 | 2013000191 | 359 | 349
58 | 2013000191 | 353.6667 | 343.6667
59 | 2013000191 | 348.3333 | 338.3333
60 | 2013000191 | 343 | 333
61 | 2013000191 | 338.3333 | 328.3333
62 | 2013000191 | 333.6667 | 323.6667
63 | 2013000191 | 329 | 319
64 | 2013000191 | 326 | 316
65 | 2013000191 | 323 | 313
66 | 2013000191 | 320 | 310
67 | 2013000191 | 318.3333 | 308.3333
68 | 2013000191 | 316.6667 | 306.6667
69 | 2013000191 | 315 | 305
70 | 2013000191 | 315.3333 | 305.3333
71 | 2013000191 | 315.6667 | 305.6667
72 | 2013000191 | 316 | 306
73 | 2013000191 | 316.3333 | 306.3333
74 | 2013000191 | 316.6667 | 306.6667
75 | 2013000191 | 317 | 307
76 | 2013000191 | 316.3333 | 306.3333
77 | 2013000191 | 315.6667 | 305.6667
78 | 2013000191 | 315 | 305
79 | 2013000191 | 314.6667 | 304.6667
80 | 2013000191 | 314.3333 | 304.3333
81 | 2013000191 | 314 | 304
82 | 2013000191 | 316.3333 | 306.3333
83 | 2013000191 | 318.6667 | 308.6667
84 | 2013000191 | 321 | 311
85 | 2013000191 | 323.3333 | 313.3333
86 | 2013000191 | 325.6667 | 315.6667
87 | 2013000191 | 328 | 318
88 | 2013000191 | 328.3333 | 318.3333
89 | 2013000191 | 328.6667 | 318.6667
90 | 2013000191 | 329 | 339
91 | 2013000191 | 329 | 339
92 | 2013000191 | 329 | 339
93 | 2013000191 | 329 | 339
94 | 2013000191 | 328.6667 | 338.6667
95 | 2013000191 | 328.3333 | 338.3333
96 | 2013000191 | 328 | 338
97 | 2013000191 | 327.6667 | 337.6667
98 | 2013000191 | 327.3333 | 337.3333
99 | 2013000191 | 327 | 337
100 | 2013000191 | 328.6667 | 338.6667
101 | 2013000191 | 330.3333 | 340.3333
102 | 2013000191 | 332 | 342
103 | 2013000191 | 334.3333 | 344.3333
104 | 2013000191 | 336.6667 | 346.6667
105 | 2013000191 | 339 | 349
106 | 2013000191 | 339.3333 | 349.3333
107 | 2013000191 | 339.6667 | 349.6667
108 | 2013000191 | 340 | 350
109 | 2013000191 | 342.3333 | 352.3333
110 | 2013000191 | 344.6667 | 354.6667
111 | 2013000191 | 347 | 357
112 | 2013000191 | 349.6667 | 359.6667
113 | 2013000191 | 352.3333 | 362.3333
114 | 2013000191 | 355 | 365
115 | 2013000191 | 360.3333 | 370.3333
116 | 2013000191 | 365.6667 | 375.6667
117 | 2013000191 | 371 | 381
118 | 2013000191 | 373.6667 | 383.6667
119 | 2013000191 | 376.3333 | 386.3333
120 | 2013000191 | 379 | 389
121 | 2013000191 | 383.3333 | 393.3333
122 | 2013000191 | 387.6667 | 377.6667
123 | 2013000191 | 392 | 382
124 | 2013000191 | 395.3333 | 385.3333
125 | 2013000191 | 398.6667 | 388.6667
126 | 2013000191 | 402 | 392
127 | 2013000191 | 404.3333 | 394.3333
128 | 2013000191 | 406.6667 | 396.6667
129 | 2013000191 | 409 | 399
130 | 2013000191 | 409 | 399
131 | 2013000191 | 409 | 399
132 | 2013000191 | 409 | 399
133 | 2013000191 | 408.3333 | 398.3333
134 | 2013000191 | 407.6667 | 397.6667
135 | 2013000191 | 407 | 397
136 | 2013000191 | 407 | 397
137 | 2013000191 | 407 | 397
138 | 2013000191 | 407 | 397
139 | 2013000191 | 407 | 397
140 | 2013000191 | 407 | 397
141 | 2013000191 | 407 | 397
142 | 2013000191 | 406 | 396
143 | 2013000191 | 405 | 395
0 | 2006003061 | 343 | 333
1 | 2006003061 | 344 | 334
2 | 2006003061 | 345 | 335
3 | 2006003061 | 346 | 336
4 | 2006003061 | 348 | 338
5 | 2006003061 | 350 | 340
6 | 2006003061 | 352 | 342
7 | 2006003061 | 353 | 343
8 | 2006003061 | 354 | 344
9 | 2006003061 | 355 | 345
10 | 2006003061 | 356.6667 | 346.6667
11 | 2006003061 | 358.3333 | 348.3333
12 | 2006003061 | 360 | 350
13 | 2006003061 | 363.6667 | 353.6667
14 | 2006003061 | 367.3333 | 357.3333
15 | 2006003061 | 371 | 361
16 | 2006003061 | 373.3333 | 363.3333
17 | 2006003061 | 375.6667 | 365.6667
18 | 2006003061 | 378 | 368
19 | 2006003061 | 378.6667 | 368.6667
20 | 2006003061 | 379.3333 | 369.3333
21 | 2006003061 | 380 | 370
22 | 2006003061 | 381.3333 | 371.3333
23 | 2006003061 | 382.6667 | 372.6667
24 | 2006003061 | 384 | 374
25 | 2006003061 | 385.3333 | 375.3333
26 | 2006003061 | 386.6667 | 376.6667
27 | 2006003061 | 388 | 378
28 | 2006003061 | 387 | 377
29 | 2006003061 | 386 | 376
30 | 2006003061 | 385 | 375
31 | 2006003061 | 383 | 373
32 | 2006003061 | 381 | 371
33 | 2006003061 | 379 | 369
34 | 2006003061 | 378.3333 | 368.3333
35 | 2006003061 | 377.6667 | 367.6667
36 | 2006003061 | 377 | 367
37 | 2006003061 | 377.3333 | 367.3333
38 | 2006003061 | 377.6667 | 367.6667
39 | 2006003061 | 378 | 368
40 | 2006003061 | 379.6667 | 369.6667
41 | 2006003061 | 381.3333 | 371.3333
42 | 2006003061 | 383 | 373
43 | 2006003061 | 385.3333 | 375.3333
44 | 2006003061 | 387.6667 | 377.6667
45 | 2006003061 | 390 | 380
46 | 2006003061 | 391.3333 | 381.3333
47 | 2006003061 | 392.6667 | 382.6667
48 | 2006003061 | 394 | 384
49 | 2006003061 | 393.3333 | 383.3333
50 | 2006003061 | 392.6667 | 382.6667
51 | 2006003061 | 392 | 382
52 | 2006003061 | 387.6667 | 377.6667
53 | 2006003061 | 383.3333 | 373.3333
54 | 2006003061 | 379 | 369
55 | 2006003061 | 372.3333 | 362.3333
56 | 2006003061 | 365.6667 | 355.6667
57 | 2006003061 | 359 | 349
58 | 2006003061 | 353.6667 | 343.6667
59 | 2006003061 | 348.3333 | 338.3333
60 | 2006003061 | 343 | 333
61 | 2006003061 | 338.3333 | 328.3333
62 | 2006003061 | 333.6667 | 323.6667
63 | 2006003061 | 329 | 319
64 | 2006003061 | 326 | 316
65 | 2006003061 | 323 | 313
66 | 2006003061 | 320 | 310
67 | 2006003061 | 318.3333 | 308.3333
68 | 2006003061 | 316.6667 | 306.6667
69 | 2006003061 | 315 | 305
70 | 2006003061 | 315.3333 | 305.3333
71 | 2006003061 | 315.6667 | 305.6667
72 | 2006003061 | 316 | 306
73 | 2006003061 | 316.3333 | 306.3333
74 | 2006003061 | 316.6667 | 306.6667
75 | 2006003061 | 317 | 307
76 | 2006003061 | 316.3333 | 306.3333
77 | 2006003061 | 315.6667 | 305.6667
78 | 2006003061 | 315 | 305
79 | 2006003061 | 314.6667 | 304.6667
80 | 2006003061 | 314.3333 | 304.3333
81 | 2006003061 | 314 | 304
82 | 2006003061 | 316.3333 | 306.3333
83 | 2006003061 | 318.6667 | 308.6667
84 | 2006003061 | 321 | 311
85 | 2006003061 | 323.3333 | 313.3333
86 | 2006003061 | 325.6667 | 315.6667
87 | 2006003061 | 328 | 318
88 | 2006003061 | 328.3333 | 318.3333
89 | 2006003061 | 328.6667 | 318.6667
90 | 2006003061 | 329 | 339
91 | 2006003061 | 329 | 339
92 | 2006003061 | 329 | 339
93 | 2006003061 | 329 | 339
94 | 2006003061 | 328.6667 | 338.6667
95 | 2006003061 | 328.3333 | 338.3333
96 | 2006003061 | 328 | 338
97 | 2006003061 | 327.6667 | 337.6667
98 | 2006003061 | 327.3333 | 337.3333
99 | 2006003061 | 327 | 337
100 | 2006003061 | 328.6667 | 338.6667
101 | 2006003061 | 330.3333 | 340.3333
102 | 2006003061 | 332 | 342
103 | 2006003061 | 334.3333 | 344.3333
104 | 2006003061 | 336.6667 | 346.6667
105 | 2006003061 | 339 | 349
106 | 2006003061 | 339.3333 | 349.3333
107 | 2006003061 | 339.6667 | 349.6667
108 | 2006003061 | 340 | 350
109 | 2006003061 | 342.3333 | 352.3333
110 | 2006003061 | 344.6667 | 354.6667
111 | 2006003061 | 347 | 357
112 | 2006003061 | 349.6667 | 359.6667
113 | 2006003061 | 352.3333 | 362.3333
114 | 2006003061 | 355 | 365
115 | 2006003061 | 360.3333 | 370.3333
116 | 2006003061 | 365.6667 | 375.6667
117 | 2006003061 | 371 | 381
118 | 2006003061 | 373.6667 | 383.6667
119 | 2006003061 | 376.3333 | 386.3333
120 | 2006003061 | 379 | 389
121 | 2006003061 | 383.3333 | 393.3333
122 | 2006003061 | 387.6667 | 377.6667
123 | 2006003061 | 392 | 382
124 | 2006003061 | 395.3333 | 385.3333
125 | 2006003061 | 398.6667 | 388.6667
126 | 2006003061 | 402 | 392
127 | 2006003061 | 404.3333 | 394.3333
128 | 2006003061 | 406.6667 | 396.6667
129 | 2006003061 | 409 | 399
130 | 2006003061 | 409 | 399
131 | 2006003061 | 409 | 399
132 | 2006003061 | 409 | 399
133 | 2006003061 | 408.3333 | 398.3333
134 | 2006003061 | 407.6667 | 397.6667
135 | 2006003061 | 407 | 397
136 | 2006003061 | 407 | 397
137 | 2006003061 | 407 | 397
138 | 2006003061 | 407 | 397
139 | 2006003061 | 407 | 397
140 | 2006003061 | 407 | 397
141 | 2006003061 | 407 | 397
142 | 2006003061 | 406 | 396
143 | 2006003061 | 405 | 395
0 | 2011008765 | 343 | 333
1 | 2011008765 | 344 | 334
2 | 2011008765 | 345 | 335
3 | 2011008765 | 346 | 336
4 | 2011008765 | 348 | 338
5 | 2011008765 | 350 | 340
6 | 2011008765 | 352 | 342
7 | 2011008765 | 353 | 343
8 | 2011008765 | 354 | 344
9 | 2011008765 | 355 | 345
10 | 2011008765 | 356.6667 | 346.6667
11 | 2011008765 | 358.3333 | 348.3333
12 | 2011008765 | 360 | 350
13 | 2011008765 | 363.6667 | 353.6667
14 | 2011008765 | 367.3333 | 357.3333
15 | 2011008765 | 371 | 361
16 | 2011008765 | 373.3333 | 363.3333
17 | 2011008765 | 375.6667 | 365.6667
18 | 2011008765 | 378 | 368
19 | 2011008765 | 378.6667 | 368.6667
20 | 2011008765 | 379.3333 | 369.3333
21 | 2011008765 | 380 | 370
22 | 2011008765 | 381.3333 | 371.3333
23 | 2011008765 | 382.6667 | 372.6667
24 | 2011008765 | 384 | 374
25 | 2011008765 | 385.3333 | 375.3333
26 | 2011008765 | 386.6667 | 376.6667
27 | 2011008765 | 388 | 378
28 | 2011008765 | 387 | 377
29 | 2011008765 | 386 | 376
30 | 2011008765 | 385 | 375
31 | 2011008765 | 383 | 373
32 | 2011008765 | 381 | 371
33 | 2011008765 | 379 | 369
34 | 2011008765 | 378.3333 | 368.3333
35 | 2011008765 | 377.6667 | 367.6667
36 | 2011008765 | 377 | 367
37 | 2011008765 | 377.3333 | 367.3333
38 | 2011008765 | 377.6667 | 367.6667
39 | 2011008765 | 378 | 368
40 | 2011008765 | 379.6667 | 369.6667
41 | 2011008765 | 381.3333 | 371.3333
42 | 2011008765 | 383 | 373
43 | 2011008765 | 385.3333 | 375.3333
44 | 2011008765 | 387.6667 | 377.6667
45 | 2011008765 | 390 | 380
46 | 2011008765 | 391.3333 | 381.3333
47 | 2011008765 | 392.6667 | 382.6667
48 | 2011008765 | 394 | 384
49 | 2011008765 | 393.3333 | 383.3333
50 | 2011008765 | 392.6667 | 382.6667
51 | 2011008765 | 392 | 382
52 | 2011008765 | 387.6667 | 377.6667
53 | 2011008765 | 383.3333 | 373.3333
54 | 2011008765 | 379 | 369
55 | 2011008765 | 372.3333 | 362.3333
56 | 2011008765 | 365.6667 | 355.6667
57 | 2011008765 | 359 | 349
58 | 2011008765 | 353.6667 | 343.6667
59 | 2011008765 | 348.3333 | 338.3333
60 | 2011008765 | 343 | 333
61 | 2011008765 | 338.3333 | 328.3333
62 | 2011008765 | 333.6667 | 323.6667
63 | 2011008765 | 329 | 319
64 | 2011008765 | 326 | 316
65 | 2011008765 | 323 | 313
66 | 2011008765 | 320 | 310
67 | 2011008765 | 318.3333 | 308.3333
68 | 2011008765 | 316.6667 | 306.6667
69 | 2011008765 | 315 | 305
70 | 2011008765 | 315.3333 | 305.3333
71 | 2011008765 | 315.6667 | 305.6667
72 | 2011008765 | 316 | 306
73 | 2011008765 | 316.3333 | 306.3333
74 | 2011008765 | 316.6667 | 306.6667
75 | 2011008765 | 317 | 307
76 | 2011008765 | 316.3333 | 306.3333
77 | 2011008765 | 315.6667 | 305.6667
78 | 2011008765 | 315 | 305
79 | 2011008765 | 314.6667 | 304.6667
80 | 2011008765 | 314.3333 | 304.3333
81 | 2011008765 | 314 | 304
82 | 2011008765 | 316.3333 | 306.3333
83 | 2011008765 | 318.6667 | 308.6667
84 | 2011008765 | 321 | 311
85 | 2011008765 | 323.3333 | 313.3333
86 | 2011008765 | 325.6667 | 315.6667
87 | 2011008765 | 328 | 318
88 | 2011008765 | 328.3333 | 318.3333
89 | 2011008765 | 328.6667 | 318.6667
90 | 2011008765 | 329 | 339
91 | 2011008765 | 329 | 339
92 | 2011008765 | 329 | 339
93 | 2011008765 | 329 | 339
94 | 2011008765 | 328.6667 | 338.6667
95 | 2011008765 | 328.3333 | 338.3333
96 | 2011008765 | 328 | 338
97 | 2011008765 | 327.6667 | 337.6667
98 | 2011008765 | 327.3333 | 337.3333
99 | 2011008765 | 327 | 337
100 | 2011008765 | 328.6667 | 338.6667
101 | 2011008765 | 330.3333 | 340.3333
102 | 2011008765 | 332 | 342
103 | 2011008765 | 334.3333 | 344.3333
104 | 2011008765 | 336.6667 | 346.6667
105 | 2011008765 | 339 | 349
106 | 2011008765 | 339.3333 | 349.3333
107 | 2011008765 | 339.6667 | 349.6667
108 | 2011008765 | 340 | 350
109 | 2011008765 | 342.3333 | 352.3333
110 | 2011008765 | 344.6667 | 354.6667
111 | 2011008765 | 347 | 357
112 | 2011008765 | 349.6667 | 359.6667
113 | 2011008765 | 352.3333 | 362.3333
114 | 2011008765 | 355 | 365
115 | 2011008765 | 360.3333 | 370.3333
116 | 2011008765 | 365.6667 | 375.6667
117 | 2011008765 | 371 | 381
118 | 2011008765 | 373.6667 | 383.6667
119 | 2011008765 | 376.3333 | 386.3333
120 | 2011008765 | 379 | 389
121 | 2011008765 | 383.3333 | 393.3333
122 | 2011008765 | 387.6667 | 377.6667
123 | 2011008765 | 392 | 382
124 | 2011008765 | 395.3333 | 385.3333
125 | 2011008765 | 398.6667 | 388.6667
126 | 2011008765 | 402 | 392
127 | 2011008765 | 404.3333 | 394.3333
128 | 2011008765 | 406.6667 | 396.6667
129 | 2011008765 | 409 | 399
130 | 2011008765 | 409 | 399
131 | 2011008765 | 409 | 399
132 | 2011008765 | 409 | 399
133 | 2011008765 | 408.3333 | 398.3333
134 | 2011008765 | 407.6667 | 397.6667
135 | 2011008765 | 407 | 397
136 | 2011008765 | 407 | 397
137 | 2011008765 | 407 | 397
138 | 2011008765 | 407 | 397
139 | 2011008765 | 407 | 397
140 | 2011008765 | 407 | 397
141 | 2011008765 | 407 | 397
142 | 2011008765 | 406 | 396
143 | 2011008765 | 405 | 395
0 | 2009005441 | 343 | 333
1 | 2009005441 | 344 | 334
2 | 2009005441 | 345 | 335
3 | 2009005441 | 346 | 336
4 | 2009005441 | 348 | 338
5 | 2009005441 | 350 | 340
6 | 2009005441 | 352 | 342
7 | 2009005441 | 353 | 343
8 | 2009005441 | 354 | 344
9 | 2009005441 | 355 | 345
10 | 2009005441 | 356.6667 | 346.6667
11 | 2009005441 | 358.3333 | 348.3333
12 | 2009005441 | 360 | 350
13 | 2009005441 | 363.6667 | 353.6667
14 | 2009005441 | 367.3333 | 357.3333
15 | 2009005441 | 371 | 361
16 | 2009005441 | 373.3333 | 363.3333
17 | 2009005441 | 375.6667 | 365.6667
18 | 2009005441 | 378 | 368
19 | 2009005441 | 378.6667 | 368.6667
20 | 2009005441 | 379.3333 | 369.3333
21 | 2009005441 | 380 | 370
22 | 2009005441 | 381.3333 | 371.3333
23 | 2009005441 | 382.6667 | 372.6667
24 | 2009005441 | 384 | 374
25 | 2009005441 | 385.3333 | 375.3333
26 | 2009005441 | 386.6667 | 376.6667
27 | 2009005441 | 388 | 378
28 | 2009005441 | 387 | 377
29 | 2009005441 | 386 | 376
30 | 2009005441 | 385 | 375
31 | 2009005441 | 383 | 373
32 | 2009005441 | 381 | 371
33 | 2009005441 | 379 | 369
34 | 2009005441 | 378.3333 | 368.3333
35 | 2009005441 | 377.6667 | 367.6667
36 | 2009005441 | 377 | 367
37 | 2009005441 | 377.3333 | 367.3333
38 | 2009005441 | 377.6667 | 367.6667
39 | 2009005441 | 378 | 368
40 | 2009005441 | 379.6667 | 369.6667
41 | 2009005441 | 381.3333 | 371.3333
42 | 2009005441 | 383 | 373
43 | 2009005441 | 385.3333 | 375.3333
44 | 2009005441 | 387.6667 | 377.6667
45 | 2009005441 | 390 | 380
46 | 2009005441 | 391.3333 | 381.3333
47 | 2009005441 | 392.6667 | 382.6667
48 | 2009005441 | 394 | 384
49 | 2009005441 | 393.3333 | 383.3333
50 | 2009005441 | 392.6667 | 382.6667
51 | 2009005441 | 392 | 382
52 | 2009005441 | 387.6667 | 377.6667
53 | 2009005441 | 383.3333 | 373.3333
54 | 2009005441 | 379 | 369
55 | 2009005441 | 372.3333 | 362.3333
56 | 2009005441 | 365.6667 | 355.6667
57 | 2009005441 | 359 | 349
58 | 2009005441 | 353.6667 | 343.6667
59 | 2009005441 | 348.3333 | 338.3333
60 | 2009005441 | 343 | 333
61 | 2009005441 | 338.3333 | 328.3333
62 | 2009005441 | 333.6667 | 323.6667
63 | 2009005441 | 329 | 319
64 | 2009005441 | 326 | 316
65 | 2009005441 | 323 | 313
66 | 2009005441 | 320 | 310
67 | 2009005441 | 318.3333 | 308.3333
68 | 2009005441 | 316.6667 | 306.6667
69 | 2009005441 | 315 | 305
70 | 2009005441 | 315.3333 | 305.3333
71 | 2009005441 | 315.6667 | 305.6667
72 | 2009005441 | 316 | 306
73 | 2009005441 | 316.3333 | 306.3333
74 | 2009005441 | 316.6667 | 306.6667
75 | 2009005441 | 317 | 307
76 | 2009005441 | 316.3333 | 306.3333
77 | 2009005441 | 315.6667 | 305.6667
78 | 2009005441 | 315 | 305
79 | 2009005441 | 314.6667 | 304.6667
80 | 2009005441 | 314.3333 | 304.3333
81 | 2009005441 | 314 | 304
82 | 2009005441 | 316.3333 | 306.3333
83 | 2009005441 | 318.6667 | 308.6667
84 | 2009005441 | 321 | 311
85 | 2009005441 | 323.3333 | 313.3333
86 | 2009005441 | 325.6667 | 315.6667
87 | 2009005441 | 328 | 318
88 | 2009005441 | 328.3333 | 318.3333
89 | 2009005441 | 328.6667 | 318.6667
90 | 2009005441 | 329 | 339
91 | 2009005441 | 329 | 339
92 | 2009005441 | 329 | 339
93 | 2009005441 | 329 | 339
94 | 2009005441 | 328.6667 | 338.6667
95 | 2009005441 | 328.3333 | 338.3333
96 | 2009005441 | 328 | 338
97 | 2009005441 | 327.6667 | 337.6667
98 | 2009005441 | 327.3333 | 337.3333
99 | 2009005441 | 327 | 337
100 | 2009005441 | 328.6667 | 338.6667
101 | 2009005441 | 330.3333 | 340.3333
102 | 2009005441 | 332 | 342
103 | 2009005441 | 334.3333 | 344.3333
104 | 2009005441 | 336.6667 | 346.6667
105 | 2009005441 | 339 | 349
106 | 2009005441 | 339.3333 | 349.3333
107 | 2009005441 | 339.6667 | 349.6667
108 | 2009005441 | 340 | 350
109 | 2009005441 | 342.3333 | 352.3333
110 | 2009005441 | 344.6667 | 354.6667
111 | 2009005441 | 347 | 357
112 | 2009005441 | 349.6667 | 359.6667
113 | 2009005441 | 352.3333 | 362.3333
114 | 2009005441 | 355 | 365
115 | 2009005441 | 360.3333 | 370.3333
116 | 2009005441 | 365.6667 | 375.6667
117 | 2009005441 | 371 | 381
118 | 2009005441 | 373.6667 | 383.6667
119 | 2009005441 | 376.3333 | 386.3333
120 | 2009005441 | 379 | 389
121 | 2009005441 | 383.3333 | 393.3333
122 | 2009005441 | 387.6667 | 377.6667
123 | 2009005441 | 392 | 382
124 | 2009005441 | 395.3333 | 385.3333
125 | 2009005441 | 398.6667 | 388.6667
126 | 2009005441 | 402 | 392
127 | 2009005441 | 404.3333 | 394.3333
128 | 2009005441 | 406.6667 | 396.6667
129 | 2009005441 | 409 | 399
130 | 2009005441 | 409 | 399
131 | 2009005441 | 409 | 399
132 | 2009005441 | 409 | 399
133 | 2009005441 | 408.3333 | 398.3333
134 | 2009005441 | 407.6667 | 397.6667
135 | 2009005441 | 407 | 397
136 | 2009005441 | 407 | 397
137 | 2009005441 | 407 | 397
138 | 2009005441 | 407 | 397
139 | 2009005441 | 407 | 397
140 | 2009005441 | 407 | 397
141 | 2009005441 | 407 | 397
142 | 2009005441 | 406 | 396
143 | 2009005441 | 405 | 395
0 | 2013003129 | 343 | 333
1 | 2013003129 | 344 | 334
2 | 2013003129 | 345 | 335
3 | 2013003129 | 346 | 336
4 | 2013003129 | 348 | 338
5 | 2013003129 | 350 | 340
6 | 2013003129 | 352 | 342
7 | 2013003129 | 353 | 343
8 | 2013003129 | 354 | 344
9 | 2013003129 | 355 | 345
10 | 2013003129 | 356.6667 | 346.6667
11 | 2013003129 | 358.3333 | 348.3333
12 | 2013003129 | 360 | 350
13 | 2013003129 | 363.6667 | 353.6667
14 | 2013003129 | 367.3333 | 357.3333
15 | 2013003129 | 371 | 361
16 | 2013003129 | 373.3333 | 363.3333
17 | 2013003129 | 375.6667 | 365.6667
18 | 2013003129 | 378 | 368
19 | 2013003129 | 378.6667 | 368.6667
20 | 2013003129 | 379.3333 | 369.3333
21 | 2013003129 | 380 | 370
22 | 2013003129 | 381.3333 | 371.3333
23 | 2013003129 | 382.6667 | 372.6667
24 | 2013003129 | 384 | 374
25 | 2013003129 | 385.3333 | 375.3333
26 | 2013003129 | 386.6667 | 376.6667
27 | 2013003129 | 388 | 378
28 | 2013003129 | 387 | 377
29 | 2013003129 | 386 | 376
30 | 2013003129 | 385 | 375
31 | 2013003129 | 383 | 373
32 | 2013003129 | 381 | 371
33 | 2013003129 | 379 | 369
34 | 2013003129 | 378.3333 | 368.3333
35 | 2013003129 | 377.6667 | 367.6667
36 | 2013003129 | 377 | 367
37 | 2013003129 | 377.3333 | 367.3333
38 | 2013003129 | 377.6667 | 367.6667
39 | 2013003129 | 378 | 368
40 | 2013003129 | 379.6667 | 369.6667
41 | 2013003129 | 381.3333 | 371.3333
42 | 2013003129 | 383 | 373
43 | 2013003129 | 385.3333 | 375.3333
44 | 2013003129 | 387.6667 | 377.6667
45 | 2013003129 | 390 | 380
46 | 2013003129 | 391.3333 | 381.3333
47 | 2013003129 | 392.6667 | 382.6667
48 | 2013003129 | 394 | 384
49 | 2013003129 | 393.3333 | 383.3333
50 | 2013003129 | 392.6667 | 382.6667
51 | 2013003129 | 392 | 382
52 | 2013003129 | 387.6667 | 377.6667
53 | 2013003129 | 383.3333 | 373.3333
54 | 2013003129 | 379 | 369
55 | 2013003129 | 372.3333 | 362.3333
56 | 2013003129 | 365.6667 | 355.6667
57 | 2013003129 | 359 | 349
58 | 2013003129 | 353.6667 | 343.6667
59 | 2013003129 | 348.3333 | 338.3333
60 | 2013003129 | 343 | 333
61 | 2013003129 | 338.3333 | 328.3333
62 | 2013003129 | 333.6667 | 323.6667
63 | 2013003129 | 329 | 319
64 | 2013003129 | 326 | 316
65 | 2013003129 | 323 | 313
66 | 2013003129 | 320 | 310
67 | 2013003129 | 318.3333 | 308.3333
68 | 2013003129 | 316.6667 | 306.6667
69 | 2013003129 | 315 | 305
70 | 2013003129 | 315.3333 | 305.3333
71 | 2013003129 | 315.6667 | 305.6667
72 | 2013003129 | 316 | 306
73 | 2013003129 | 316.3333 | 306.3333
74 | 2013003129 | 316.6667 | 306.6667
75 | 2013003129 | 317 | 307
76 | 2013003129 | 316.3333 | 306.3333
77 | 2013003129 | 315.6667 | 305.6667
78 | 2013003129 | 315 | 305
79 | 2013003129 | 314.6667 | 304.6667
80 | 2013003129 | 314.3333 | 304.3333
81 | 2013003129 | 314 | 304
82 | 2013003129 | 316.3333 | 306.3333
83 | 2013003129 | 318.6667 | 308.6667
84 | 2013003129 | 321 | 311
85 | 2013003129 | 323.3333 | 313.3333
86 | 2013003129 | 325.6667 | 315.6667
87 | 2013003129 | 328 | 318
88 | 2013003129 | 328.3333 | 318.3333
89 | 2013003129 | 328.6667 | 318.6667
90 | 2013003129 | 329 | 339
91 | 2013003129 | 329 | 339
92 | 2013003129 | 329 | 339
93 | 2013003129 | 329 | 339
94 | 2013003129 | 328.6667 | 338.6667
95 | 2013003129 | 328.3333 | 338.3333
96 | 2013003129 | 328 | 338
97 | 2013003129 | 327.6667 | 337.6667
98 | 2013003129 | 327.3333 | 337.3333
99 | 2013003129 | 327 | 337
100 | 2013003129 | 328.6667 | 338.6667
101 | 2013003129 | 330.3333 | 340.3333
102 | 2013003129 | 332 | 342
103 | 2013003129 | 334.3333 | 344.3333
104 | 2013003129 | 336.6667 | 346.6667
105 | 2013003129 | 339 | 349
106 | 2013003129 | 339.3333 | 349.3333
107 | 2013003129 | 339.6667 | 349.6667
108 | 2013003129 | 340 | 350
109 | 2013003129 | 342.3333 | 352.3333
110 | 2013003129 | 344.6667 | 354.6667
111 | 2013003129 | 347 | 357
112 | 2013003129 | 349.6667 | 359.6667
113 | 2013003129 | 352.3333 | 362.3333
114 | 2013003129 | 355 | 365
115 | 2013003129 | 360.3333 | 370.3333
116 | 2013003129 | 365.6667 | 375.6667
117 | 2013003129 | 371 | 381
118 | 2013003129 | 373.6667 | 383.6667
119 | 2013003129 | 376.3333 | 386.3333
120 | 2013003129 | 379 | 389
121 | 2013003129 | 383.3333 | 393.3333
122 | 2013003129 | 387.6667 | 377.6667
123 | 2013003129 | 392 | 382
124 | 2013003129 | 395.3333 | 385.3333
125 | 2013003129 | 398.6667 | 388.6667
126 | 2013003129 | 402 | 392
127 | 2013003129 | 404.3333 | 394.3333
128 | 2013003129 | 406.6667 | 396.6667
129 | 2013003129 | 409 | 399
130 | 2013003129 | 409 | 399
131 | 2013003129 | 409 | 399
132 | 2013003129 | 409 | 399
133 | 2013003129 | 408.3333 | 398.3333
134 | 2013003129 | 407.6667 | 397.6667
135 | 2013003129 | 407 | 397
136 | 2013003129 | 407 | 397
137 | 2013003129 | 407 | 397
138 | 2013003129 | 407 | 397
139 | 2013003129 | 407 | 397
140 | 2013003129 | 407 | 397
141 | 2013003129 | 407 | 397
142 | 2013003129 | 406 | 396
143 | 2013003129 | 405 | 395
0 | 2003007130 | 343 | 333
1 | 2003007130 | 344 | 334
2 | 2003007130 | 345 | 335
3 | 2003007130 | 346 | 336
4 | 2003007130 | 348 | 338
5 | 2003007130 | 350 | 340
6 | 2003007130 | 352 | 342
7 | 2003007130 | 353 | 343
8 | 2003007130 | 354 | 344
9 | 2003007130 | 355 | 345
10 | 2003007130 | 356.6667 | 346.6667
11 | 2003007130 | 358.3333 | 348.3333
12 | 2003007130 | 360 | 350
13 | 2003007130 | 363.6667 | 353.6667
14 | 2003007130 | 367.3333 | 357.3333
15 | 2003007130 | 371 | 361
16 | 2003007130 | 373.3333 | 363.3333
17 | 2003007130 | 375.6667 | 365.6667
18 | 2003007130 | 378 | 368
19 | 2003007130 | 378.6667 | 368.6667
20 | 2003007130 | 379.3333 | 369.3333
21 | 2003007130 | 380 | 370
22 | 2003007130 | 381.3333 | 371.3333
23 | 2003007130 | 382.6667 | 372.6667
24 | 2003007130 | 384 | 374
25 | 2003007130 | 385.3333 | 375.3333
26 | 2003007130 | 386.6667 | 376.6667
27 | 2003007130 | 388 | 378
28 | 2003007130 | 387 | 377
29 | 2003007130 | 386 | 376
30 | 2003007130 | 385 | 375
31 | 2003007130 | 383 | 373
32 | 2003007130 | 381 | 371
33 | 2003007130 | 379 | 369
34 | 2003007130 | 378.3333 | 368.3333
35 | 2003007130 | 377.6667 | 367.6667
36 | 2003007130 | 377 | 367
37 | 2003007130 | 377.3333 | 367.3333
38 | 2003007130 | 377.6667 | 367.6667
39 | 2003007130 | 378 | 368
40 | 2003007130 | 379.6667 | 369.6667
41 | 2003007130 | 381.3333 | 371.3333
42 | 2003007130 | 383 | 373
43 | 2003007130 | 385.3333 | 375.3333
44 | 2003007130 | 387.6667 | 377.6667
45 | 2003007130 | 390 | 380
46 | 2003007130 | 391.3333 | 381.3333
47 | 2003007130 | 392.6667 | 382.6667
48 | 2003007130 | 394 | 384
49 | 2003007130 | 393.3333 | 383.3333
50 | 2003007130 | 392.6667 | 382.6667
51 | 2003007130 | 392 | 382
52 | 2003007130 | 387.6667 | 377.6667
53 | 2003007130 | 383.3333 | 373.3333
54 | 2003007130 | 379 | 369
55 | 2003007130 | 372.3333 | 362.3333
56 | 2003007130 | 365.6667 | 355.6667
57 | 2003007130 | 359 | 349
58 | 2003007130 | 353.6667 | 343.6667
59 | 2003007130 | 348.3333 | 338.3333
60 | 2003007130 | 343 | 333
61 | 2003007130 | 338.3333 | 328.3333
62 | 2003007130 | 333.6667 | 323.6667
63 | 2003007130 | 329 | 319
64 | 2003007130 | 326 | 316
65 | 2003007130 | 323 | 313
66 | 2003007130 | 320 | 310
67 | 2003007130 | 318.3333 | 308.3333
68 | 2003007130 | 316.6667 | 306.6667
69 | 2003007130 | 315 | 305
70 | 2003007130 | 315.3333 | 305.3333
71 | 2003007130 | 315.6667 | 305.6667
72 | 2003007130 | 316 | 306
73 | 2003007130 | 316.3333 | 306.3333
74 | 2003007130 | 316.6667 | 306.6667
75 | 2003007130 | 317 | 307
76 | 2003007130 | 316.3333 | 306.3333
77 | 2003007130 | 315.6667 | 305.6667
78 | 2003007130 | 315 | 305
79 | 2003007130 | 314.6667 | 304.6667
80 | 2003007130 | 314.3333 | 304.3333
81 | 2003007130 | 314 | 304
82 | 2003007130 | 316.3333 | 306.3333
83 | 2003007130 | 318.6667 | 308.6667
84 | 2003007130 | 321 | 311
85 | 2003007130 | 323.3333 | 313.3333
86 | 2003007130 | 325.6667 | 315.6667
87 | 2003007130 | 328 | 318
88 | 2003007130 | 328.3333 | 318.3333
89 | 2003007130 | 328.6667 | 318.6667
90 | 2003007130 | 329 | 339
91 | 2003007130 | 329 | 339
92 | 2003007130 | 329 | 339
93 | 2003007130 | 329 | 339
94 | 2003007130 | 328.6667 | 338.6667
95 | 2003007130 | 328.3333 | 338.3333
96 | 2003007130 | 328 | 338
97 | 2003007130 | 327.6667 | 337.6667
98 | 2003007130 | 327.3333 | 337.3333
99 | 2003007130 | 327 | 337
100 | 2003007130 | 328.6667 | 338.6667
101 | 2003007130 | 330.3333 | 340.3333
102 | 2003007130 | 332 | 342
103 | 2003007130 | 334.3333 | 344.3333
104 | 2003007130 | 336.6667 | 346.6667
105 | 2003007130 | 339 | 349
106 | 2003007130 | 339.3333 | 349.3333
107 | 2003007130 | 339.6667 | 349.6667
108 | 2003007130 | 340 | 350
109 | 2003007130 | 342.3333 | 352.3333
110 | 2003007130 | 344.6667 | 354.6667
111 | 2003007130 | 347 | 357
112 | 2003007130 | 349.6667 | 359.6667
113 | 2003007130 | 352.3333 | 362.3333
114 | 2003007130 | 355 | 365
115 | 2003007130 | 360.3333 | 370.3333
116 | 2003007130 | 365.6667 | 375.6667
117 | 2003007130 | 371 | 381
118 | 2003007130 | 373.6667 | 383.6667
119 | 2003007130 | 376.3333 | 386.3333
120 | 2003007130 | 379 | 389
121 | 2003007130 | 383.3333 | 393.3333
122 | 2003007130 | 387.6667 | 377.6667
123 | 2003007130 | 392 | 382
124 | 2003007130 | 395.3333 | 385.3333
125 | 2003007130 | 398.6667 | 388.6667
126 | 2003007130 | 402 | 392
127 | 2003007130 | 404.3333 | 394.3333
128 | 2003007130 | 406.6667 | 396.6667
129 | 2003007130 | 409 | 399
130 | 2003007130 | 409 | 399
131 | 2003007130 | 409 | 399
132 | 2003007130 | 409 | 399
133 | 2003007130 | 408.3333 | 398.3333
134 | 2003007130 | 407.6667 | 397.6667
135 | 2003007130 | 407 | 397
136 | 2003007130 | 407 | 397
137 | 2003007130 | 407 | 397
138 | 2003007130 | 407 | 397
139 | 2003007130 | 407 | 397
140 | 2003007130 | 407 | 397
141 | 2003007130 | 407 | 397
142 | 2003007130 | 406 | 396
143 | 2003007130 | 405 | 395
0 | 2011003668 | 343 | 333
1 | 2011003668 | 344 | 334
2 | 2011003668 | 345 | 335
3 | 2011003668 | 346 | 336
4 | 2011003668 | 348 | 338
5 | 2011003668 | 350 | 340
6 | 2011003668 | 352 | 342
7 | 2011003668 | 353 | 343
8 | 2011003668 | 354 | 344
9 | 2011003668 | 355 | 345
10 | 2011003668 | 356.6667 | 346.6667
11 | 2011003668 | 358.3333 | 348.3333
12 | 2011003668 | 360 | 350
13 | 2011003668 | 363.6667 | 353.6667
14 | 2011003668 | 367.3333 | 357.3333
15 | 2011003668 | 371 | 361
16 | 2011003668 | 373.3333 | 363.3333
17 | 2011003668 | 375.6667 | 365.6667
18 | 2011003668 | 378 | 368
19 | 2011003668 | 378.6667 | 368.6667
20 | 2011003668 | 379.3333 | 369.3333
21 | 2011003668 | 380 | 370
22 | 2011003668 | 381.3333 | 371.3333
23 | 2011003668 | 382.6667 | 372.6667
24 | 2011003668 | 384 | 374
25 | 2011003668 | 385.3333 | 375.3333
26 | 2011003668 | 386.6667 | 376.6667
27 | 2011003668 | 388 | 378
28 | 2011003668 | 387 | 377
29 | 2011003668 | 386 | 376
30 | 2011003668 | 385 | 375
31 | 2011003668 | 383 | 373
32 | 2011003668 | 381 | 371
33 | 2011003668 | 379 | 369
34 | 2011003668 | 378.3333 | 368.3333
35 | 2011003668 | 377.6667 | 367.6667
36 | 2011003668 | 377 | 367
37 | 2011003668 | 377.3333 | 367.3333
38 | 2011003668 | 377.6667 | 367.6667
39 | 2011003668 | 378 | 368
40 | 2011003668 | 379.6667 | 369.6667
41 | 2011003668 | 381.3333 | 371.3333
42 | 2011003668 | 383 | 373
43 | 2011003668 | 385.3333 | 375.3333
44 | 2011003668 | 387.6667 | 377.6667
45 | 2011003668 | 390 | 380
46 | 2011003668 | 391.3333 | 381.3333
47 | 2011003668 | 392.6667 | 382.6667
48 | 2011003668 | 394 | 384
49 | 2011003668 | 393.3333 | 383.3333
50 | 2011003668 | 392.6667 | 382.6667
51 | 2011003668 | 392 | 382
52 | 2011003668 | 387.6667 | 377.6667
53 | 2011003668 | 383.3333 | 373.3333
54 | 2011003668 | 379 | 369
55 | 2011003668 | 372.3333 | 362.3333
56 | 2011003668 | 365.6667 | 355.6667
57 | 2011003668 | 359 | 349
58 | 2011003668 | 353.6667 | 343.6667
59 | 2011003668 | 348.3333 | 338.3333
60 | 2011003668 | 343 | 333
61 | 2011003668 | 338.3333 | 328.3333
62 | 2011003668 | 333.6667 | 323.6667
63 | 2011003668 | 329 | 319
64 | 2011003668 | 326 | 316
65 | 2011003668 | 323 | 313
66 | 2011003668 | 320 | 310
67 | 2011003668 | 318.3333 | 308.3333
68 | 2011003668 | 316.6667 | 306.6667
69 | 2011003668 | 315 | 305
70 | 2011003668 | 315.3333 | 305.3333
71 | 2011003668 | 315.6667 | 305.6667
72 | 2011003668 | 316 | 306
73 | 2011003668 | 316.3333 | 306.3333
74 | 2011003668 | 316.6667 | 306.6667
75 | 2011003668 | 317 | 307
76 | 2011003668 | 316.3333 | 306.3333
77 | 2011003668 | 315.6667 | 305.6667
78 | 2011003668 | 315 | 305
79 | 2011003668 | 314.6667 | 304.6667
80 | 2011003668 | 314.3333 | 304.3333
81 | 2011003668 | 314 | 304
82 | 2011003668 | 316.3333 | 306.3333
83 | 2011003668 | 318.6667 | 308.6667
84 | 2011003668 | 321 | 311
85 | 2011003668 | 323.3333 | 313.3333
86 | 2011003668 | 325.6667 | 315.6667
87 | 2011003668 | 328 | 318
88 | 2011003668 | 328.3333 | 318.3333
89 | 2011003668 | 328.6667 | 318.6667
90 | 2011003668 | 329 | 339
91 | 2011003668 | 329 | 339
92 | 2011003668 | 329 | 339
93 | 2011003668 | 329 | 339
94 | 2011003668 | 328.6667 | 338.6667
95 | 2011003668 | 328.3333 | 338.3333
96 | 2011003668 | 328 | 338
97 | 2011003668 | 327.6667 | 337.6667
98 | 2011003668 | 327.3333 | 337.3333
99 | 2011003668 | 327 | 337
100 | 2011003668 | 328.6667 | 338.6667
101 | 2011003668 | 330.3333 | 340.3333
102 | 2011003668 | 332 | 342
103 | 2011003668 | 334.3333 | 344.3333
104 | 2011003668 | 336.6667 | 346.6667
105 | 2011003668 | 339 | 349
106 | 2011003668 | 339.3333 | 349.3333
107 | 2011003668 | 339.6667 | 349.6667
108 | 2011003668 | 340 | 350
109 | 2011003668 | 342.3333 | 352.3333
110 | 2011003668 | 344.6667 | 354.6667
111 | 2011003668 | 347 | 357
112 | 2011003668 | 349.6667 | 359.6667
113 | 2011003668 | 352.3333 | 362.3333
114 | 2011003668 | 355 | 365
115 | 2011003668 | 360.3333 | 370.3333
116 | 2011003668 | 365.6667 | 375.6667
117 | 2011003668 | 371 | 381
118 | 2011003668 | 373.6667 | 383.6667
119 | 2011003668 | 376.3333 | 386.3333
120 | 2011003668 | 379 | 389
121 | 2011003668 | 383.3333 | 393.3333
122 | 2011003668 | 387.6667 | 377.6667
123 | 2011003668 | 392 | 382
124 | 2011003668 | 395.3333 | 385.3333
125 | 2011003668 | 398.6667 | 388.6667
126 | 2011003668 | 402 | 392
127 | 2011003668 | 404.3333 | 394.3333
128 | 2011003668 | 406.6667 | 396.6667
129 | 2011003668 | 409 | 399
130 | 2011003668 | 409 | 399
131 | 2011003668 | 409 | 399
132 | 2011003668 | 409 | 399
133 | 2011003668 | 408.3333 | 398.3333
134 | 2011003668 | 407.6667 | 397.6667
135 | 2011003668 | 407 | 397
136 | 2011003668 | 407 | 397
137 | 2011003668 | 407 | 397
138 | 2011003668 | 407 | 397
139 | 2011003668 | 407 | 397
140 | 2011003668 | 407 | 397
141 | 2011003668 | 407 | 397
142 | 2011003668 | 406 | 396
143 | 2011003668 | 405 | 395
0 | 2006010662 | 343 | 333
1 | 2006010662 | 344 | 334
2 | 2006010662 | 345 | 335
3 | 2006010662 | 346 | 336
4 | 2006010662 | 348 | 338
5 | 2006010662 | 350 | 340
6 | 2006010662 | 352 | 342
7 | 2006010662 | 353 | 343
8 | 2006010662 | 354 | 344
9 | 2006010662 | 355 | 345
10 | 2006010662 | 356.6667 | 346.6667
11 | 2006010662 | 358.3333 | 348.3333
12 | 2006010662 | 360 | 350
13 | 2006010662 | 363.6667 | 353.6667
14 | 2006010662 | 367.3333 | 357.3333
15 | 2006010662 | 371 | 361
16 | 2006010662 | 373.3333 | 363.3333
17 | 2006010662 | 375.6667 | 365.6667
18 | 2006010662 | 378 | 368
19 | 2006010662 | 378.6667 | 368.6667
20 | 2006010662 | 379.3333 | 369.3333
21 | 2006010662 | 380 | 370
22 | 2006010662 | 381.3333 | 371.3333
23 | 2006010662 | 382.6667 | 372.6667
24 | 2006010662 | 384 | 374
25 | 2006010662 | 385.3333 | 375.3333
26 | 2006010662 | 386.6667 | 376.6667
27 | 2006010662 | 388 | 378
28 | 2006010662 | 387 | 377
29 | 2006010662 | 386 | 376
30 | 2006010662 | 385 | 375
31 | 2006010662 | 383 | 373
32 | 2006010662 | 381 | 371
33 | 2006010662 | 379 | 369
34 | 2006010662 | 378.3333 | 368.3333
35 | 2006010662 | 377.6667 | 367.6667
36 | 2006010662 | 377 | 367
37 | 2006010662 | 377.3333 | 367.3333
38 | 2006010662 | 377.6667 | 367.6667
39 | 2006010662 | 378 | 368
40 | 2006010662 | 379.6667 | 369.6667
41 | 2006010662 | 381.3333 | 371.3333
42 | 2006010662 | 383 | 373
43 | 2006010662 | 385.3333 | 375.3333
44 | 2006010662 | 387.6667 | 377.6667
45 | 2006010662 | 390 | 380
46 | 2006010662 | 391.3333 | 381.3333
47 | 2006010662 | 392.6667 | 382.6667
48 | 2006010662 | 394 | 384
49 | 2006010662 | 393.3333 | 383.3333
50 | 2006010662 | 392.6667 | 382.6667
51 | 2006010662 | 392 | 382
52 | 2006010662 | 387.6667 | 377.6667
53 | 2006010662 | 383.3333 | 373.3333
54 | 2006010662 | 379 | 369
55 | 2006010662 | 372.3333 | 362.3333
56 | 2006010662 | 365.6667 | 355.6667
57 | 2006010662 | 359 | 349
58 | 2006010662 | 353.6667 | 343.6667
59 | 2006010662 | 348.3333 | 338.3333
60 | 2006010662 | 343 | 333
61 | 2006010662 | 338.3333 | 328.3333
62 | 2006010662 | 333.6667 | 323.6667
63 | 2006010662 | 329 | 319
64 | 2006010662 | 326 | 316
65 | 2006010662 | 323 | 313
66 | 2006010662 | 320 | 310
67 | 2006010662 | 318.3333 | 308.3333
68 | 2006010662 | 316.6667 | 306.6667
69 | 2006010662 | 315 | 305
70 | 2006010662 | 315.3333 | 305.3333
71 | 2006010662 | 315.6667 | 305.6667
72 | 2006010662 | 316 | 306
73 | 2006010662 | 316.3333 | 306.3333
74 | 2006010662 | 316.6667 | 306.6667
75 | 2006010662 | 317 | 307
76 | 2006010662 | 316.3333 | 306.3333
77 | 2006010662 | 315.6667 | 305.6667
78 | 2006010662 | 315 | 305
79 | 2006010662 | 314.6667 | 304.6667
80 | 2006010662 | 314.3333 | 304.3333
81 | 2006010662 | 314 | 304
82 | 2006010662 | 316.3333 | 306.3333
83 | 2006010662 | 318.6667 | 308.6667
84 | 2006010662 | 321 | 311
85 | 2006010662 | 323.3333 | 313.3333
86 | 2006010662 | 325.6667 | 315.6667
87 | 2006010662 | 328 | 318
88 | 2006010662 | 328.3333 | 318.3333
89 | 2006010662 | 328.6667 | 318.6667
90 | 2006010662 | 329 | 339
91 | 2006010662 | 329 | 339
92 | 2006010662 | 329 | 339
93 | 2006010662 | 329 | 339
94 | 2006010662 | 328.6667 | 338.6667
95 | 2006010662 | 328.3333 | 338.3333
96 | 2006010662 | 328 | 338
97 | 2006010662 | 327.6667 | 337.6667
98 | 2006010662 | 327.3333 | 337.3333
99 | 2006010662 | 327 | 337
100 | 2006010662 | 328.6667 | 338.6667
101 | 2006010662 | 330.3333 | 340.3333
102 | 2006010662 | 332 | 342
103 | 2006010662 | 334.3333 | 344.3333
104 | 2006010662 | 336.6667 | 346.6667
105 | 2006010662 | 339 | 349
106 | 2006010662 | 339.3333 | 349.3333
107 | 2006010662 | 339.6667 | 349.6667
108 | 2006010662 | 340 | 350
109 | 2006010662 | 342.3333 | 352.3333
110 | 2006010662 | 344.6667 | 354.6667
111 | 2006010662 | 347 | 357
112 | 2006010662 | 349.6667 | 359.6667
113 | 2006010662 | 352.3333 | 362.3333
114 | 2006010662 | 355 | 365
115 | 2006010662 | 360.3333 | 370.3333
116 | 2006010662 | 365.6667 | 375.6667
117 | 2006010662 | 371 | 381
118 | 2006010662 | 373.6667 | 383.6667
119 | 2006010662 | 376.3333 | 386.3333
120 | 2006010662 | 379 | 389
121 | 2006010662 | 383.3333 | 393.3333
122 | 2006010662 | 387.6667 | 377.6667
123 | 2006010662 | 392 | 382
124 | 2006010662 | 395.3333 | 385.3333
125 | 2006010662 | 398.6667 | 388.6667
126 | 2006010662 | 402 | 392
127 | 2006010662 | 404.3333 | 394.3333
128 | 2006010662 | 406.6667 | 396.6667
129 | 2006010662 | 409 | 399
130 | 2006010662 | 409 | 399
131 | 2006010662 | 409 | 399
132 | 2006010662 | 409 | 399
133 | 2006010662 | 408.3333 | 398.3333
134 | 2006010662 | 407.6667 | 397.6667
135 | 2006010662 | 407 | 397
136 | 2006010662 | 407 | 397
137 | 2006010662 | 407 | 397
138 | 2006010662 | 407 | 397
139 | 2006010662 | 407 | 397
140 | 2006010662 | 407 | 397
141 | 2006010662 | 407 | 397
142 | 2006010662 | 406 | 396
143 | 2006010662 | 405 | 395
0 | 2013004249 | 343 | 333
1 | 2013004249 | 344 | 334
2 | 2013004249 | 345 | 335
3 | 2013004249 | 346 | 336
4 | 2013004249 | 348 | 338
5 | 2013004249 | 350 | 340
6 | 2013004249 | 352 | 342
7 | 2013004249 | 353 | 343
8 | 2013004249 | 354 | 344
9 | 2013004249 | 355 | 345
10 | 2013004249 | 356.6667 | 346.6667
11 | 2013004249 | 358.3333 | 348.3333
12 | 2013004249 | 360 | 350
13 | 2013004249 | 363.6667 | 353.6667
14 | 2013004249 | 367.3333 | 357.3333
15 | 2013004249 | 371 | 361
16 | 2013004249 | 373.3333 | 363.3333
17 | 2013004249 | 375.6667 | 365.6667
18 | 2013004249 | 378 | 368
19 | 2013004249 | 378.6667 | 368.6667
20 | 2013004249 | 379.3333 | 369.3333
21 | 2013004249 | 380 | 370
22 | 2013004249 | 381.3333 | 371.3333
23 | 2013004249 | 382.6667 | 372.6667
24 | 2013004249 | 384 | 374
25 | 2013004249 | 385.3333 | 375.3333
26 | 2013004249 | 386.6667 | 376.6667
27 | 2013004249 | 388 | 378
28 | 2013004249 | 387 | 377
29 | 2013004249 | 386 | 376
30 | 2013004249 | 385 | 375
31 | 2013004249 | 383 | 373
32 | 2013004249 | 381 | 371
33 | 2013004249 | 379 | 369
34 | 2013004249 | 378.3333 | 368.3333
35 | 2013004249 | 377.6667 | 367.6667
36 | 2013004249 | 377 | 367
37 | 2013004249 | 377.3333 | 367.3333
38 | 2013004249 | 377.6667 | 367.6667
39 | 2013004249 | 378 | 368
40 | 2013004249 | 379.6667 | 369.6667
41 | 2013004249 | 381.3333 | 371.3333
42 | 2013004249 | 383 | 373
43 | 2013004249 | 385.3333 | 375.3333
44 | 2013004249 | 387.6667 | 377.6667
45 | 2013004249 | 390 | 380
46 | 2013004249 | 391.3333 | 381.3333
47 | 2013004249 | 392.6667 | 382.6667
48 | 2013004249 | 394 | 384
49 | 2013004249 | 393.3333 | 383.3333
50 | 2013004249 | 392.6667 | 382.6667
51 | 2013004249 | 392 | 382
52 | 2013004249 | 387.6667 | 377.6667
53 | 2013004249 | 383.3333 | 373.3333
54 | 2013004249 | 379 | 369
55 | 2013004249 | 372.3333 | 362.3333
56 | 2013004249 | 365.6667 | 355.6667
57 | 2013004249 | 359 | 349
58 | 2013004249 | 353.6667 | 343.6667
59 | 2013004249 | 348.3333 | 338.3333
60 | 2013004249 | 343 | 333
61 | 2013004249 | 338.3333 | 328.3333
62 | 2013004249 | 333.6667 | 323.6667
63 | 2013004249 | 329 | 319
64 | 2013004249 | 326 | 316
65 | 2013004249 | 323 | 313
66 | 2013004249 | 320 | 310
67 | 2013004249 | 318.3333 | 308.3333
68 | 2013004249 | 316.6667 | 306.6667
69 | 2013004249 | 315 | 305
70 | 2013004249 | 315.3333 | 305.3333
71 | 2013004249 | 315.6667 | 305.6667
72 | 2013004249 | 316 | 306
73 | 2013004249 | 316.3333 | 306.3333
74 | 2013004249 | 316.6667 | 306.6667
75 | 2013004249 | 317 | 307
76 | 2013004249 | 316.3333 | 306.3333
77 | 2013004249 | 315.6667 | 305.6667
78 | 2013004249 | 315 | 305
79 | 2013004249 | 314.6667 | 304.6667
80 | 2013004249 | 314.3333 | 304.3333
81 | 2013004249 | 314 | 304
82 | 2013004249 | 316.3333 | 306.3333
83 | 2013004249 | 318.6667 | 308.6667
84 | 2013004249 | 321 | 311
85 | 2013004249 | 323.3333 | 313.3333
86 | 2013004249 | 325.6667 | 315.6667
87 | 2013004249 | 328 | 318
88 | 2013004249 | 328.3333 | 318.3333
89 | 2013004249 | 328.6667 | 318.6667
90 | 2013004249 | 329 | 339
91 | 2013004249 | 329 | 339
92 | 2013004249 | 329 | 339
93 | 2013004249 | 329 | 339
94 | 2013004249 | 328.6667 | 338.6667
95 | 2013004249 | 328.3333 | 338.3333
96 | 2013004249 | 328 | 338
97 | 2013004249 | 327.6667 | 337.6667
98 | 2013004249 | 327.3333 | 337.3333
99 | 2013004249 | 327 | 337
100 | 2013004249 | 328.6667 | 338.6667
101 | 2013004249 | 330.3333 | 340.3333
102 | 2013004249 | 332 | 342
103 | 2013004249 | 334.3333 | 344.3333
104 | 2013004249 | 336.6667 | 346.6667
105 | 2013004249 | 339 | 349
106 | 2013004249 | 339.3333 | 349.3333
107 | 2013004249 | 339.6667 | 349.6667
108 | 2013004249 | 340 | 350
109 | 2013004249 | 342.3333 | 352.3333
110 | 2013004249 | 344.6667 | 354.6667
111 | 2013004249 | 347 | 357
112 | 2013004249 | 349.6667 | 359.6667
113 | 2013004249 | 352.3333 | 362.3333
114 | 2013004249 | 355 | 365
115 | 2013004249 | 360.3333 | 370.3333
116 | 2013004249 | 365.6667 | 375.6667
117 | 2013004249 | 371 | 381
118 | 2013004249 | 373.6667 | 383.6667
119 | 2013004249 | 376.3333 | 386.3333
120 | 2013004249 | 379 | 389
121 | 2013004249 | 383.3333 | 393.3333
122 | 2013004249 | 387.6667 | 377.6667
123 | 2013004249 | 392 | 382
124 | 2013004249 | 395.3333 | 385.3333
125 | 2013004249 | 398.6667 | 388.6667
126 | 2013004249 | 402 | 392
127 | 2013004249 | 404.3333 | 394.3333
128 | 2013004249 | 406.6667 | 396.6667
129 | 2013004249 | 409 | 399
130 | 2013004249 | 409 | 399
131 | 2013004249 | 409 | 399
132 | 2013004249 | 409 | 399
133 | 2013004249 | 408.3333 | 398.3333
134 | 2013004249 | 407.6667 | 397.6667
135 | 2013004249 | 407 | 397
136 | 2013004249 | 407 | 397
137 | 2013004249 | 407 | 397
138 | 2013004249 | 407 | 397
139 | 2013004249 | 407 | 397
140 | 2013004249 | 407 | 397
141 | 2013004249 | 407 | 397
142 | 2013004249 | 406 | 396
143 | 2013004249 | 405 | 395
0 | 2006008425 | 343 | 333
1 | 2006008425 | 344 | 334
2 | 2006008425 | 345 | 335
3 | 2006008425 | 346 | 336
4 | 2006008425 | 348 | 338
5 | 2006008425 | 350 | 340
6 | 2006008425 | 352 | 342
7 | 2006008425 | 353 | 343
8 | 2006008425 | 354 | 344
9 | 2006008425 | 355 | 345
10 | 2006008425 | 356.6667 | 346.6667
11 | 2006008425 | 358.3333 | 348.3333
12 | 2006008425 | 360 | 350
13 | 2006008425 | 363.6667 | 353.6667
14 | 2006008425 | 367.3333 | 357.3333
15 | 2006008425 | 371 | 361
16 | 2006008425 | 373.3333 | 363.3333
17 | 2006008425 | 375.6667 | 365.6667
18 | 2006008425 | 378 | 368
19 | 2006008425 | 378.6667 | 368.6667
20 | 2006008425 | 379.3333 | 369.3333
21 | 2006008425 | 380 | 370
22 | 2006008425 | 381.3333 | 371.3333
23 | 2006008425 | 382.6667 | 372.6667
24 | 2006008425 | 384 | 374
25 | 2006008425 | 385.3333 | 375.3333
26 | 2006008425 | 386.6667 | 376.6667
27 | 2006008425 | 388 | 378
28 | 2006008425 | 387 | 377
29 | 2006008425 | 386 | 376
30 | 2006008425 | 385 | 375
31 | 2006008425 | 383 | 373
32 | 2006008425 | 381 | 371
33 | 2006008425 | 379 | 369
34 | 2006008425 | 378.3333 | 368.3333
35 | 2006008425 | 377.6667 | 367.6667
36 | 2006008425 | 377 | 367
37 | 2006008425 | 377.3333 | 367.3333
38 | 2006008425 | 377.6667 | 367.6667
39 | 2006008425 | 378 | 368
40 | 2006008425 | 379.6667 | 369.6667
41 | 2006008425 | 381.3333 | 371.3333
42 | 2006008425 | 383 | 373
43 | 2006008425 | 385.3333 | 375.3333
44 | 2006008425 | 387.6667 | 377.6667
45 | 2006008425 | 390 | 380
46 | 2006008425 | 391.3333 | 381.3333
47 | 2006008425 | 392.6667 | 382.6667
48 | 2006008425 | 394 | 384
49 | 2006008425 | 393.3333 | 383.3333
50 | 2006008425 | 392.6667 | 382.6667
51 | 2006008425 | 392 | 382
52 | 2006008425 | 387.6667 | 377.6667
53 | 2006008425 | 383.3333 | 373.3333
54 | 2006008425 | 379 | 369
55 | 2006008425 | 372.3333 | 362.3333
56 | 2006008425 | 365.6667 | 355.6667
57 | 2006008425 | 359 | 349
58 | 2006008425 | 353.6667 | 343.6667
59 | 2006008425 | 348.3333 | 338.3333
60 | 2006008425 | 343 | 333
61 | 2006008425 | 338.3333 | 328.3333
62 | 2006008425 | 333.6667 | 323.6667
63 | 2006008425 | 329 | 319
64 | 2006008425 | 326 | 316
65 | 2006008425 | 323 | 313
66 | 2006008425 | 320 | 310
67 | 2006008425 | 318.3333 | 308.3333
68 | 2006008425 | 316.6667 | 306.6667
69 | 2006008425 | 315 | 305
70 | 2006008425 | 315.3333 | 305.3333
71 | 2006008425 | 315.6667 | 305.6667
72 | 2006008425 | 316 | 306
73 | 2006008425 | 316.3333 | 306.3333
74 | 2006008425 | 316.6667 | 306.6667
75 | 2006008425 | 317 | 307
76 | 2006008425 | 316.3333 | 306.3333
77 | 2006008425 | 315.6667 | 305.6667
78 | 2006008425 | 315 | 305
79 | 2006008425 | 314.6667 | 304.6667
80 | 2006008425 | 314.3333 | 304.3333
81 | 2006008425 | 314 | 304
82 | 2006008425 | 316.3333 | 306.3333
83 | 2006008425 | 318.6667 | 308.6667
84 | 2006008425 | 321 | 311
85 | 2006008425 | 323.3333 | 313.3333
86 | 2006008425 | 325.6667 | 315.6667
87 | 2006008425 | 328 | 318
88 | 2006008425 | 328.3333 | 318.3333
89 | 2006008425 | 328.6667 | 318.6667
90 | 2006008425 | 329 | 339
91 | 2006008425 | 329 | 339
92 | 2006008425 | 329 | 339
93 | 2006008425 | 329 | 339
94 | 2006008425 | 328.6667 | 338.6667
95 | 2006008425 | 328.3333 | 338.3333
96 | 2006008425 | 328 | 338
97 | 2006008425 | 327.6667 | 337.6667
98 | 2006008425 | 327.3333 | 337.3333
99 | 2006008425 | 327 | 337
100 | 2006008425 | 328.6667 | 338.6667
101 | 2006008425 | 330.3333 | 340.3333
102 | 2006008425 | 332 | 342
103 | 2006008425 | 334.3333 | 344.3333
104 | 2006008425 | 336.6667 | 346.6667
105 | 2006008425 | 339 | 349
106 | 2006008425 | 339.3333 | 349.3333
107 | 2006008425 | 339.6667 | 349.6667
108 | 2006008425 | 340 | 350
109 | 2006008425 | 342.3333 | 352.3333
110 | 2006008425 | 344.6667 | 354.6667
111 | 2006008425 | 347 | 357
112 | 2006008425 | 349.6667 | 359.6667
113 | 2006008425 | 352.3333 | 362.3333
114 | 2006008425 | 355 | 365
115 | 2006008425 | 360.3333 | 370.3333
116 | 2006008425 | 365.6667 | 375.6667
117 | 2006008425 | 371 | 381
118 | 2006008425 | 373.6667 | 383.6667
119 | 2006008425 | 376.3333 | 386.3333
120 | 2006008425 | 379 | 389
121 | 2006008425 | 383.3333 | 393.3333
122 | 2006008425 | 387.6667 | 377.6667
123 | 2006008425 | 392 | 382
124 | 2006008425 | 395.3333 | 385.3333
125 | 2006008425 | 398.6667 | 388.6667
126 | 2006008425 | 402 | 392
127 | 2006008425 | 404.3333 | 394.3333
128 | 2006008425 | 406.6667 | 396.6667
129 | 2006008425 | 409 | 399
130 | 2006008425 | 409 | 399
131 | 2006008425 | 409 | 399
132 | 2006008425 | 409 | 399
133 | 2006008425 | 408.3333 | 398.3333
134 | 2006008425 | 407.6667 | 397.6667
135 | 2006008425 | 407 | 397
136 | 2006008425 | 407 | 397
137 | 2006008425 | 407 | 397
138 | 2006008425 | 407 | 397
139 | 2006008425 | 407 | 397
140 | 2006008425 | 407 | 397
141 | 2006008425 | 407 | 397
142 | 2006008425 | 406 | 396
143 | 2006008425 | 405 | 395
0 | 2011002660 | 343 | 333
1 | 2011002660 | 344 | 334
2 | 2011002660 | 345 | 335
3 | 2011002660 | 346 | 336
4 | 2011002660 | 348 | 338
5 | 2011002660 | 350 | 340
6 | 2011002660 | 352 | 342
7 | 2011002660 | 353 | 343
8 | 2011002660 | 354 | 344
9 | 2011002660 | 355 | 345
10 | 2011002660 | 356.6667 | 346.6667
11 | 2011002660 | 358.3333 | 348.3333
12 | 2011002660 | 360 | 350
13 | 2011002660 | 363.6667 | 353.6667
14 | 2011002660 | 367.3333 | 357.3333
15 | 2011002660 | 371 | 361
16 | 2011002660 | 373.3333 | 363.3333
17 | 2011002660 | 375.6667 | 365.6667
18 | 2011002660 | 378 | 368
19 | 2011002660 | 378.6667 | 368.6667
20 | 2011002660 | 379.3333 | 369.3333
21 | 2011002660 | 380 | 370
22 | 2011002660 | 381.3333 | 371.3333
23 | 2011002660 | 382.6667 | 372.6667
24 | 2011002660 | 384 | 374
25 | 2011002660 | 385.3333 | 375.3333
26 | 2011002660 | 386.6667 | 376.6667
27 | 2011002660 | 388 | 378
28 | 2011002660 | 387 | 377
29 | 2011002660 | 386 | 376
30 | 2011002660 | 385 | 375
31 | 2011002660 | 383 | 373
32 | 2011002660 | 381 | 371
33 | 2011002660 | 379 | 369
34 | 2011002660 | 378.3333 | 368.3333
35 | 2011002660 | 377.6667 | 367.6667
36 | 2011002660 | 377 | 367
37 | 2011002660 | 377.3333 | 367.3333
38 | 2011002660 | 377.6667 | 367.6667
39 | 2011002660 | 378 | 368
40 | 2011002660 | 379.6667 | 369.6667
41 | 2011002660 | 381.3333 | 371.3333
42 | 2011002660 | 383 | 373
43 | 2011002660 | 385.3333 | 375.3333
44 | 2011002660 | 387.6667 | 377.6667
45 | 2011002660 | 390 | 380
46 | 2011002660 | 391.3333 | 381.3333
47 | 2011002660 | 392.6667 | 382.6667
48 | 2011002660 | 394 | 384
49 | 2011002660 | 393.3333 | 383.3333
50 | 2011002660 | 392.6667 | 382.6667
51 | 2011002660 | 392 | 382
52 | 2011002660 | 387.6667 | 377.6667
53 | 2011002660 | 383.3333 | 373.3333
54 | 2011002660 | 379 | 369
55 | 2011002660 | 372.3333 | 362.3333
56 | 2011002660 | 365.6667 | 355.6667
57 | 2011002660 | 359 | 349
58 | 2011002660 | 353.6667 | 343.6667
59 | 2011002660 | 348.3333 | 338.3333
60 | 2011002660 | 343 | 333
61 | 2011002660 | 338.3333 | 328.3333
62 | 2011002660 | 333.6667 | 323.6667
63 | 2011002660 | 329 | 319
64 | 2011002660 | 326 | 316
65 | 2011002660 | 323 | 313
66 | 2011002660 | 320 | 310
67 | 2011002660 | 318.3333 | 308.3333
68 | 2011002660 | 316.6667 | 306.6667
69 | 2011002660 | 315 | 305
70 | 2011002660 | 315.3333 | 305.3333
71 | 2011002660 | 315.6667 | 305.6667
72 | 2011002660 | 316 | 306
73 | 2011002660 | 316.3333 | 306.3333
74 | 2011002660 | 316.6667 | 306.6667
75 | 2011002660 | 317 | 307
76 | 2011002660 | 316.3333 | 306.3333
77 | 2011002660 | 315.6667 | 305.6667
78 | 2011002660 | 315 | 305
79 | 2011002660 | 314.6667 | 304.6667
80 | 2011002660 | 314.3333 | 304.3333
81 | 2011002660 | 314 | 304
82 | 2011002660 | 316.3333 | 306.3333
83 | 2011002660 | 318.6667 | 308.6667
84 | 2011002660 | 321 | 311
85 | 2011002660 | 323.3333 | 313.3333
86 | 2011002660 | 325.6667 | 315.6667
87 | 2011002660 | 328 | 318
88 | 2011002660 | 328.3333 | 318.3333
89 | 2011002660 | 328.6667 | 318.6667
90 | 2011002660 | 329 | 339
91 | 2011002660 | 329 | 339
92 | 2011002660 | 329 | 339
93 | 2011002660 | 329 | 339
94 | 2011002660 | 328.6667 | 338.6667
95 | 2011002660 | 328.3333 | 338.3333
96 | 2011002660 | 328 | 338
97 | 2011002660 | 327.6667 | 337.6667
98 | 2011002660 | 327.3333 | 337.3333
99 | 2011002660 | 327 | 337
100 | 2011002660 | 328.6667 | 338.6667
101 | 2011002660 | 330.3333 | 340.3333
102 | 2011002660 | 332 | 342
103 | 2011002660 | 334.3333 | 344.3333
104 | 2011002660 | 336.6667 | 346.6667
105 | 2011002660 | 339 | 349
106 | 2011002660 | 339.3333 | 349.3333
107 | 2011002660 | 339.6667 | 349.6667
108 | 2011002660 | 340 | 350
109 | 2011002660 | 342.3333 | 352.3333
110 | 2011002660 | 344.6667 | 354.6667
111 | 2011002660 | 347 | 357
112 | 2011002660 | 349.6667 | 359.6667
113 | 2011002660 | 352.3333 | 362.3333
114 | 2011002660 | 355 | 365
115 | 2011002660 | 360.3333 | 370.3333
116 | 2011002660 | 365.6667 | 375.6667
117 | 2011002660 | 371 | 381
118 | 2011002660 | 373.6667 | 383.6667
119 | 2011002660 | 376.3333 | 386.3333
120 | 2011002660 | 379 | 389
121 | 2011002660 | 383.3333 | 393.3333
122 | 2011002660 | 387.6667 | 377.6667
123 | 2011002660 | 392 | 382
124 | 2011002660 | 395.3333 | 385.3333
125 | 2011002660 | 398.6667 | 388.6667
126 | 2011002660 | 402 | 392
127 | 2011002660 | 404.3333 | 394.3333
128 | 2011002660 | 406.6667 | 396.6667
129 | 2011002660 | 409 | 399
130 | 2011002660 | 409 | 399
131 | 2011002660 | 409 | 399
132 | 2011002660 | 409 | 399
133 | 2011002660 | 408.3333 | 398.3333
134 | 2011002660 | 407.6667 | 397.6667
135 | 2011002660 | 407 | 397
136 | 2011002660 | 407 | 397
137 | 2011002660 | 407 | 397
138 | 2011002660 | 407 | 397
139 | 2011002660 | 407 | 397
140 | 2011002660 | 407 | 397
141 | 2011002660 | 407 | 397
142 | 2011002660 | 406 | 396
143 | 2011002660 | 405 | 395
0 | 2006001756 | 343 | 333
1 | 2006001756 | 344 | 334
2 | 2006001756 | 345 | 335
3 | 2006001756 | 346 | 336
4 | 2006001756 | 348 | 338
5 | 2006001756 | 350 | 340
6 | 2006001756 | 352 | 342
7 | 2006001756 | 353 | 343
8 | 2006001756 | 354 | 344
9 | 2006001756 | 355 | 345
10 | 2006001756 | 356.6667 | 346.6667
11 | 2006001756 | 358.3333 | 348.3333
12 | 2006001756 | 360 | 350
13 | 2006001756 | 363.6667 | 353.6667
14 | 2006001756 | 367.3333 | 357.3333
15 | 2006001756 | 371 | 361
16 | 2006001756 | 373.3333 | 363.3333
17 | 2006001756 | 375.6667 | 365.6667
18 | 2006001756 | 378 | 368
19 | 2006001756 | 378.6667 | 368.6667
20 | 2006001756 | 379.3333 | 369.3333
21 | 2006001756 | 380 | 370
22 | 2006001756 | 381.3333 | 371.3333
23 | 2006001756 | 382.6667 | 372.6667
24 | 2006001756 | 384 | 374
25 | 2006001756 | 385.3333 | 375.3333
26 | 2006001756 | 386.6667 | 376.6667
27 | 2006001756 | 388 | 378
28 | 2006001756 | 387 | 377
29 | 2006001756 | 386 | 376
30 | 2006001756 | 385 | 375
31 | 2006001756 | 383 | 373
32 | 2006001756 | 381 | 371
33 | 2006001756 | 379 | 369
34 | 2006001756 | 378.3333 | 368.3333
35 | 2006001756 | 377.6667 | 367.6667
36 | 2006001756 | 377 | 367
37 | 2006001756 | 377.3333 | 367.3333
38 | 2006001756 | 377.6667 | 367.6667
39 | 2006001756 | 378 | 368
40 | 2006001756 | 379.6667 | 369.6667
41 | 2006001756 | 381.3333 | 371.3333
42 | 2006001756 | 383 | 373
43 | 2006001756 | 385.3333 | 375.3333
44 | 2006001756 | 387.6667 | 377.6667
45 | 2006001756 | 390 | 380
46 | 2006001756 | 391.3333 | 381.3333
47 | 2006001756 | 392.6667 | 382.6667
48 | 2006001756 | 394 | 384
49 | 2006001756 | 393.3333 | 383.3333
50 | 2006001756 | 392.6667 | 382.6667
51 | 2006001756 | 392 | 382
52 | 2006001756 | 387.6667 | 377.6667
53 | 2006001756 | 383.3333 | 373.3333
54 | 2006001756 | 379 | 369
55 | 2006001756 | 372.3333 | 362.3333
56 | 2006001756 | 365.6667 | 355.6667
57 | 2006001756 | 359 | 349
58 | 2006001756 | 353.6667 | 343.6667
59 | 2006001756 | 348.3333 | 338.3333
60 | 2006001756 | 343 | 333
61 | 2006001756 | 338.3333 | 328.3333
62 | 2006001756 | 333.6667 | 323.6667
63 | 2006001756 | 329 | 319
64 | 2006001756 | 326 | 316
65 | 2006001756 | 323 | 313
66 | 2006001756 | 320 | 310
67 | 2006001756 | 318.3333 | 308.3333
68 | 2006001756 | 316.6667 | 306.6667
69 | 2006001756 | 315 | 305
70 | 2006001756 | 315.3333 | 305.3333
71 | 2006001756 | 315.6667 | 305.6667
72 | 2006001756 | 316 | 306
73 | 2006001756 | 316.3333 | 306.3333
74 | 2006001756 | 316.6667 | 306.6667
75 | 2006001756 | 317 | 307
76 | 2006001756 | 316.3333 | 306.3333
77 | 2006001756 | 315.6667 | 305.6667
78 | 2006001756 | 315 | 305
79 | 2006001756 | 314.6667 | 304.6667
80 | 2006001756 | 314.3333 | 304.3333
81 | 2006001756 | 314 | 304
82 | 2006001756 | 316.3333 | 306.3333
83 | 2006001756 | 318.6667 | 308.6667
84 | 2006001756 | 321 | 311
85 | 2006001756 | 323.3333 | 313.3333
86 | 2006001756 | 325.6667 | 315.6667
87 | 2006001756 | 328 | 318
88 | 2006001756 | 328.3333 | 318.3333
89 | 2006001756 | 328.6667 | 318.6667
90 | 2006001756 | 329 | 339
91 | 2006001756 | 329 | 339
92 | 2006001756 | 329 | 339
93 | 2006001756 | 329 | 339
94 | 2006001756 | 328.6667 | 338.6667
95 | 2006001756 | 328.3333 | 338.3333
96 | 2006001756 | 328 | 338
97 | 2006001756 | 327.6667 | 337.6667
98 | 2006001756 | 327.3333 | 337.3333
99 | 2006001756 | 327 | 337
100 | 2006001756 | 328.6667 | 338.6667
101 | 2006001756 | 330.3333 | 340.3333
102 | 2006001756 | 332 | 342
103 | 2006001756 | 334.3333 | 344.3333
104 | 2006001756 | 336.6667 | 346.6667
105 | 2006001756 | 339 | 349
106 | 2006001756 | 339.3333 | 349.3333
107 | 2006001756 | 339.6667 | 349.6667
108 | 2006001756 | 340 | 350
109 | 2006001756 | 342.3333 | 352.3333
110 | 2006001756 | 344.6667 | 354.6667
111 | 2006001756 | 347 | 357
112 | 2006001756 | 349.6667 | 359.6667
113 | 2006001756 | 352.3333 | 362.3333
114 | 2006001756 | 355 | 365
115 | 2006001756 | 360.3333 | 370.3333
116 | 2006001756 | 365.6667 | 375.6667
117 | 2006001756 | 371 | 381
118 | 2006001756 | 373.6667 | 383.6667
119 | 2006001756 | 376.3333 | 386.3333
120 | 2006001756 | 379 | 389
121 | 2006001756 | 383.3333 | 393.3333
122 | 2006001756 | 387.6667 | 377.6667
123 | 2006001756 | 392 | 382
124 | 2006001756 | 395.3333 | 385.3333
125 | 2006001756 | 398.6667 | 388.6667
126 | 2006001756 | 402 | 392
127 | 2006001756 | 404.3333 | 394.3333
128 | 2006001756 | 406.6667 | 396.6667
129 | 2006001756 | 409 | 399
130 | 2006001756 | 409 | 399
131 | 2006001756 | 409 | 399
132 | 2006001756 | 409 | 399
133 | 2006001756 | 408.3333 | 398.3333
134 | 2006001756 | 407.6667 | 397.6667
135 | 2006001756 | 407 | 397
136 | 2006001756 | 407 | 397
137 | 2006001756 | 407 | 397
138 | 2006001756 | 407 | 397
139 | 2006001756 | 407 | 397
140 | 2006001756 | 407 | 397
141 | 2006001756 | 407 | 397
142 | 2006001756 | 406 | 396
143 | 2006001756 | 405 | 395
0 | 2002001737 | 343 | 333
1 | 2002001737 | 344 | 334
2 | 2002001737 | 345 | 335
3 | 2002001737 | 346 | 336
4 | 2002001737 | 348 | 338
5 | 2002001737 | 350 | 340
6 | 2002001737 | 352 | 342
7 | 2002001737 | 353 | 343
8 | 2002001737 | 354 | 344
9 | 2002001737 | 355 | 345
10 | 2002001737 | 356.6667 | 346.6667
11 | 2002001737 | 358.3333 | 348.3333
12 | 2002001737 | 360 | 350
13 | 2002001737 | 363.6667 | 353.6667
14 | 2002001737 | 367.3333 | 357.3333
15 | 2002001737 | 371 | 361
16 | 2002001737 | 373.3333 | 363.3333
17 | 2002001737 | 375.6667 | 365.6667
18 | 2002001737 | 378 | 368
19 | 2002001737 | 378.6667 | 368.6667
20 | 2002001737 | 379.3333 | 369.3333
21 | 2002001737 | 380 | 370
22 | 2002001737 | 381.3333 | 371.3333
23 | 2002001737 | 382.6667 | 372.6667
24 | 2002001737 | 384 | 374
25 | 2002001737 | 385.3333 | 375.3333
26 | 2002001737 | 386.6667 | 376.6667
27 | 2002001737 | 388 | 378
28 | 2002001737 | 387 | 377
29 | 2002001737 | 386 | 376
30 | 2002001737 | 385 | 375
31 | 2002001737 | 383 | 373
32 | 2002001737 | 381 | 371
33 | 2002001737 | 379 | 369
34 | 2002001737 | 378.3333 | 368.3333
35 | 2002001737 | 377.6667 | 367.6667
36 | 2002001737 | 377 | 367
37 | 2002001737 | 377.3333 | 367.3333
38 | 2002001737 | 377.6667 | 367.6667
39 | 2002001737 | 378 | 368
40 | 2002001737 | 379.6667 | 369.6667
41 | 2002001737 | 381.3333 | 371.3333
42 | 2002001737 | 383 | 373
43 | 2002001737 | 385.3333 | 375.3333
44 | 2002001737 | 387.6667 | 377.6667
45 | 2002001737 | 390 | 380
46 | 2002001737 | 391.3333 | 381.3333
47 | 2002001737 | 392.6667 | 382.6667
48 | 2002001737 | 394 | 384
49 | 2002001737 | 393.3333 | 383.3333
50 | 2002001737 | 392.6667 | 382.6667
51 | 2002001737 | 392 | 382
52 | 2002001737 | 387.6667 | 377.6667
53 | 2002001737 | 383.3333 | 373.3333
54 | 2002001737 | 379 | 369
55 | 2002001737 | 372.3333 | 362.3333
56 | 2002001737 | 365.6667 | 355.6667
57 | 2002001737 | 359 | 349
58 | 2002001737 | 353.6667 | 343.6667
59 | 2002001737 | 348.3333 | 338.3333
60 | 2002001737 | 343 | 333
61 | 2002001737 | 338.3333 | 328.3333
62 | 2002001737 | 333.6667 | 323.6667
63 | 2002001737 | 329 | 319
64 | 2002001737 | 326 | 316
65 | 2002001737 | 323 | 313
66 | 2002001737 | 320 | 310
67 | 2002001737 | 318.3333 | 308.3333
68 | 2002001737 | 316.6667 | 306.6667
69 | 2002001737 | 315 | 305
70 | 2002001737 | 315.3333 | 305.3333
71 | 2002001737 | 315.6667 | 305.6667
72 | 2002001737 | 316 | 306
73 | 2002001737 | 316.3333 | 306.3333
74 | 2002001737 | 316.6667 | 306.6667
75 | 2002001737 | 317 | 307
76 | 2002001737 | 316.3333 | 306.3333
77 | 2002001737 | 315.6667 | 305.6667
78 | 2002001737 | 315 | 305
79 | 2002001737 | 314.6667 | 304.6667
80 | 2002001737 | 314.3333 | 304.3333
81 | 2002001737 | 314 | 304
82 | 2002001737 | 316.3333 | 306.3333
83 | 2002001737 | 318.6667 | 308.6667
84 | 2002001737 | 321 | 311
85 | 2002001737 | 323.3333 | 313.3333
86 | 2002001737 | 325.6667 | 315.6667
87 | 2002001737 | 328 | 318
88 | 2002001737 | 328.3333 | 318.3333
89 | 2002001737 | 328.6667 | 318.6667
90 | 2002001737 | 329 | 339
91 | 2002001737 | 329 | 339
92 | 2002001737 | 329 | 339
93 | 2002001737 | 329 | 339
94 | 2002001737 | 328.6667 | 338.6667
95 | 2002001737 | 328.3333 | 338.3333
96 | 2002001737 | 328 | 338
97 | 2002001737 | 327.6667 | 337.6667
98 | 2002001737 | 327.3333 | 337.3333
99 | 2002001737 | 327 | 337
100 | 2002001737 | 328.6667 | 338.6667
101 | 2002001737 | 330.3333 | 340.3333
102 | 2002001737 | 332 | 342
103 | 2002001737 | 334.3333 | 344.3333
104 | 2002001737 | 336.6667 | 346.6667
105 | 2002001737 | 339 | 349
106 | 2002001737 | 339.3333 | 349.3333
107 | 2002001737 | 339.6667 | 349.6667
108 | 2002001737 | 340 | 350
109 | 2002001737 | 342.3333 | 352.3333
110 | 2002001737 | 344.6667 | 354.6667
111 | 2002001737 | 347 | 357
112 | 2002001737 | 349.6667 | 359.6667
113 | 2002001737 | 352.3333 | 362.3333
114 | 2002001737 | 355 | 365
115 | 2002001737 | 360.3333 | 370.3333
116 | 2002001737 | 365.6667 | 375.6667
117 | 2002001737 | 371 | 381
118 | 2002001737 | 373.6667 | 383.6667
119 | 2002001737 | 376.3333 | 386.3333
120 | 2002001737 | 379 | 389
121 | 2002001737 | 383.3333 | 393.3333
122 | 2002001737 | 387.6667 | 377.6667
123 | 2002001737 | 392 | 382
124 | 2002001737 | 395.3333 | 385.3333
125 | 2002001737 | 398.6667 | 388.6667
126 | 2002001737 | 402 | 392
127 | 2002001737 | 404.3333 | 394.3333
128 | 2002001737 | 406.6667 | 396.6667
129 | 2002001737 | 409 | 399
130 | 2002001737 | 409 | 399
131 | 2002001737 | 409 | 399
132 | 2002001737 | 409 | 399
133 | 2002001737 | 408.3333 | 398.3333
134 | 2002001737 | 407.6667 | 397.6667
135 | 2002001737 | 407 | 397
136 | 2002001737 | 407 | 397
137 | 2002001737 | 407 | 397
138 | 2002001737 | 407 | 397
139 | 2002001737 | 407 | 397
140 | 2002001737 | 407 | 397
141 | 2002001737 | 407 | 397
142 | 2002001737 | 406 | 396
143 | 2002001737 | 405 | 395
0 | 2009007933 | 343 | 333
1 | 2009007933 | 344 | 334
2 | 2009007933 | 345 | 335
3 | 2009007933 | 346 | 336
4 | 2009007933 | 348 | 338
5 | 2009007933 | 350 | 340
6 | 2009007933 | 352 | 342
7 | 2009007933 | 353 | 343
8 | 2009007933 | 354 | 344
9 | 2009007933 | 355 | 345
10 | 2009007933 | 356.6667 | 346.6667
11 | 2009007933 | 358.3333 | 348.3333
12 | 2009007933 | 360 | 350
13 | 2009007933 | 363.6667 | 353.6667
14 | 2009007933 | 367.3333 | 357.3333
15 | 2009007933 | 371 | 361
16 | 2009007933 | 373.3333 | 363.3333
17 | 2009007933 | 375.6667 | 365.6667
18 | 2009007933 | 378 | 368
19 | 2009007933 | 378.6667 | 368.6667
20 | 2009007933 | 379.3333 | 369.3333
21 | 2009007933 | 380 | 370
22 | 2009007933 | 381.3333 | 371.3333
23 | 2009007933 | 382.6667 | 372.6667
24 | 2009007933 | 384 | 374
25 | 2009007933 | 385.3333 | 375.3333
26 | 2009007933 | 386.6667 | 376.6667
27 | 2009007933 | 388 | 378
28 | 2009007933 | 387 | 377
29 | 2009007933 | 386 | 376
30 | 2009007933 | 385 | 375
31 | 2009007933 | 383 | 373
32 | 2009007933 | 381 | 371
33 | 2009007933 | 379 | 369
34 | 2009007933 | 378.3333 | 368.3333
35 | 2009007933 | 377.6667 | 367.6667
36 | 2009007933 | 377 | 367
37 | 2009007933 | 377.3333 | 367.3333
38 | 2009007933 | 377.6667 | 367.6667
39 | 2009007933 | 378 | 368
40 | 2009007933 | 379.6667 | 369.6667
41 | 2009007933 | 381.3333 | 371.3333
42 | 2009007933 | 383 | 373
43 | 2009007933 | 385.3333 | 375.3333
44 | 2009007933 | 387.6667 | 377.6667
45 | 2009007933 | 390 | 380
46 | 2009007933 | 391.3333 | 381.3333
47 | 2009007933 | 392.6667 | 382.6667
48 | 2009007933 | 394 | 384
49 | 2009007933 | 393.3333 | 383.3333
50 | 2009007933 | 392.6667 | 382.6667
51 | 2009007933 | 392 | 382
52 | 2009007933 | 387.6667 | 377.6667
53 | 2009007933 | 383.3333 | 373.3333
54 | 2009007933 | 379 | 369
55 | 2009007933 | 372.3333 | 362.3333
56 | 2009007933 | 365.6667 | 355.6667
57 | 2009007933 | 359 | 349
58 | 2009007933 | 353.6667 | 343.6667
59 | 2009007933 | 348.3333 | 338.3333
60 | 2009007933 | 343 | 333
61 | 2009007933 | 338.3333 | 328.3333
62 | 2009007933 | 333.6667 | 323.6667
63 | 2009007933 | 329 | 319
64 | 2009007933 | 326 | 316
65 | 2009007933 | 323 | 313
66 | 2009007933 | 320 | 310
67 | 2009007933 | 318.3333 | 308.3333
68 | 2009007933 | 316.6667 | 306.6667
69 | 2009007933 | 315 | 305
70 | 2009007933 | 315.3333 | 305.3333
71 | 2009007933 | 315.6667 | 305.6667
72 | 2009007933 | 316 | 306
73 | 2009007933 | 316.3333 | 306.3333
74 | 2009007933 | 316.6667 | 306.6667
75 | 2009007933 | 317 | 307
76 | 2009007933 | 316.3333 | 306.3333
77 | 2009007933 | 315.6667 | 305.6667
78 | 2009007933 | 315 | 305
79 | 2009007933 | 314.6667 | 304.6667
80 | 2009007933 | 314.3333 | 304.3333
81 | 2009007933 | 314 | 304
82 | 2009007933 | 316.3333 | 306.3333
83 | 2009007933 | 318.6667 | 308.6667
84 | 2009007933 | 321 | 311
85 | 2009007933 | 323.3333 | 313.3333
86 | 2009007933 | 325.6667 | 315.6667
87 | 2009007933 | 328 | 318
88 | 2009007933 | 328.3333 | 318.3333
89 | 2009007933 | 328.6667 | 318.6667
90 | 2009007933 | 329 | 339
91 | 2009007933 | 329 | 339
92 | 2009007933 | 329 | 339
93 | 2009007933 | 329 | 339
94 | 2009007933 | 328.6667 | 338.6667
95 | 2009007933 | 328.3333 | 338.3333
96 | 2009007933 | 328 | 338
97 | 2009007933 | 327.6667 | 337.6667
98 | 2009007933 | 327.3333 | 337.3333
99 | 2009007933 | 327 | 337
100 | 2009007933 | 328.6667 | 338.6667
101 | 2009007933 | 330.3333 | 340.3333
102 | 2009007933 | 332 | 342
103 | 2009007933 | 334.3333 | 344.3333
104 | 2009007933 | 336.6667 | 346.6667
105 | 2009007933 | 339 | 349
106 | 2009007933 | 339.3333 | 349.3333
107 | 2009007933 | 339.6667 | 349.6667
108 | 2009007933 | 340 | 350
109 | 2009007933 | 342.3333 | 352.3333
110 | 2009007933 | 344.6667 | 354.6667
111 | 2009007933 | 347 | 357
112 | 2009007933 | 349.6667 | 359.6667
113 | 2009007933 | 352.3333 | 362.3333
114 | 2009007933 | 355 | 365
115 | 2009007933 | 360.3333 | 370.3333
116 | 2009007933 | 365.6667 | 375.6667
117 | 2009007933 | 371 | 381
118 | 2009007933 | 373.6667 | 383.6667
119 | 2009007933 | 376.3333 | 386.3333
120 | 2009007933 | 379 | 389
121 | 2009007933 | 383.3333 | 393.3333
122 | 2009007933 | 387.6667 | 377.6667
123 | 2009007933 | 392 | 382
124 | 2009007933 | 395.3333 | 385.3333
125 | 2009007933 | 398.6667 | 388.6667
126 | 2009007933 | 402 | 392
127 | 2009007933 | 404.3333 | 394.3333
128 | 2009007933 | 406.6667 | 396.6667
129 | 2009007933 | 409 | 399
130 | 2009007933 | 409 | 399
131 | 2009007933 | 409 | 399
132 | 2009007933 | 409 | 399
133 | 2009007933 | 408.3333 | 398.3333
134 | 2009007933 | 407.6667 | 397.6667
135 | 2009007933 | 407 | 397
136 | 2009007933 | 407 | 397
137 | 2009007933 | 407 | 397
138 | 2009007933 | 407 | 397
139 | 2009007933 | 407 | 397
140 | 2009007933 | 407 | 397
141 | 2009007933 | 407 | 397
142 | 2009007933 | 406 | 396
143 | 2009007933 | 405 | 395
0 | 2013000283 | 343 | 333
1 | 2013000283 | 344 | 334
2 | 2013000283 | 345 | 335
3 | 2013000283 | 346 | 336
4 | 2013000283 | 348 | 338
5 | 2013000283 | 350 | 340
6 | 2013000283 | 352 | 342
7 | 2013000283 | 353 | 343
8 | 2013000283 | 354 | 344
9 | 2013000283 | 355 | 345
10 | 2013000283 | 356.6667 | 346.6667
11 | 2013000283 | 358.3333 | 348.3333
12 | 2013000283 | 360 | 350
13 | 2013000283 | 363.6667 | 353.6667
14 | 2013000283 | 367.3333 | 357.3333
15 | 2013000283 | 371 | 361
16 | 2013000283 | 373.3333 | 363.3333
17 | 2013000283 | 375.6667 | 365.6667
18 | 2013000283 | 378 | 368
19 | 2013000283 | 378.6667 | 368.6667
20 | 2013000283 | 379.3333 | 369.3333
21 | 2013000283 | 380 | 370
22 | 2013000283 | 381.3333 | 371.3333
23 | 2013000283 | 382.6667 | 372.6667
24 | 2013000283 | 384 | 374
25 | 2013000283 | 385.3333 | 375.3333
26 | 2013000283 | 386.6667 | 376.6667
27 | 2013000283 | 388 | 378
28 | 2013000283 | 387 | 377
29 | 2013000283 | 386 | 376
30 | 2013000283 | 385 | 375
31 | 2013000283 | 383 | 373
32 | 2013000283 | 381 | 371
33 | 2013000283 | 379 | 369
34 | 2013000283 | 378.3333 | 368.3333
35 | 2013000283 | 377.6667 | 367.6667
36 | 2013000283 | 377 | 367
37 | 2013000283 | 377.3333 | 367.3333
38 | 2013000283 | 377.6667 | 367.6667
39 | 2013000283 | 378 | 368
40 | 2013000283 | 379.6667 | 369.6667
41 | 2013000283 | 381.3333 | 371.3333
42 | 2013000283 | 383 | 373
43 | 2013000283 | 385.3333 | 375.3333
44 | 2013000283 | 387.6667 | 377.6667
45 | 2013000283 | 390 | 380
46 | 2013000283 | 391.3333 | 381.3333
47 | 2013000283 | 392.6667 | 382.6667
48 | 2013000283 | 394 | 384
49 | 2013000283 | 393.3333 | 383.3333
50 | 2013000283 | 392.6667 | 382.6667
51 | 2013000283 | 392 | 382
52 | 2013000283 | 387.6667 | 377.6667
53 | 2013000283 | 383.3333 | 373.3333
54 | 2013000283 | 379 | 369
55 | 2013000283 | 372.3333 | 362.3333
56 | 2013000283 | 365.6667 | 355.6667
57 | 2013000283 | 359 | 349
58 | 2013000283 | 353.6667 | 343.6667
59 | 2013000283 | 348.3333 | 338.3333
60 | 2013000283 | 343 | 333
61 | 2013000283 | 338.3333 | 328.3333
62 | 2013000283 | 333.6667 | 323.6667
63 | 2013000283 | 329 | 319
64 | 2013000283 | 326 | 316
65 | 2013000283 | 323 | 313
66 | 2013000283 | 320 | 310
67 | 2013000283 | 318.3333 | 308.3333
68 | 2013000283 | 316.6667 | 306.6667
69 | 2013000283 | 315 | 305
70 | 2013000283 | 315.3333 | 305.3333
71 | 2013000283 | 315.6667 | 305.6667
72 | 2013000283 | 316 | 306
73 | 2013000283 | 316.3333 | 306.3333
74 | 2013000283 | 316.6667 | 306.6667
75 | 2013000283 | 317 | 307
76 | 2013000283 | 316.3333 | 306.3333
77 | 2013000283 | 315.6667 | 305.6667
78 | 2013000283 | 315 | 305
79 | 2013000283 | 314.6667 | 304.6667
80 | 2013000283 | 314.3333 | 304.3333
81 | 2013000283 | 314 | 304
82 | 2013000283 | 316.3333 | 306.3333
83 | 2013000283 | 318.6667 | 308.6667
84 | 2013000283 | 321 | 311
85 | 2013000283 | 323.3333 | 313.3333
86 | 2013000283 | 325.6667 | 315.6667
87 | 2013000283 | 328 | 318
88 | 2013000283 | 328.3333 | 318.3333
89 | 2013000283 | 328.6667 | 318.6667
90 | 2013000283 | 329 | 339
91 | 2013000283 | 329 | 339
92 | 2013000283 | 329 | 339
93 | 2013000283 | 329 | 339
94 | 2013000283 | 328.6667 | 338.6667
95 | 2013000283 | 328.3333 | 338.3333
96 | 2013000283 | 328 | 338
97 | 2013000283 | 327.6667 | 337.6667
98 | 2013000283 | 327.3333 | 337.3333
99 | 2013000283 | 327 | 337
100 | 2013000283 | 328.6667 | 338.6667
101 | 2013000283 | 330.3333 | 340.3333
102 | 2013000283 | 332 | 342
103 | 2013000283 | 334.3333 | 344.3333
104 | 2013000283 | 336.6667 | 346.6667
105 | 2013000283 | 339 | 349
106 | 2013000283 | 339.3333 | 349.3333
107 | 2013000283 | 339.6667 | 349.6667
108 | 2013000283 | 340 | 350
109 | 2013000283 | 342.3333 | 352.3333
110 | 2013000283 | 344.6667 | 354.6667
111 | 2013000283 | 347 | 357
112 | 2013000283 | 349.6667 | 359.6667
113 | 2013000283 | 352.3333 | 362.3333
114 | 2013000283 | 355 | 365
115 | 2013000283 | 360.3333 | 370.3333
116 | 2013000283 | 365.6667 | 375.6667
117 | 2013000283 | 371 | 381
118 | 2013000283 | 373.6667 | 383.6667
119 | 2013000283 | 376.3333 | 386.3333
120 | 2013000283 | 379 | 389
121 | 2013000283 | 383.3333 | 393.3333
122 | 2013000283 | 387.6667 | 377.6667
123 | 2013000283 | 392 | 382
124 | 2013000283 | 395.3333 | 385.3333
125 | 2013000283 | 398.6667 | 388.6667
126 | 2013000283 | 402 | 392
127 | 2013000283 | 404.3333 | 394.3333
128 | 2013000283 | 406.6667 | 396.6667
129 | 2013000283 | 409 | 399
130 | 2013000283 | 409 | 399
131 | 2013000283 | 409 | 399
132 | 2013000283 | 409 | 399
133 | 2013000283 | 408.3333 | 398.3333
134 | 2013000283 | 407.6667 | 397.6667
135 | 2013000283 | 407 | 397
136 | 2013000283 | 407 | 397
137 | 2013000283 | 407 | 397
138 | 2013000283 | 407 | 397
139 | 2013000283 | 407 | 397
140 | 2013000283 | 407 | 397
141 | 2013000283 | 407 | 397
142 | 2013000283 | 406 | 396
143 | 2013000283 | 405 | 395
0 | 2006001881 | 343 | 333
1 | 2006001881 | 344 | 334
2 | 2006001881 | 345 | 335
3 | 2006001881 | 346 | 336
4 | 2006001881 | 348 | 338
5 | 2006001881 | 350 | 340
6 | 2006001881 | 352 | 342
7 | 2006001881 | 353 | 343
8 | 2006001881 | 354 | 344
9 | 2006001881 | 355 | 345
10 | 2006001881 | 356.6667 | 346.6667
11 | 2006001881 | 358.3333 | 348.3333
12 | 2006001881 | 360 | 350
13 | 2006001881 | 363.6667 | 353.6667
14 | 2006001881 | 367.3333 | 357.3333
15 | 2006001881 | 371 | 361
16 | 2006001881 | 373.3333 | 363.3333
17 | 2006001881 | 375.6667 | 365.6667
18 | 2006001881 | 378 | 368
19 | 2006001881 | 378.6667 | 368.6667
20 | 2006001881 | 379.3333 | 369.3333
21 | 2006001881 | 380 | 370
22 | 2006001881 | 381.3333 | 371.3333
23 | 2006001881 | 382.6667 | 372.6667
24 | 2006001881 | 384 | 374
25 | 2006001881 | 385.3333 | 375.3333
26 | 2006001881 | 386.6667 | 376.6667
27 | 2006001881 | 388 | 378
28 | 2006001881 | 387 | 377
29 | 2006001881 | 386 | 376
30 | 2006001881 | 385 | 375
31 | 2006001881 | 383 | 373
32 | 2006001881 | 381 | 371
33 | 2006001881 | 379 | 369
34 | 2006001881 | 378.3333 | 368.3333
35 | 2006001881 | 377.6667 | 367.6667
36 | 2006001881 | 377 | 367
37 | 2006001881 | 377.3333 | 367.3333
38 | 2006001881 | 377.6667 | 367.6667
39 | 2006001881 | 378 | 368
40 | 2006001881 | 379.6667 | 369.6667
41 | 2006001881 | 381.3333 | 371.3333
42 | 2006001881 | 383 | 373
43 | 2006001881 | 385.3333 | 375.3333
44 | 2006001881 | 387.6667 | 377.6667
45 | 2006001881 | 390 | 380
46 | 2006001881 | 391.3333 | 381.3333
47 | 2006001881 | 392.6667 | 382.6667
48 | 2006001881 | 394 | 384
49 | 2006001881 | 393.3333 | 383.3333
50 | 2006001881 | 392.6667 | 382.6667
51 | 2006001881 | 392 | 382
52 | 2006001881 | 387.6667 | 377.6667
53 | 2006001881 | 383.3333 | 373.3333
54 | 2006001881 | 379 | 369
55 | 2006001881 | 372.3333 | 362.3333
56 | 2006001881 | 365.6667 | 355.6667
57 | 2006001881 | 359 | 349
58 | 2006001881 | 353.6667 | 343.6667
59 | 2006001881 | 348.3333 | 338.3333
60 | 2006001881 | 343 | 333
61 | 2006001881 | 338.3333 | 328.3333
62 | 2006001881 | 333.6667 | 323.6667
63 | 2006001881 | 329 | 319
64 | 2006001881 | 326 | 316
65 | 2006001881 | 323 | 313
66 | 2006001881 | 320 | 310
67 | 2006001881 | 318.3333 | 308.3333
68 | 2006001881 | 316.6667 | 306.6667
69 | 2006001881 | 315 | 305
70 | 2006001881 | 315.3333 | 305.3333
71 | 2006001881 | 315.6667 | 305.6667
72 | 2006001881 | 316 | 306
73 | 2006001881 | 316.3333 | 306.3333
74 | 2006001881 | 316.6667 | 306.6667
75 | 2006001881 | 317 | 307
76 | 2006001881 | 316.3333 | 306.3333
77 | 2006001881 | 315.6667 | 305.6667
78 | 2006001881 | 315 | 305
79 | 2006001881 | 314.6667 | 304.6667
80 | 2006001881 | 314.3333 | 304.3333
81 | 2006001881 | 314 | 304
82 | 2006001881 | 316.3333 | 306.3333
83 | 2006001881 | 318.6667 | 308.6667
84 | 2006001881 | 321 | 311
85 | 2006001881 | 323.3333 | 313.3333
86 | 2006001881 | 325.6667 | 315.6667
87 | 2006001881 | 328 | 318
88 | 2006001881 | 328.3333 | 318.3333
89 | 2006001881 | 328.6667 | 318.6667
90 | 2006001881 | 329 | 339
91 | 2006001881 | 329 | 339
92 | 2006001881 | 329 | 339
93 | 2006001881 | 329 | 339
94 | 2006001881 | 328.6667 | 338.6667
95 | 2006001881 | 328.3333 | 338.3333
96 | 2006001881 | 328 | 338
97 | 2006001881 | 327.6667 | 337.6667
98 | 2006001881 | 327.3333 | 337.3333
99 | 2006001881 | 327 | 337
100 | 2006001881 | 328.6667 | 338.6667
101 | 2006001881 | 330.3333 | 340.3333
102 | 2006001881 | 332 | 342
103 | 2006001881 | 334.3333 | 344.3333
104 | 2006001881 | 336.6667 | 346.6667
105 | 2006001881 | 339 | 349
106 | 2006001881 | 339.3333 | 349.3333
107 | 2006001881 | 339.6667 | 349.6667
108 | 2006001881 | 340 | 350
109 | 2006001881 | 342.3333 | 352.3333
110 | 2006001881 | 344.6667 | 354.6667
111 | 2006001881 | 347 | 357
112 | 2006001881 | 349.6667 | 359.6667
113 | 2006001881 | 352.3333 | 362.3333
114 | 2006001881 | 355 | 365
115 | 2006001881 | 360.3333 | 370.3333
116 | 2006001881 | 365.6667 | 375.6667
117 | 2006001881 | 371 | 381
118 | 2006001881 | 373.6667 | 383.6667
119 | 2006001881 | 376.3333 | 386.3333
120 | 2006001881 | 379 | 389
121 | 2006001881 | 383.3333 | 393.3333
122 | 2006001881 | 387.6667 | 377.6667
123 | 2006001881 | 392 | 382
124 | 2006001881 | 395.3333 | 385.3333
125 | 2006001881 | 398.6667 | 388.6667
126 | 2006001881 | 402 | 392
127 | 2006001881 | 404.3333 | 394.3333
128 | 2006001881 | 406.6667 | 396.6667
129 | 2006001881 | 409 | 399
130 | 2006001881 | 409 | 399
131 | 2006001881 | 409 | 399
132 | 2006001881 | 409 | 399
133 | 2006001881 | 408.3333 | 398.3333
134 | 2006001881 | 407.6667 | 397.6667
135 | 2006001881 | 407 | 397
136 | 2006001881 | 407 | 397
137 | 2006001881 | 407 | 397
138 | 2006001881 | 407 | 397
139 | 2006001881 | 407 | 397
140 | 2006001881 | 407 | 397
141 | 2006001881 | 407 | 397
142 | 2006001881 | 406 | 396
143 | 2006001881 | 405 | 395
0 | 2009001743 | 343 | 333
1 | 2009001743 | 344 | 334
2 | 2009001743 | 345 | 335
3 | 2009001743 | 346 | 336
4 | 2009001743 | 348 | 338
5 | 2009001743 | 350 | 340
6 | 2009001743 | 352 | 342
7 | 2009001743 | 353 | 343
8 | 2009001743 | 354 | 344
9 | 2009001743 | 355 | 345
10 | 2009001743 | 356.6667 | 346.6667
11 | 2009001743 | 358.3333 | 348.3333
12 | 2009001743 | 360 | 350
13 | 2009001743 | 363.6667 | 353.6667
14 | 2009001743 | 367.3333 | 357.3333
15 | 2009001743 | 371 | 361
16 | 2009001743 | 373.3333 | 363.3333
17 | 2009001743 | 375.6667 | 365.6667
18 | 2009001743 | 378 | 368
19 | 2009001743 | 378.6667 | 368.6667
20 | 2009001743 | 379.3333 | 369.3333
21 | 2009001743 | 380 | 370
22 | 2009001743 | 381.3333 | 371.3333
23 | 2009001743 | 382.6667 | 372.6667
24 | 2009001743 | 384 | 374
25 | 2009001743 | 385.3333 | 375.3333
26 | 2009001743 | 386.6667 | 376.6667
27 | 2009001743 | 388 | 378
28 | 2009001743 | 387 | 377
29 | 2009001743 | 386 | 376
30 | 2009001743 | 385 | 375
31 | 2009001743 | 383 | 373
32 | 2009001743 | 381 | 371
33 | 2009001743 | 379 | 369
34 | 2009001743 | 378.3333 | 368.3333
35 | 2009001743 | 377.6667 | 367.6667
36 | 2009001743 | 377 | 367
37 | 2009001743 | 377.3333 | 367.3333
38 | 2009001743 | 377.6667 | 367.6667
39 | 2009001743 | 378 | 368
40 | 2009001743 | 379.6667 | 369.6667
41 | 2009001743 | 381.3333 | 371.3333
42 | 2009001743 | 383 | 373
43 | 2009001743 | 385.3333 | 375.3333
44 | 2009001743 | 387.6667 | 377.6667
45 | 2009001743 | 390 | 380
46 | 2009001743 | 391.3333 | 381.3333
47 | 2009001743 | 392.6667 | 382.6667
48 | 2009001743 | 394 | 384
49 | 2009001743 | 393.3333 | 383.3333
50 | 2009001743 | 392.6667 | 382.6667
51 | 2009001743 | 392 | 382
52 | 2009001743 | 387.6667 | 377.6667
53 | 2009001743 | 383.3333 | 373.3333
54 | 2009001743 | 379 | 369
55 | 2009001743 | 372.3333 | 362.3333
56 | 2009001743 | 365.6667 | 355.6667
57 | 2009001743 | 359 | 349
58 | 2009001743 | 353.6667 | 343.6667
59 | 2009001743 | 348.3333 | 338.3333
60 | 2009001743 | 343 | 333
61 | 2009001743 | 338.3333 | 328.3333
62 | 2009001743 | 333.6667 | 323.6667
63 | 2009001743 | 329 | 319
64 | 2009001743 | 326 | 316
65 | 2009001743 | 323 | 313
66 | 2009001743 | 320 | 310
67 | 2009001743 | 318.3333 | 308.3333
68 | 2009001743 | 316.6667 | 306.6667
69 | 2009001743 | 315 | 305
70 | 2009001743 | 315.3333 | 305.3333
71 | 2009001743 | 315.6667 | 305.6667
72 | 2009001743 | 316 | 306
73 | 2009001743 | 316.3333 | 306.3333
74 | 2009001743 | 316.6667 | 306.6667
75 | 2009001743 | 317 | 307
76 | 2009001743 | 316.3333 | 306.3333
77 | 2009001743 | 315.6667 | 305.6667
78 | 2009001743 | 315 | 305
79 | 2009001743 | 314.6667 | 304.6667
80 | 2009001743 | 314.3333 | 304.3333
81 | 2009001743 | 314 | 304
82 | 2009001743 | 316.3333 | 306.3333
83 | 2009001743 | 318.6667 | 308.6667
84 | 2009001743 | 321 | 311
85 | 2009001743 | 323.3333 | 313.3333
86 | 2009001743 | 325.6667 | 315.6667
87 | 2009001743 | 328 | 318
88 | 2009001743 | 328.3333 | 318.3333
89 | 2009001743 | 328.6667 | 318.6667
90 | 2009001743 | 329 | 339
91 | 2009001743 | 329 | 339
92 | 2009001743 | 329 | 339
93 | 2009001743 | 329 | 339
94 | 2009001743 | 328.6667 | 338.6667
95 | 2009001743 | 328.3333 | 338.3333
96 | 2009001743 | 328 | 338
97 | 2009001743 | 327.6667 | 337.6667
98 | 2009001743 | 327.3333 | 337.3333
99 | 2009001743 | 327 | 337
100 | 2009001743 | 328.6667 | 338.6667
101 | 2009001743 | 330.3333 | 340.3333
102 | 2009001743 | 332 | 342
103 | 2009001743 | 334.3333 | 344.3333
104 | 2009001743 | 336.6667 | 346.6667
105 | 2009001743 | 339 | 349
106 | 2009001743 | 339.3333 | 349.3333
107 | 2009001743 | 339.6667 | 349.6667
108 | 2009001743 | 340 | 350
109 | 2009001743 | 342.3333 | 352.3333
110 | 2009001743 | 344.6667 | 354.6667
111 | 2009001743 | 347 | 357
112 | 2009001743 | 349.6667 | 359.6667
113 | 2009001743 | 352.3333 | 362.3333
114 | 2009001743 | 355 | 365
115 | 2009001743 | 360.3333 | 370.3333
116 | 2009001743 | 365.6667 | 375.6667
117 | 2009001743 | 371 | 381
118 | 2009001743 | 373.6667 | 383.6667
119 | 2009001743 | 376.3333 | 386.3333
120 | 2009001743 | 379 | 389
121 | 2009001743 | 383.3333 | 393.3333
122 | 2009001743 | 387.6667 | 377.6667
123 | 2009001743 | 392 | 382
124 | 2009001743 | 395.3333 | 385.3333
125 | 2009001743 | 398.6667 | 388.6667
126 | 2009001743 | 402 | 392
127 | 2009001743 | 404.3333 | 394.3333
128 | 2009001743 | 406.6667 | 396.6667
129 | 2009001743 | 409 | 399
130 | 2009001743 | 409 | 399
131 | 2009001743 | 409 | 399
132 | 2009001743 | 409 | 399
133 | 2009001743 | 408.3333 | 398.3333
134 | 2009001743 | 407.6667 | 397.6667
135 | 2009001743 | 407 | 397
136 | 2009001743 | 407 | 397
137 | 2009001743 | 407 | 397
138 | 2009001743 | 407 | 397
139 | 2009001743 | 407 | 397
140 | 2009001743 | 407 | 397
141 | 2009001743 | 407 | 397
142 | 2009001743 | 406 | 396
143 | 2009001743 | 405 | 395
0 | 2013007485 | 343 | 333
1 | 2013007485 | 344 | 334
2 | 2013007485 | 345 | 335
3 | 2013007485 | 346 | 336
4 | 2013007485 | 348 | 338
5 | 2013007485 | 350 | 340
6 | 2013007485 | 352 | 342
7 | 2013007485 | 353 | 343
8 | 2013007485 | 354 | 344
9 | 2013007485 | 355 | 345
10 | 2013007485 | 356.6667 | 346.6667
11 | 2013007485 | 358.3333 | 348.3333
12 | 2013007485 | 360 | 350
13 | 2013007485 | 363.6667 | 353.6667
14 | 2013007485 | 367.3333 | 357.3333
15 | 2013007485 | 371 | 361
16 | 2013007485 | 373.3333 | 363.3333
17 | 2013007485 | 375.6667 | 365.6667
18 | 2013007485 | 378 | 368
19 | 2013007485 | 378.6667 | 368.6667
20 | 2013007485 | 379.3333 | 369.3333
21 | 2013007485 | 380 | 370
22 | 2013007485 | 381.3333 | 371.3333
23 | 2013007485 | 382.6667 | 372.6667
24 | 2013007485 | 384 | 374
25 | 2013007485 | 385.3333 | 375.3333
26 | 2013007485 | 386.6667 | 376.6667
27 | 2013007485 | 388 | 378
28 | 2013007485 | 387 | 377
29 | 2013007485 | 386 | 376
30 | 2013007485 | 385 | 375
31 | 2013007485 | 383 | 373
32 | 2013007485 | 381 | 371
33 | 2013007485 | 379 | 369
34 | 2013007485 | 378.3333 | 368.3333
35 | 2013007485 | 377.6667 | 367.6667
36 | 2013007485 | 377 | 367
37 | 2013007485 | 377.3333 | 367.3333
38 | 2013007485 | 377.6667 | 367.6667
39 | 2013007485 | 378 | 368
40 | 2013007485 | 379.6667 | 369.6667
41 | 2013007485 | 381.3333 | 371.3333
42 | 2013007485 | 383 | 373
43 | 2013007485 | 385.3333 | 375.3333
44 | 2013007485 | 387.6667 | 377.6667
45 | 2013007485 | 390 | 380
46 | 2013007485 | 391.3333 | 381.3333
47 | 2013007485 | 392.6667 | 382.6667
48 | 2013007485 | 394 | 384
49 | 2013007485 | 393.3333 | 383.3333
50 | 2013007485 | 392.6667 | 382.6667
51 | 2013007485 | 392 | 382
52 | 2013007485 | 387.6667 | 377.6667
53 | 2013007485 | 383.3333 | 373.3333
54 | 2013007485 | 379 | 369
55 | 2013007485 | 372.3333 | 362.3333
56 | 2013007485 | 365.6667 | 355.6667
57 | 2013007485 | 359 | 349
58 | 2013007485 | 353.6667 | 343.6667
59 | 2013007485 | 348.3333 | 338.3333
60 | 2013007485 | 343 | 333
61 | 2013007485 | 338.3333 | 328.3333
62 | 2013007485 | 333.6667 | 323.6667
63 | 2013007485 | 329 | 319
64 | 2013007485 | 326 | 316
65 | 2013007485 | 323 | 313
66 | 2013007485 | 320 | 310
67 | 2013007485 | 318.3333 | 308.3333
68 | 2013007485 | 316.6667 | 306.6667
69 | 2013007485 | 315 | 305
70 | 2013007485 | 315.3333 | 305.3333
71 | 2013007485 | 315.6667 | 305.6667
72 | 2013007485 | 316 | 306
73 | 2013007485 | 316.3333 | 306.3333
74 | 2013007485 | 316.6667 | 306.6667
75 | 2013007485 | 317 | 307
76 | 2013007485 | 316.3333 | 306.3333
77 | 2013007485 | 315.6667 | 305.6667
78 | 2013007485 | 315 | 305
79 | 2013007485 | 314.6667 | 304.6667
80 | 2013007485 | 314.3333 | 304.3333
81 | 2013007485 | 314 | 304
82 | 2013007485 | 316.3333 | 306.3333
83 | 2013007485 | 318.6667 | 308.6667
84 | 2013007485 | 321 | 311
85 | 2013007485 | 323.3333 | 313.3333
86 | 2013007485 | 325.6667 | 315.6667
87 | 2013007485 | 328 | 318
88 | 2013007485 | 328.3333 | 318.3333
89 | 2013007485 | 328.6667 | 318.6667
90 | 2013007485 | 329 | 339
91 | 2013007485 | 329 | 339
92 | 2013007485 | 329 | 339
93 | 2013007485 | 329 | 339
94 | 2013007485 | 328.6667 | 338.6667
95 | 2013007485 | 328.3333 | 338.3333
96 | 2013007485 | 328 | 338
97 | 2013007485 | 327.6667 | 337.6667
98 | 2013007485 | 327.3333 | 337.3333
99 | 2013007485 | 327 | 337
100 | 2013007485 | 328.6667 | 338.6667
101 | 2013007485 | 330.3333 | 340.3333
102 | 2013007485 | 332 | 342
103 | 2013007485 | 334.3333 | 344.3333
104 | 2013007485 | 336.6667 | 346.6667
105 | 2013007485 | 339 | 349
106 | 2013007485 | 339.3333 | 349.3333
107 | 2013007485 | 339.6667 | 349.6667
108 | 2013007485 | 340 | 350
109 | 2013007485 | 342.3333 | 352.3333
110 | 2013007485 | 344.6667 | 354.6667
111 | 2013007485 | 347 | 357
112 | 2013007485 | 349.6667 | 359.6667
113 | 2013007485 | 352.3333 | 362.3333
114 | 2013007485 | 355 | 365
115 | 2013007485 | 360.3333 | 370.3333
116 | 2013007485 | 365.6667 | 375.6667
117 | 2013007485 | 371 | 381
118 | 2013007485 | 373.6667 | 383.6667
119 | 2013007485 | 376.3333 | 386.3333
120 | 2013007485 | 379 | 389
121 | 2013007485 | 383.3333 | 393.3333
122 | 2013007485 | 387.6667 | 377.6667
123 | 2013007485 | 392 | 382
124 | 2013007485 | 395.3333 | 385.3333
125 | 2013007485 | 398.6667 | 388.6667
126 | 2013007485 | 402 | 392
127 | 2013007485 | 404.3333 | 394.3333
128 | 2013007485 | 406.6667 | 396.6667
129 | 2013007485 | 409 | 399
130 | 2013007485 | 409 | 399
131 | 2013007485 | 409 | 399
132 | 2013007485 | 409 | 399
133 | 2013007485 | 408.3333 | 398.3333
134 | 2013007485 | 407.6667 | 397.6667
135 | 2013007485 | 407 | 397
136 | 2013007485 | 407 | 397
137 | 2013007485 | 407 | 397
138 | 2013007485 | 407 | 397
139 | 2013007485 | 407 | 397
140 | 2013007485 | 407 | 397
141 | 2013007485 | 407 | 397
142 | 2013007485 | 406 | 396
143 | 2013007485 | 405 | 395
0 | 2007009089 | 343 | 333
1 | 2007009089 | 344 | 334
2 | 2007009089 | 345 | 335
3 | 2007009089 | 346 | 336
4 | 2007009089 | 348 | 338
5 | 2007009089 | 350 | 340
6 | 2007009089 | 352 | 342
7 | 2007009089 | 353 | 343
8 | 2007009089 | 354 | 344
9 | 2007009089 | 355 | 345
10 | 2007009089 | 356.6667 | 346.6667
11 | 2007009089 | 358.3333 | 348.3333
12 | 2007009089 | 360 | 350
13 | 2007009089 | 363.6667 | 353.6667
14 | 2007009089 | 367.3333 | 357.3333
15 | 2007009089 | 371 | 361
16 | 2007009089 | 373.3333 | 363.3333
17 | 2007009089 | 375.6667 | 365.6667
18 | 2007009089 | 378 | 368
19 | 2007009089 | 378.6667 | 368.6667
20 | 2007009089 | 379.3333 | 369.3333
21 | 2007009089 | 380 | 370
22 | 2007009089 | 381.3333 | 371.3333
23 | 2007009089 | 382.6667 | 372.6667
24 | 2007009089 | 384 | 374
25 | 2007009089 | 385.3333 | 375.3333
26 | 2007009089 | 386.6667 | 376.6667
27 | 2007009089 | 388 | 378
28 | 2007009089 | 387 | 377
29 | 2007009089 | 386 | 376
30 | 2007009089 | 385 | 375
31 | 2007009089 | 383 | 373
32 | 2007009089 | 381 | 371
33 | 2007009089 | 379 | 369
34 | 2007009089 | 378.3333 | 368.3333
35 | 2007009089 | 377.6667 | 367.6667
36 | 2007009089 | 377 | 367
37 | 2007009089 | 377.3333 | 367.3333
38 | 2007009089 | 377.6667 | 367.6667
39 | 2007009089 | 378 | 368
40 | 2007009089 | 379.6667 | 369.6667
41 | 2007009089 | 381.3333 | 371.3333
42 | 2007009089 | 383 | 373
43 | 2007009089 | 385.3333 | 375.3333
44 | 2007009089 | 387.6667 | 377.6667
45 | 2007009089 | 390 | 380
46 | 2007009089 | 391.3333 | 381.3333
47 | 2007009089 | 392.6667 | 382.6667
48 | 2007009089 | 394 | 384
49 | 2007009089 | 393.3333 | 383.3333
50 | 2007009089 | 392.6667 | 382.6667
51 | 2007009089 | 392 | 382
52 | 2007009089 | 387.6667 | 377.6667
53 | 2007009089 | 383.3333 | 373.3333
54 | 2007009089 | 379 | 369
55 | 2007009089 | 372.3333 | 362.3333
56 | 2007009089 | 365.6667 | 355.6667
57 | 2007009089 | 359 | 349
58 | 2007009089 | 353.6667 | 343.6667
59 | 2007009089 | 348.3333 | 338.3333
60 | 2007009089 | 343 | 333
61 | 2007009089 | 338.3333 | 328.3333
62 | 2007009089 | 333.6667 | 323.6667
63 | 2007009089 | 329 | 319
64 | 2007009089 | 326 | 316
65 | 2007009089 | 323 | 313
66 | 2007009089 | 320 | 310
67 | 2007009089 | 318.3333 | 308.3333
68 | 2007009089 | 316.6667 | 306.6667
69 | 2007009089 | 315 | 305
70 | 2007009089 | 315.3333 | 305.3333
71 | 2007009089 | 315.6667 | 305.6667
72 | 2007009089 | 316 | 306
73 | 2007009089 | 316.3333 | 306.3333
74 | 2007009089 | 316.6667 | 306.6667
75 | 2007009089 | 317 | 307
76 | 2007009089 | 316.3333 | 306.3333
77 | 2007009089 | 315.6667 | 305.6667
78 | 2007009089 | 315 | 305
79 | 2007009089 | 314.6667 | 304.6667
80 | 2007009089 | 314.3333 | 304.3333
81 | 2007009089 | 314 | 304
82 | 2007009089 | 316.3333 | 306.3333
83 | 2007009089 | 318.6667 | 308.6667
84 | 2007009089 | 321 | 311
85 | 2007009089 | 323.3333 | 313.3333
86 | 2007009089 | 325.6667 | 315.6667
87 | 2007009089 | 328 | 318
88 | 2007009089 | 328.3333 | 318.3333
89 | 2007009089 | 328.6667 | 318.6667
90 | 2007009089 | 329 | 339
91 | 2007009089 | 329 | 339
92 | 2007009089 | 329 | 339
93 | 2007009089 | 329 | 339
94 | 2007009089 | 328.6667 | 338.6667
95 | 2007009089 | 328.3333 | 338.3333
96 | 2007009089 | 328 | 338
97 | 2007009089 | 327.6667 | 337.6667
98 | 2007009089 | 327.3333 | 337.3333
99 | 2007009089 | 327 | 337
100 | 2007009089 | 328.6667 | 338.6667
101 | 2007009089 | 330.3333 | 340.3333
102 | 2007009089 | 332 | 342
103 | 2007009089 | 334.3333 | 344.3333
104 | 2007009089 | 336.6667 | 346.6667
105 | 2007009089 | 339 | 349
106 | 2007009089 | 339.3333 | 349.3333
107 | 2007009089 | 339.6667 | 349.6667
108 | 2007009089 | 340 | 350
109 | 2007009089 | 342.3333 | 352.3333
110 | 2007009089 | 344.6667 | 354.6667
111 | 2007009089 | 347 | 357
112 | 2007009089 | 349.6667 | 359.6667
113 | 2007009089 | 352.3333 | 362.3333
114 | 2007009089 | 355 | 365
115 | 2007009089 | 360.3333 | 370.3333
116 | 2007009089 | 365.6667 | 375.6667
117 | 2007009089 | 371 | 381
118 | 2007009089 | 373.6667 | 383.6667
119 | 2007009089 | 376.3333 | 386.3333
120 | 2007009089 | 379 | 389
121 | 2007009089 | 383.3333 | 393.3333
122 | 2007009089 | 387.6667 | 377.6667
123 | 2007009089 | 392 | 382
124 | 2007009089 | 395.3333 | 385.3333
125 | 2007009089 | 398.6667 | 388.6667
126 | 2007009089 | 402 | 392
127 | 2007009089 | 404.3333 | 394.3333
128 | 2007009089 | 406.6667 | 396.6667
129 | 2007009089 | 409 | 399
130 | 2007009089 | 409 | 399
131 | 2007009089 | 409 | 399
132 | 2007009089 | 409 | 399
133 | 2007009089 | 408.3333 | 398.3333
134 | 2007009089 | 407.6667 | 397.6667
135 | 2007009089 | 407 | 397
136 | 2007009089 | 407 | 397
137 | 2007009089 | 407 | 397
138 | 2007009089 | 407 | 397
139 | 2007009089 | 407 | 397
140 | 2007009089 | 407 | 397
141 | 2007009089 | 407 | 397
142 | 2007009089 | 406 | 396
143 | 2007009089 | 405 | 395
0 | 2014003802 | 343 | 333
1 | 2014003802 | 344 | 334
2 | 2014003802 | 345 | 335
3 | 2014003802 | 346 | 336
4 | 2014003802 | 348 | 338
5 | 2014003802 | 350 | 340
6 | 2014003802 | 352 | 342
7 | 2014003802 | 353 | 343
8 | 2014003802 | 354 | 344
9 | 2014003802 | 355 | 345
10 | 2014003802 | 356.6667 | 346.6667
11 | 2014003802 | 358.3333 | 348.3333
12 | 2014003802 | 360 | 350
13 | 2014003802 | 363.6667 | 353.6667
14 | 2014003802 | 367.3333 | 357.3333
15 | 2014003802 | 371 | 361
16 | 2014003802 | 373.3333 | 363.3333
17 | 2014003802 | 375.6667 | 365.6667
18 | 2014003802 | 378 | 368
19 | 2014003802 | 378.6667 | 368.6667
20 | 2014003802 | 379.3333 | 369.3333
21 | 2014003802 | 380 | 370
22 | 2014003802 | 381.3333 | 371.3333
23 | 2014003802 | 382.6667 | 372.6667
24 | 2014003802 | 384 | 374
25 | 2014003802 | 385.3333 | 375.3333
26 | 2014003802 | 386.6667 | 376.6667
27 | 2014003802 | 388 | 378
28 | 2014003802 | 387 | 377
29 | 2014003802 | 386 | 376
30 | 2014003802 | 385 | 375
31 | 2014003802 | 383 | 373
32 | 2014003802 | 381 | 371
33 | 2014003802 | 379 | 369
34 | 2014003802 | 378.3333 | 368.3333
35 | 2014003802 | 377.6667 | 367.6667
36 | 2014003802 | 377 | 367
37 | 2014003802 | 377.3333 | 367.3333
38 | 2014003802 | 377.6667 | 367.6667
39 | 2014003802 | 378 | 368
40 | 2014003802 | 379.6667 | 369.6667
41 | 2014003802 | 381.3333 | 371.3333
42 | 2014003802 | 383 | 373
43 | 2014003802 | 385.3333 | 375.3333
44 | 2014003802 | 387.6667 | 377.6667
45 | 2014003802 | 390 | 380
46 | 2014003802 | 391.3333 | 381.3333
47 | 2014003802 | 392.6667 | 382.6667
48 | 2014003802 | 394 | 384
49 | 2014003802 | 393.3333 | 383.3333
50 | 2014003802 | 392.6667 | 382.6667
51 | 2014003802 | 392 | 382
52 | 2014003802 | 387.6667 | 377.6667
53 | 2014003802 | 383.3333 | 373.3333
54 | 2014003802 | 379 | 369
55 | 2014003802 | 372.3333 | 362.3333
56 | 2014003802 | 365.6667 | 355.6667
57 | 2014003802 | 359 | 349
58 | 2014003802 | 353.6667 | 343.6667
59 | 2014003802 | 348.3333 | 338.3333
60 | 2014003802 | 343 | 333
61 | 2014003802 | 338.3333 | 328.3333
62 | 2014003802 | 333.6667 | 323.6667
63 | 2014003802 | 329 | 319
64 | 2014003802 | 326 | 316
65 | 2014003802 | 323 | 313
66 | 2014003802 | 320 | 310
67 | 2014003802 | 318.3333 | 308.3333
68 | 2014003802 | 316.6667 | 306.6667
69 | 2014003802 | 315 | 305
70 | 2014003802 | 315.3333 | 305.3333
71 | 2014003802 | 315.6667 | 305.6667
72 | 2014003802 | 316 | 306
73 | 2014003802 | 316.3333 | 306.3333
74 | 2014003802 | 316.6667 | 306.6667
75 | 2014003802 | 317 | 307
76 | 2014003802 | 316.3333 | 306.3333
77 | 2014003802 | 315.6667 | 305.6667
78 | 2014003802 | 315 | 305
79 | 2014003802 | 314.6667 | 304.6667
80 | 2014003802 | 314.3333 | 304.3333
81 | 2014003802 | 314 | 304
82 | 2014003802 | 316.3333 | 306.3333
83 | 2014003802 | 318.6667 | 308.6667
84 | 2014003802 | 321 | 311
85 | 2014003802 | 323.3333 | 313.3333
86 | 2014003802 | 325.6667 | 315.6667
87 | 2014003802 | 328 | 318
88 | 2014003802 | 328.3333 | 318.3333
89 | 2014003802 | 328.6667 | 318.6667
90 | 2014003802 | 329 | 339
91 | 2014003802 | 329 | 339
92 | 2014003802 | 329 | 339
93 | 2014003802 | 329 | 339
94 | 2014003802 | 328.6667 | 338.6667
95 | 2014003802 | 328.3333 | 338.3333
96 | 2014003802 | 328 | 338
97 | 2014003802 | 327.6667 | 337.6667
98 | 2014003802 | 327.3333 | 337.3333
99 | 2014003802 | 327 | 337
100 | 2014003802 | 328.6667 | 338.6667
101 | 2014003802 | 330.3333 | 340.3333
102 | 2014003802 | 332 | 342
103 | 2014003802 | 334.3333 | 344.3333
104 | 2014003802 | 336.6667 | 346.6667
105 | 2014003802 | 339 | 349
106 | 2014003802 | 339.3333 | 349.3333
107 | 2014003802 | 339.6667 | 349.6667
108 | 2014003802 | 340 | 350
109 | 2014003802 | 342.3333 | 352.3333
110 | 2014003802 | 344.6667 | 354.6667
111 | 2014003802 | 347 | 357
112 | 2014003802 | 349.6667 | 359.6667
113 | 2014003802 | 352.3333 | 362.3333
114 | 2014003802 | 355 | 365
115 | 2014003802 | 360.3333 | 370.3333
116 | 2014003802 | 365.6667 | 375.6667
117 | 2014003802 | 371 | 381
118 | 2014003802 | 373.6667 | 383.6667
119 | 2014003802 | 376.3333 | 386.3333
120 | 2014003802 | 379 | 389
121 | 2014003802 | 383.3333 | 393.3333
122 | 2014003802 | 387.6667 | 377.6667
123 | 2014003802 | 392 | 382
124 | 2014003802 | 395.3333 | 385.3333
125 | 2014003802 | 398.6667 | 388.6667
126 | 2014003802 | 402 | 392
127 | 2014003802 | 404.3333 | 394.3333
128 | 2014003802 | 406.6667 | 396.6667
129 | 2014003802 | 409 | 399
130 | 2014003802 | 409 | 399
131 | 2014003802 | 409 | 399
132 | 2014003802 | 409 | 399
133 | 2014003802 | 408.3333 | 398.3333
134 | 2014003802 | 407.6667 | 397.6667
135 | 2014003802 | 407 | 397
136 | 2014003802 | 407 | 397
137 | 2014003802 | 407 | 397
138 | 2014003802 | 407 | 397
139 | 2014003802 | 407 | 397
140 | 2014003802 | 407 | 397
141 | 2014003802 | 407 | 397
142 | 2014003802 | 406 | 396
143 | 2014003802 | 405 | 395
0 | 2003003758 | 343 | 333
1 | 2003003758 | 344 | 334
2 | 2003003758 | 345 | 335
3 | 2003003758 | 346 | 336
4 | 2003003758 | 348 | 338
5 | 2003003758 | 350 | 340
6 | 2003003758 | 352 | 342
7 | 2003003758 | 353 | 343
8 | 2003003758 | 354 | 344
9 | 2003003758 | 355 | 345
10 | 2003003758 | 356.6667 | 346.6667
11 | 2003003758 | 358.3333 | 348.3333
12 | 2003003758 | 360 | 350
13 | 2003003758 | 363.6667 | 353.6667
14 | 2003003758 | 367.3333 | 357.3333
15 | 2003003758 | 371 | 361
16 | 2003003758 | 373.3333 | 363.3333
17 | 2003003758 | 375.6667 | 365.6667
18 | 2003003758 | 378 | 368
19 | 2003003758 | 378.6667 | 368.6667
20 | 2003003758 | 379.3333 | 369.3333
21 | 2003003758 | 380 | 370
22 | 2003003758 | 381.3333 | 371.3333
23 | 2003003758 | 382.6667 | 372.6667
24 | 2003003758 | 384 | 374
25 | 2003003758 | 385.3333 | 375.3333
26 | 2003003758 | 386.6667 | 376.6667
27 | 2003003758 | 388 | 378
28 | 2003003758 | 387 | 377
29 | 2003003758 | 386 | 376
30 | 2003003758 | 385 | 375
31 | 2003003758 | 383 | 373
32 | 2003003758 | 381 | 371
33 | 2003003758 | 379 | 369
34 | 2003003758 | 378.3333 | 368.3333
35 | 2003003758 | 377.6667 | 367.6667
36 | 2003003758 | 377 | 367
37 | 2003003758 | 377.3333 | 367.3333
38 | 2003003758 | 377.6667 | 367.6667
39 | 2003003758 | 378 | 368
40 | 2003003758 | 379.6667 | 369.6667
41 | 2003003758 | 381.3333 | 371.3333
42 | 2003003758 | 383 | 373
43 | 2003003758 | 385.3333 | 375.3333
44 | 2003003758 | 387.6667 | 377.6667
45 | 2003003758 | 390 | 380
46 | 2003003758 | 391.3333 | 381.3333
47 | 2003003758 | 392.6667 | 382.6667
48 | 2003003758 | 394 | 384
49 | 2003003758 | 393.3333 | 383.3333
50 | 2003003758 | 392.6667 | 382.6667
51 | 2003003758 | 392 | 382
52 | 2003003758 | 387.6667 | 377.6667
53 | 2003003758 | 383.3333 | 373.3333
54 | 2003003758 | 379 | 369
55 | 2003003758 | 372.3333 | 362.3333
56 | 2003003758 | 365.6667 | 355.6667
57 | 2003003758 | 359 | 349
58 | 2003003758 | 353.6667 | 343.6667
59 | 2003003758 | 348.3333 | 338.3333
60 | 2003003758 | 343 | 333
61 | 2003003758 | 338.3333 | 328.3333
62 | 2003003758 | 333.6667 | 323.6667
63 | 2003003758 | 329 | 319
64 | 2003003758 | 326 | 316
65 | 2003003758 | 323 | 313
66 | 2003003758 | 320 | 310
67 | 2003003758 | 318.3333 | 308.3333
68 | 2003003758 | 316.6667 | 306.6667
69 | 2003003758 | 315 | 305
70 | 2003003758 | 315.3333 | 305.3333
71 | 2003003758 | 315.6667 | 305.6667
72 | 2003003758 | 316 | 306
73 | 2003003758 | 316.3333 | 306.3333
74 | 2003003758 | 316.6667 | 306.6667
75 | 2003003758 | 317 | 307
76 | 2003003758 | 316.3333 | 306.3333
77 | 2003003758 | 315.6667 | 305.6667
78 | 2003003758 | 315 | 305
79 | 2003003758 | 314.6667 | 304.6667
80 | 2003003758 | 314.3333 | 304.3333
81 | 2003003758 | 314 | 304
82 | 2003003758 | 316.3333 | 306.3333
83 | 2003003758 | 318.6667 | 308.6667
84 | 2003003758 | 321 | 311
85 | 2003003758 | 323.3333 | 313.3333
86 | 2003003758 | 325.6667 | 315.6667
87 | 2003003758 | 328 | 318
88 | 2003003758 | 328.3333 | 318.3333
89 | 2003003758 | 328.6667 | 318.6667
90 | 2003003758 | 329 | 339
91 | 2003003758 | 329 | 339
92 | 2003003758 | 329 | 339
93 | 2003003758 | 329 | 339
94 | 2003003758 | 328.6667 | 338.6667
95 | 2003003758 | 328.3333 | 338.3333
96 | 2003003758 | 328 | 338
97 | 2003003758 | 327.6667 | 337.6667
98 | 2003003758 | 327.3333 | 337.3333
99 | 2003003758 | 327 | 337
100 | 2003003758 | 328.6667 | 338.6667
101 | 2003003758 | 330.3333 | 340.3333
102 | 2003003758 | 332 | 342
103 | 2003003758 | 334.3333 | 344.3333
104 | 2003003758 | 336.6667 | 346.6667
105 | 2003003758 | 339 | 349
106 | 2003003758 | 339.3333 | 349.3333
107 | 2003003758 | 339.6667 | 349.6667
108 | 2003003758 | 340 | 350
109 | 2003003758 | 342.3333 | 352.3333
110 | 2003003758 | 344.6667 | 354.6667
111 | 2003003758 | 347 | 357
112 | 2003003758 | 349.6667 | 359.6667
113 | 2003003758 | 352.3333 | 362.3333
114 | 2003003758 | 355 | 365
115 | 2003003758 | 360.3333 | 370.3333
116 | 2003003758 | 365.6667 | 375.6667
117 | 2003003758 | 371 | 381
118 | 2003003758 | 373.6667 | 383.6667
119 | 2003003758 | 376.3333 | 386.3333
120 | 2003003758 | 379 | 389
121 | 2003003758 | 383.3333 | 393.3333
122 | 2003003758 | 387.6667 | 377.6667
123 | 2003003758 | 392 | 382
124 | 2003003758 | 395.3333 | 385.3333
125 | 2003003758 | 398.6667 | 388.6667
126 | 2003003758 | 402 | 392
127 | 2003003758 | 404.3333 | 394.3333
128 | 2003003758 | 406.6667 | 396.6667
129 | 2003003758 | 409 | 399
130 | 2003003758 | 409 | 399
131 | 2003003758 | 409 | 399
132 | 2003003758 | 409 | 399
133 | 2003003758 | 408.3333 | 398.3333
134 | 2003003758 | 407.6667 | 397.6667
135 | 2003003758 | 407 | 397
136 | 2003003758 | 407 | 397
137 | 2003003758 | 407 | 397
138 | 2003003758 | 407 | 397
139 | 2003003758 | 407 | 397
140 | 2003003758 | 407 | 397
141 | 2003003758 | 407 | 397
142 | 2003003758 | 406 | 396
143 | 2003003758 | 405 | 395
0 | 2009006369 | 343 | 333
1 | 2009006369 | 344 | 334
2 | 2009006369 | 345 | 335
3 | 2009006369 | 346 | 336
4 | 2009006369 | 348 | 338
5 | 2009006369 | 350 | 340
6 | 2009006369 | 352 | 342
7 | 2009006369 | 353 | 343
8 | 2009006369 | 354 | 344
9 | 2009006369 | 355 | 345
10 | 2009006369 | 356.6667 | 346.6667
11 | 2009006369 | 358.3333 | 348.3333
12 | 2009006369 | 360 | 350
13 | 2009006369 | 363.6667 | 353.6667
14 | 2009006369 | 367.3333 | 357.3333
15 | 2009006369 | 371 | 361
16 | 2009006369 | 373.3333 | 363.3333
17 | 2009006369 | 375.6667 | 365.6667
18 | 2009006369 | 378 | 368
19 | 2009006369 | 378.6667 | 368.6667
20 | 2009006369 | 379.3333 | 369.3333
21 | 2009006369 | 380 | 370
22 | 2009006369 | 381.3333 | 371.3333
23 | 2009006369 | 382.6667 | 372.6667
24 | 2009006369 | 384 | 374
25 | 2009006369 | 385.3333 | 375.3333
26 | 2009006369 | 386.6667 | 376.6667
27 | 2009006369 | 388 | 378
28 | 2009006369 | 387 | 377
29 | 2009006369 | 386 | 376
30 | 2009006369 | 385 | 375
31 | 2009006369 | 383 | 373
32 | 2009006369 | 381 | 371
33 | 2009006369 | 379 | 369
34 | 2009006369 | 378.3333 | 368.3333
35 | 2009006369 | 377.6667 | 367.6667
36 | 2009006369 | 377 | 367
37 | 2009006369 | 377.3333 | 367.3333
38 | 2009006369 | 377.6667 | 367.6667
39 | 2009006369 | 378 | 368
40 | 2009006369 | 379.6667 | 369.6667
41 | 2009006369 | 381.3333 | 371.3333
42 | 2009006369 | 383 | 373
43 | 2009006369 | 385.3333 | 375.3333
44 | 2009006369 | 387.6667 | 377.6667
45 | 2009006369 | 390 | 380
46 | 2009006369 | 391.3333 | 381.3333
47 | 2009006369 | 392.6667 | 382.6667
48 | 2009006369 | 394 | 384
49 | 2009006369 | 393.3333 | 383.3333
50 | 2009006369 | 392.6667 | 382.6667
51 | 2009006369 | 392 | 382
52 | 2009006369 | 387.6667 | 377.6667
53 | 2009006369 | 383.3333 | 373.3333
54 | 2009006369 | 379 | 369
55 | 2009006369 | 372.3333 | 362.3333
56 | 2009006369 | 365.6667 | 355.6667
57 | 2009006369 | 359 | 349
58 | 2009006369 | 353.6667 | 343.6667
59 | 2009006369 | 348.3333 | 338.3333
60 | 2009006369 | 343 | 333
61 | 2009006369 | 338.3333 | 328.3333
62 | 2009006369 | 333.6667 | 323.6667
63 | 2009006369 | 329 | 319
64 | 2009006369 | 326 | 316
65 | 2009006369 | 323 | 313
66 | 2009006369 | 320 | 310
67 | 2009006369 | 318.3333 | 308.3333
68 | 2009006369 | 316.6667 | 306.6667
69 | 2009006369 | 315 | 305
70 | 2009006369 | 315.3333 | 305.3333
71 | 2009006369 | 315.6667 | 305.6667
72 | 2009006369 | 316 | 306
73 | 2009006369 | 316.3333 | 306.3333
74 | 2009006369 | 316.6667 | 306.6667
75 | 2009006369 | 317 | 307
76 | 2009006369 | 316.3333 | 306.3333
77 | 2009006369 | 315.6667 | 305.6667
78 | 2009006369 | 315 | 305
79 | 2009006369 | 314.6667 | 304.6667
80 | 2009006369 | 314.3333 | 304.3333
81 | 2009006369 | 314 | 304
82 | 2009006369 | 316.3333 | 306.3333
83 | 2009006369 | 318.6667 | 308.6667
84 | 2009006369 | 321 | 311
85 | 2009006369 | 323.3333 | 313.3333
86 | 2009006369 | 325.6667 | 315.6667
87 | 2009006369 | 328 | 318
88 | 2009006369 | 328.3333 | 318.3333
89 | 2009006369 | 328.6667 | 318.6667
90 | 2009006369 | 329 | 339
91 | 2009006369 | 329 | 339
92 | 2009006369 | 329 | 339
93 | 2009006369 | 329 | 339
94 | 2009006369 | 328.6667 | 338.6667
95 | 2009006369 | 328.3333 | 338.3333
96 | 2009006369 | 328 | 338
97 | 2009006369 | 327.6667 | 337.6667
98 | 2009006369 | 327.3333 | 337.3333
99 | 2009006369 | 327 | 337
100 | 2009006369 | 328.6667 | 338.6667
101 | 2009006369 | 330.3333 | 340.3333
102 | 2009006369 | 332 | 342
103 | 2009006369 | 334.3333 | 344.3333
104 | 2009006369 | 336.6667 | 346.6667
105 | 2009006369 | 339 | 349
106 | 2009006369 | 339.3333 | 349.3333
107 | 2009006369 | 339.6667 | 349.6667
108 | 2009006369 | 340 | 350
109 | 2009006369 | 342.3333 | 352.3333
110 | 2009006369 | 344.6667 | 354.6667
111 | 2009006369 | 347 | 357
112 | 2009006369 | 349.6667 | 359.6667
113 | 2009006369 | 352.3333 | 362.3333
114 | 2009006369 | 355 | 365
115 | 2009006369 | 360.3333 | 370.3333
116 | 2009006369 | 365.6667 | 375.6667
117 | 2009006369 | 371 | 381
118 | 2009006369 | 373.6667 | 383.6667
119 | 2009006369 | 376.3333 | 386.3333
120 | 2009006369 | 379 | 389
121 | 2009006369 | 383.3333 | 393.3333
122 | 2009006369 | 387.6667 | 377.6667
123 | 2009006369 | 392 | 382
124 | 2009006369 | 395.3333 | 385.3333
125 | 2009006369 | 398.6667 | 388.6667
126 | 2009006369 | 402 | 392
127 | 2009006369 | 404.3333 | 394.3333
128 | 2009006369 | 406.6667 | 396.6667
129 | 2009006369 | 409 | 399
130 | 2009006369 | 409 | 399
131 | 2009006369 | 409 | 399
132 | 2009006369 | 409 | 399
133 | 2009006369 | 408.3333 | 398.3333
134 | 2009006369 | 407.6667 | 397.6667
135 | 2009006369 | 407 | 397
136 | 2009006369 | 407 | 397
137 | 2009006369 | 407 | 397
138 | 2009006369 | 407 | 397
139 | 2009006369 | 407 | 397
140 | 2009006369 | 407 | 397
141 | 2009006369 | 407 | 397
142 | 2009006369 | 406 | 396
143 | 2009006369 | 405 | 395
0 | 2006007664 | 343 | 333
1 | 2006007664 | 344 | 334
2 | 2006007664 | 345 | 335
3 | 2006007664 | 346 | 336
4 | 2006007664 | 348 | 338
5 | 2006007664 | 350 | 340
6 | 2006007664 | 352 | 342
7 | 2006007664 | 353 | 343
8 | 2006007664 | 354 | 344
9 | 2006007664 | 355 | 345
10 | 2006007664 | 356.6667 | 346.6667
11 | 2006007664 | 358.3333 | 348.3333
12 | 2006007664 | 360 | 350
13 | 2006007664 | 363.6667 | 353.6667
14 | 2006007664 | 367.3333 | 357.3333
15 | 2006007664 | 371 | 361
16 | 2006007664 | 373.3333 | 363.3333
17 | 2006007664 | 375.6667 | 365.6667
18 | 2006007664 | 378 | 368
19 | 2006007664 | 378.6667 | 368.6667
20 | 2006007664 | 379.3333 | 369.3333
21 | 2006007664 | 380 | 370
22 | 2006007664 | 381.3333 | 371.3333
23 | 2006007664 | 382.6667 | 372.6667
24 | 2006007664 | 384 | 374
25 | 2006007664 | 385.3333 | 375.3333
26 | 2006007664 | 386.6667 | 376.6667
27 | 2006007664 | 388 | 378
28 | 2006007664 | 387 | 377
29 | 2006007664 | 386 | 376
30 | 2006007664 | 385 | 375
31 | 2006007664 | 383 | 373
32 | 2006007664 | 381 | 371
33 | 2006007664 | 379 | 369
34 | 2006007664 | 378.3333 | 368.3333
35 | 2006007664 | 377.6667 | 367.6667
36 | 2006007664 | 377 | 367
37 | 2006007664 | 377.3333 | 367.3333
38 | 2006007664 | 377.6667 | 367.6667
39 | 2006007664 | 378 | 368
40 | 2006007664 | 379.6667 | 369.6667
41 | 2006007664 | 381.3333 | 371.3333
42 | 2006007664 | 383 | 373
43 | 2006007664 | 385.3333 | 375.3333
44 | 2006007664 | 387.6667 | 377.6667
45 | 2006007664 | 390 | 380
46 | 2006007664 | 391.3333 | 381.3333
47 | 2006007664 | 392.6667 | 382.6667
48 | 2006007664 | 394 | 384
49 | 2006007664 | 393.3333 | 383.3333
50 | 2006007664 | 392.6667 | 382.6667
51 | 2006007664 | 392 | 382
52 | 2006007664 | 387.6667 | 377.6667
53 | 2006007664 | 383.3333 | 373.3333
54 | 2006007664 | 379 | 369
55 | 2006007664 | 372.3333 | 362.3333
56 | 2006007664 | 365.6667 | 355.6667
57 | 2006007664 | 359 | 349
58 | 2006007664 | 353.6667 | 343.6667
59 | 2006007664 | 348.3333 | 338.3333
60 | 2006007664 | 343 | 333
61 | 2006007664 | 338.3333 | 328.3333
62 | 2006007664 | 333.6667 | 323.6667
63 | 2006007664 | 329 | 319
64 | 2006007664 | 326 | 316
65 | 2006007664 | 323 | 313
66 | 2006007664 | 320 | 310
67 | 2006007664 | 318.3333 | 308.3333
68 | 2006007664 | 316.6667 | 306.6667
69 | 2006007664 | 315 | 305
70 | 2006007664 | 315.3333 | 305.3333
71 | 2006007664 | 315.6667 | 305.6667
72 | 2006007664 | 316 | 306
73 | 2006007664 | 316.3333 | 306.3333
74 | 2006007664 | 316.6667 | 306.6667
75 | 2006007664 | 317 | 307
76 | 2006007664 | 316.3333 | 306.3333
77 | 2006007664 | 315.6667 | 305.6667
78 | 2006007664 | 315 | 305
79 | 2006007664 | 314.6667 | 304.6667
80 | 2006007664 | 314.3333 | 304.3333
81 | 2006007664 | 314 | 304
82 | 2006007664 | 316.3333 | 306.3333
83 | 2006007664 | 318.6667 | 308.6667
84 | 2006007664 | 321 | 311
85 | 2006007664 | 323.3333 | 313.3333
86 | 2006007664 | 325.6667 | 315.6667
87 | 2006007664 | 328 | 318
88 | 2006007664 | 328.3333 | 318.3333
89 | 2006007664 | 328.6667 | 318.6667
90 | 2006007664 | 329 | 339
91 | 2006007664 | 329 | 339
92 | 2006007664 | 329 | 339
93 | 2006007664 | 329 | 339
94 | 2006007664 | 328.6667 | 338.6667
95 | 2006007664 | 328.3333 | 338.3333
96 | 2006007664 | 328 | 338
97 | 2006007664 | 327.6667 | 337.6667
98 | 2006007664 | 327.3333 | 337.3333
99 | 2006007664 | 327 | 337
100 | 2006007664 | 328.6667 | 338.6667
101 | 2006007664 | 330.3333 | 340.3333
102 | 2006007664 | 332 | 342
103 | 2006007664 | 334.3333 | 344.3333
104 | 2006007664 | 336.6667 | 346.6667
105 | 2006007664 | 339 | 349
106 | 2006007664 | 339.3333 | 349.3333
107 | 2006007664 | 339.6667 | 349.6667
108 | 2006007664 | 340 | 350
109 | 2006007664 | 342.3333 | 352.3333
110 | 2006007664 | 344.6667 | 354.6667
111 | 2006007664 | 347 | 357
112 | 2006007664 | 349.6667 | 359.6667
113 | 2006007664 | 352.3333 | 362.3333
114 | 2006007664 | 355 | 365
115 | 2006007664 | 360.3333 | 370.3333
116 | 2006007664 | 365.6667 | 375.6667
117 | 2006007664 | 371 | 381
118 | 2006007664 | 373.6667 | 383.6667
119 | 2006007664 | 376.3333 | 386.3333
120 | 2006007664 | 379 | 389
121 | 2006007664 | 383.3333 | 393.3333
122 | 2006007664 | 387.6667 | 377.6667
123 | 2006007664 | 392 | 382
124 | 2006007664 | 395.3333 | 385.3333
125 | 2006007664 | 398.6667 | 388.6667
126 | 2006007664 | 402 | 392
127 | 2006007664 | 404.3333 | 394.3333
128 | 2006007664 | 406.6667 | 396.6667
129 | 2006007664 | 409 | 399
130 | 2006007664 | 409 | 399
131 | 2006007664 | 409 | 399
132 | 2006007664 | 409 | 399
133 | 2006007664 | 408.3333 | 398.3333
134 | 2006007664 | 407.6667 | 397.6667
135 | 2006007664 | 407 | 397
136 | 2006007664 | 407 | 397
137 | 2006007664 | 407 | 397
138 | 2006007664 | 407 | 397
139 | 2006007664 | 407 | 397
140 | 2006007664 | 407 | 397
141 | 2006007664 | 407 | 397
142 | 2006007664 | 406 | 396
143 | 2006007664 | 405 | 395
0 | 2010001576 | 343 | 333
1 | 2010001576 | 344 | 334
2 | 2010001576 | 345 | 335
3 | 2010001576 | 346 | 336
4 | 2010001576 | 348 | 338
5 | 2010001576 | 350 | 340
6 | 2010001576 | 352 | 342
7 | 2010001576 | 353 | 343
8 | 2010001576 | 354 | 344
9 | 2010001576 | 355 | 345
10 | 2010001576 | 356.6667 | 346.6667
11 | 2010001576 | 358.3333 | 348.3333
12 | 2010001576 | 360 | 350
13 | 2010001576 | 363.6667 | 353.6667
14 | 2010001576 | 367.3333 | 357.3333
15 | 2010001576 | 371 | 361
16 | 2010001576 | 373.3333 | 363.3333
17 | 2010001576 | 375.6667 | 365.6667
18 | 2010001576 | 378 | 368
19 | 2010001576 | 378.6667 | 368.6667
20 | 2010001576 | 379.3333 | 369.3333
21 | 2010001576 | 380 | 370
22 | 2010001576 | 381.3333 | 371.3333
23 | 2010001576 | 382.6667 | 372.6667
24 | 2010001576 | 384 | 374
25 | 2010001576 | 385.3333 | 375.3333
26 | 2010001576 | 386.6667 | 376.6667
27 | 2010001576 | 388 | 378
28 | 2010001576 | 387 | 377
29 | 2010001576 | 386 | 376
30 | 2010001576 | 385 | 375
31 | 2010001576 | 383 | 373
32 | 2010001576 | 381 | 371
33 | 2010001576 | 379 | 369
34 | 2010001576 | 378.3333 | 368.3333
35 | 2010001576 | 377.6667 | 367.6667
36 | 2010001576 | 377 | 367
37 | 2010001576 | 377.3333 | 367.3333
38 | 2010001576 | 377.6667 | 367.6667
39 | 2010001576 | 378 | 368
40 | 2010001576 | 379.6667 | 369.6667
41 | 2010001576 | 381.3333 | 371.3333
42 | 2010001576 | 383 | 373
43 | 2010001576 | 385.3333 | 375.3333
44 | 2010001576 | 387.6667 | 377.6667
45 | 2010001576 | 390 | 380
46 | 2010001576 | 391.3333 | 381.3333
47 | 2010001576 | 392.6667 | 382.6667
48 | 2010001576 | 394 | 384
49 | 2010001576 | 393.3333 | 383.3333
50 | 2010001576 | 392.6667 | 382.6667
51 | 2010001576 | 392 | 382
52 | 2010001576 | 387.6667 | 377.6667
53 | 2010001576 | 383.3333 | 373.3333
54 | 2010001576 | 379 | 369
55 | 2010001576 | 372.3333 | 362.3333
56 | 2010001576 | 365.6667 | 355.6667
57 | 2010001576 | 359 | 349
58 | 2010001576 | 353.6667 | 343.6667
59 | 2010001576 | 348.3333 | 338.3333
60 | 2010001576 | 343 | 333
61 | 2010001576 | 338.3333 | 328.3333
62 | 2010001576 | 333.6667 | 323.6667
63 | 2010001576 | 329 | 319
64 | 2010001576 | 326 | 316
65 | 2010001576 | 323 | 313
66 | 2010001576 | 320 | 310
67 | 2010001576 | 318.3333 | 308.3333
68 | 2010001576 | 316.6667 | 306.6667
69 | 2010001576 | 315 | 305
70 | 2010001576 | 315.3333 | 305.3333
71 | 2010001576 | 315.6667 | 305.6667
72 | 2010001576 | 316 | 306
73 | 2010001576 | 316.3333 | 306.3333
74 | 2010001576 | 316.6667 | 306.6667
75 | 2010001576 | 317 | 307
76 | 2010001576 | 316.3333 | 306.3333
77 | 2010001576 | 315.6667 | 305.6667
78 | 2010001576 | 315 | 305
79 | 2010001576 | 314.6667 | 304.6667
80 | 2010001576 | 314.3333 | 304.3333
81 | 2010001576 | 314 | 304
82 | 2010001576 | 316.3333 | 306.3333
83 | 2010001576 | 318.6667 | 308.6667
84 | 2010001576 | 321 | 311
85 | 2010001576 | 323.3333 | 313.3333
86 | 2010001576 | 325.6667 | 315.6667
87 | 2010001576 | 328 | 318
88 | 2010001576 | 328.3333 | 318.3333
89 | 2010001576 | 328.6667 | 318.6667
90 | 2010001576 | 329 | 339
91 | 2010001576 | 329 | 339
92 | 2010001576 | 329 | 339
93 | 2010001576 | 329 | 339
94 | 2010001576 | 328.6667 | 338.6667
95 | 2010001576 | 328.3333 | 338.3333
96 | 2010001576 | 328 | 338
97 | 2010001576 | 327.6667 | 337.6667
98 | 2010001576 | 327.3333 | 337.3333
99 | 2010001576 | 327 | 337
100 | 2010001576 | 328.6667 | 338.6667
101 | 2010001576 | 330.3333 | 340.3333
102 | 2010001576 | 332 | 342
103 | 2010001576 | 334.3333 | 344.3333
104 | 2010001576 | 336.6667 | 346.6667
105 | 2010001576 | 339 | 349
106 | 2010001576 | 339.3333 | 349.3333
107 | 2010001576 | 339.6667 | 349.6667
108 | 2010001576 | 340 | 350
109 | 2010001576 | 342.3333 | 352.3333
110 | 2010001576 | 344.6667 | 354.6667
111 | 2010001576 | 347 | 357
112 | 2010001576 | 349.6667 | 359.6667
113 | 2010001576 | 352.3333 | 362.3333
114 | 2010001576 | 355 | 365
115 | 2010001576 | 360.3333 | 370.3333
116 | 2010001576 | 365.6667 | 375.6667
117 | 2010001576 | 371 | 381
118 | 2010001576 | 373.6667 | 383.6667
119 | 2010001576 | 376.3333 | 386.3333
120 | 2010001576 | 379 | 389
121 | 2010001576 | 383.3333 | 393.3333
122 | 2010001576 | 387.6667 | 377.6667
123 | 2010001576 | 392 | 382
124 | 2010001576 | 395.3333 | 385.3333
125 | 2010001576 | 398.6667 | 388.6667
126 | 2010001576 | 402 | 392
127 | 2010001576 | 404.3333 | 394.3333
128 | 2010001576 | 406.6667 | 396.6667
129 | 2010001576 | 409 | 399
130 | 2010001576 | 409 | 399
131 | 2010001576 | 409 | 399
132 | 2010001576 | 409 | 399
133 | 2010001576 | 408.3333 | 398.3333
134 | 2010001576 | 407.6667 | 397.6667
135 | 2010001576 | 407 | 397
136 | 2010001576 | 407 | 397
137 | 2010001576 | 407 | 397
138 | 2010001576 | 407 | 397
139 | 2010001576 | 407 | 397
140 | 2010001576 | 407 | 397
141 | 2010001576 | 407 | 397
142 | 2010001576 | 406 | 396
143 | 2010001576 | 405 | 395
0 | 2009009574 | 343 | 333
1 | 2009009574 | 344 | 334
2 | 2009009574 | 345 | 335
3 | 2009009574 | 346 | 336
4 | 2009009574 | 348 | 338
5 | 2009009574 | 350 | 340
6 | 2009009574 | 352 | 342
7 | 2009009574 | 353 | 343
8 | 2009009574 | 354 | 344
9 | 2009009574 | 355 | 345
10 | 2009009574 | 356.6667 | 346.6667
11 | 2009009574 | 358.3333 | 348.3333
12 | 2009009574 | 360 | 350
13 | 2009009574 | 363.6667 | 353.6667
14 | 2009009574 | 367.3333 | 357.3333
15 | 2009009574 | 371 | 361
16 | 2009009574 | 373.3333 | 363.3333
17 | 2009009574 | 375.6667 | 365.6667
18 | 2009009574 | 378 | 368
19 | 2009009574 | 378.6667 | 368.6667
20 | 2009009574 | 379.3333 | 369.3333
21 | 2009009574 | 380 | 370
22 | 2009009574 | 381.3333 | 371.3333
23 | 2009009574 | 382.6667 | 372.6667
24 | 2009009574 | 384 | 374
25 | 2009009574 | 385.3333 | 375.3333
26 | 2009009574 | 386.6667 | 376.6667
27 | 2009009574 | 388 | 378
28 | 2009009574 | 387 | 377
29 | 2009009574 | 386 | 376
30 | 2009009574 | 385 | 375
31 | 2009009574 | 383 | 373
32 | 2009009574 | 381 | 371
33 | 2009009574 | 379 | 369
34 | 2009009574 | 378.3333 | 368.3333
35 | 2009009574 | 377.6667 | 367.6667
36 | 2009009574 | 377 | 367
37 | 2009009574 | 377.3333 | 367.3333
38 | 2009009574 | 377.6667 | 367.6667
39 | 2009009574 | 378 | 368
40 | 2009009574 | 379.6667 | 369.6667
41 | 2009009574 | 381.3333 | 371.3333
42 | 2009009574 | 383 | 373
43 | 2009009574 | 385.3333 | 375.3333
44 | 2009009574 | 387.6667 | 377.6667
45 | 2009009574 | 390 | 380
46 | 2009009574 | 391.3333 | 381.3333
47 | 2009009574 | 392.6667 | 382.6667
48 | 2009009574 | 394 | 384
49 | 2009009574 | 393.3333 | 383.3333
50 | 2009009574 | 392.6667 | 382.6667
51 | 2009009574 | 392 | 382
52 | 2009009574 | 387.6667 | 377.6667
53 | 2009009574 | 383.3333 | 373.3333
54 | 2009009574 | 379 | 369
55 | 2009009574 | 372.3333 | 362.3333
56 | 2009009574 | 365.6667 | 355.6667
57 | 2009009574 | 359 | 349
58 | 2009009574 | 353.6667 | 343.6667
59 | 2009009574 | 348.3333 | 338.3333
60 | 2009009574 | 343 | 333
61 | 2009009574 | 338.3333 | 328.3333
62 | 2009009574 | 333.6667 | 323.6667
63 | 2009009574 | 329 | 319
64 | 2009009574 | 326 | 316
65 | 2009009574 | 323 | 313
66 | 2009009574 | 320 | 310
67 | 2009009574 | 318.3333 | 308.3333
68 | 2009009574 | 316.6667 | 306.6667
69 | 2009009574 | 315 | 305
70 | 2009009574 | 315.3333 | 305.3333
71 | 2009009574 | 315.6667 | 305.6667
72 | 2009009574 | 316 | 306
73 | 2009009574 | 316.3333 | 306.3333
74 | 2009009574 | 316.6667 | 306.6667
75 | 2009009574 | 317 | 307
76 | 2009009574 | 316.3333 | 306.3333
77 | 2009009574 | 315.6667 | 305.6667
78 | 2009009574 | 315 | 305
79 | 2009009574 | 314.6667 | 304.6667
80 | 2009009574 | 314.3333 | 304.3333
81 | 2009009574 | 314 | 304
82 | 2009009574 | 316.3333 | 306.3333
83 | 2009009574 | 318.6667 | 308.6667
84 | 2009009574 | 321 | 311
85 | 2009009574 | 323.3333 | 313.3333
86 | 2009009574 | 325.6667 | 315.6667
87 | 2009009574 | 328 | 318
88 | 2009009574 | 328.3333 | 318.3333
89 | 2009009574 | 328.6667 | 318.6667
90 | 2009009574 | 329 | 339
91 | 2009009574 | 329 | 339
92 | 2009009574 | 329 | 339
93 | 2009009574 | 329 | 339
94 | 2009009574 | 328.6667 | 338.6667
95 | 2009009574 | 328.3333 | 338.3333
96 | 2009009574 | 328 | 338
97 | 2009009574 | 327.6667 | 337.6667
98 | 2009009574 | 327.3333 | 337.3333
99 | 2009009574 | 327 | 337
100 | 2009009574 | 328.6667 | 338.6667
101 | 2009009574 | 330.3333 | 340.3333
102 | 2009009574 | 332 | 342
103 | 2009009574 | 334.3333 | 344.3333
104 | 2009009574 | 336.6667 | 346.6667
105 | 2009009574 | 339 | 349
106 | 2009009574 | 339.3333 | 349.3333
107 | 2009009574 | 339.6667 | 349.6667
108 | 2009009574 | 340 | 350
109 | 2009009574 | 342.3333 | 352.3333
110 | 2009009574 | 344.6667 | 354.6667
111 | 2009009574 | 347 | 357
112 | 2009009574 | 349.6667 | 359.6667
113 | 2009009574 | 352.3333 | 362.3333
114 | 2009009574 | 355 | 365
115 | 2009009574 | 360.3333 | 370.3333
116 | 2009009574 | 365.6667 | 375.6667
117 | 2009009574 | 371 | 381
118 | 2009009574 | 373.6667 | 383.6667
119 | 2009009574 | 376.3333 | 386.3333
120 | 2009009574 | 379 | 389
121 | 2009009574 | 383.3333 | 393.3333
122 | 2009009574 | 387.6667 | 377.6667
123 | 2009009574 | 392 | 382
124 | 2009009574 | 395.3333 | 385.3333
125 | 2009009574 | 398.6667 | 388.6667
126 | 2009009574 | 402 | 392
127 | 2009009574 | 404.3333 | 394.3333
128 | 2009009574 | 406.6667 | 396.6667
129 | 2009009574 | 409 | 399
130 | 2009009574 | 409 | 399
131 | 2009009574 | 409 | 399
132 | 2009009574 | 409 | 399
133 | 2009009574 | 408.3333 | 398.3333
134 | 2009009574 | 407.6667 | 397.6667
135 | 2009009574 | 407 | 397
136 | 2009009574 | 407 | 397
137 | 2009009574 | 407 | 397
138 | 2009009574 | 407 | 397
139 | 2009009574 | 407 | 397
140 | 2009009574 | 407 | 397
141 | 2009009574 | 407 | 397
142 | 2009009574 | 406 | 396
143 | 2009009574 | 405 | 395
0 | 2011004807 | 343 | 333
1 | 2011004807 | 344 | 334
2 | 2011004807 | 345 | 335
3 | 2011004807 | 346 | 336
4 | 2011004807 | 348 | 338
5 | 2011004807 | 350 | 340
6 | 2011004807 | 352 | 342
7 | 2011004807 | 353 | 343
8 | 2011004807 | 354 | 344
9 | 2011004807 | 355 | 345
10 | 2011004807 | 356.6667 | 346.6667
11 | 2011004807 | 358.3333 | 348.3333
12 | 2011004807 | 360 | 350
13 | 2011004807 | 363.6667 | 353.6667
14 | 2011004807 | 367.3333 | 357.3333
15 | 2011004807 | 371 | 361
16 | 2011004807 | 373.3333 | 363.3333
17 | 2011004807 | 375.6667 | 365.6667
18 | 2011004807 | 378 | 368
19 | 2011004807 | 378.6667 | 368.6667
20 | 2011004807 | 379.3333 | 369.3333
21 | 2011004807 | 380 | 370
22 | 2011004807 | 381.3333 | 371.3333
23 | 2011004807 | 382.6667 | 372.6667
24 | 2011004807 | 384 | 374
25 | 2011004807 | 385.3333 | 375.3333
26 | 2011004807 | 386.6667 | 376.6667
27 | 2011004807 | 388 | 378
28 | 2011004807 | 387 | 377
29 | 2011004807 | 386 | 376
30 | 2011004807 | 385 | 375
31 | 2011004807 | 383 | 373
32 | 2011004807 | 381 | 371
33 | 2011004807 | 379 | 369
34 | 2011004807 | 378.3333 | 368.3333
35 | 2011004807 | 377.6667 | 367.6667
36 | 2011004807 | 377 | 367
37 | 2011004807 | 377.3333 | 367.3333
38 | 2011004807 | 377.6667 | 367.6667
39 | 2011004807 | 378 | 368
40 | 2011004807 | 379.6667 | 369.6667
41 | 2011004807 | 381.3333 | 371.3333
42 | 2011004807 | 383 | 373
43 | 2011004807 | 385.3333 | 375.3333
44 | 2011004807 | 387.6667 | 377.6667
45 | 2011004807 | 390 | 380
46 | 2011004807 | 391.3333 | 381.3333
47 | 2011004807 | 392.6667 | 382.6667
48 | 2011004807 | 394 | 384
49 | 2011004807 | 393.3333 | 383.3333
50 | 2011004807 | 392.6667 | 382.6667
51 | 2011004807 | 392 | 382
52 | 2011004807 | 387.6667 | 377.6667
53 | 2011004807 | 383.3333 | 373.3333
54 | 2011004807 | 379 | 369
55 | 2011004807 | 372.3333 | 362.3333
56 | 2011004807 | 365.6667 | 355.6667
57 | 2011004807 | 359 | 349
58 | 2011004807 | 353.6667 | 343.6667
59 | 2011004807 | 348.3333 | 338.3333
60 | 2011004807 | 343 | 333
61 | 2011004807 | 338.3333 | 328.3333
62 | 2011004807 | 333.6667 | 323.6667
63 | 2011004807 | 329 | 319
64 | 2011004807 | 326 | 316
65 | 2011004807 | 323 | 313
66 | 2011004807 | 320 | 310
67 | 2011004807 | 318.3333 | 308.3333
68 | 2011004807 | 316.6667 | 306.6667
69 | 2011004807 | 315 | 305
70 | 2011004807 | 315.3333 | 305.3333
71 | 2011004807 | 315.6667 | 305.6667
72 | 2011004807 | 316 | 306
73 | 2011004807 | 316.3333 | 306.3333
74 | 2011004807 | 316.6667 | 306.6667
75 | 2011004807 | 317 | 307
76 | 2011004807 | 316.3333 | 306.3333
77 | 2011004807 | 315.6667 | 305.6667
78 | 2011004807 | 315 | 305
79 | 2011004807 | 314.6667 | 304.6667
80 | 2011004807 | 314.3333 | 304.3333
81 | 2011004807 | 314 | 304
82 | 2011004807 | 316.3333 | 306.3333
83 | 2011004807 | 318.6667 | 308.6667
84 | 2011004807 | 321 | 311
85 | 2011004807 | 323.3333 | 313.3333
86 | 2011004807 | 325.6667 | 315.6667
87 | 2011004807 | 328 | 318
88 | 2011004807 | 328.3333 | 318.3333
89 | 2011004807 | 328.6667 | 318.6667
90 | 2011004807 | 329 | 339
91 | 2011004807 | 329 | 339
92 | 2011004807 | 329 | 339
93 | 2011004807 | 329 | 339
94 | 2011004807 | 328.6667 | 338.6667
95 | 2011004807 | 328.3333 | 338.3333
96 | 2011004807 | 328 | 338
97 | 2011004807 | 327.6667 | 337.6667
98 | 2011004807 | 327.3333 | 337.3333
99 | 2011004807 | 327 | 337
100 | 2011004807 | 328.6667 | 338.6667
101 | 2011004807 | 330.3333 | 340.3333
102 | 2011004807 | 332 | 342
103 | 2011004807 | 334.3333 | 344.3333
104 | 2011004807 | 336.6667 | 346.6667
105 | 2011004807 | 339 | 349
106 | 2011004807 | 339.3333 | 349.3333
107 | 2011004807 | 339.6667 | 349.6667
108 | 2011004807 | 340 | 350
109 | 2011004807 | 342.3333 | 352.3333
110 | 2011004807 | 344.6667 | 354.6667
111 | 2011004807 | 347 | 357
112 | 2011004807 | 349.6667 | 359.6667
113 | 2011004807 | 352.3333 | 362.3333
114 | 2011004807 | 355 | 365
115 | 2011004807 | 360.3333 | 370.3333
116 | 2011004807 | 365.6667 | 375.6667
117 | 2011004807 | 371 | 381
118 | 2011004807 | 373.6667 | 383.6667
119 | 2011004807 | 376.3333 | 386.3333
120 | 2011004807 | 379 | 389
121 | 2011004807 | 383.3333 | 393.3333
122 | 2011004807 | 387.6667 | 377.6667
123 | 2011004807 | 392 | 382
124 | 2011004807 | 395.3333 | 385.3333
125 | 2011004807 | 398.6667 | 388.6667
126 | 2011004807 | 402 | 392
127 | 2011004807 | 404.3333 | 394.3333
128 | 2011004807 | 406.6667 | 396.6667
129 | 2011004807 | 409 | 399
130 | 2011004807 | 409 | 399
131 | 2011004807 | 409 | 399
132 | 2011004807 | 409 | 399
133 | 2011004807 | 408.3333 | 398.3333
134 | 2011004807 | 407.6667 | 397.6667
135 | 2011004807 | 407 | 397
136 | 2011004807 | 407 | 397
137 | 2011004807 | 407 | 397
138 | 2011004807 | 407 | 397
139 | 2011004807 | 407 | 397
140 | 2011004807 | 407 | 397
141 | 2011004807 | 407 | 397
142 | 2011004807 | 406 | 396
143 | 2011004807 | 405 | 395
0 | 2011004652 | 343 | 333
1 | 2011004652 | 344 | 334
2 | 2011004652 | 345 | 335
3 | 2011004652 | 346 | 336
4 | 2011004652 | 348 | 338
5 | 2011004652 | 350 | 340
6 | 2011004652 | 352 | 342
7 | 2011004652 | 353 | 343
8 | 2011004652 | 354 | 344
9 | 2011004652 | 355 | 345
10 | 2011004652 | 356.6667 | 346.6667
11 | 2011004652 | 358.3333 | 348.3333
12 | 2011004652 | 360 | 350
13 | 2011004652 | 363.6667 | 353.6667
14 | 2011004652 | 367.3333 | 357.3333
15 | 2011004652 | 371 | 361
16 | 2011004652 | 373.3333 | 363.3333
17 | 2011004652 | 375.6667 | 365.6667
18 | 2011004652 | 378 | 368
19 | 2011004652 | 378.6667 | 368.6667
20 | 2011004652 | 379.3333 | 369.3333
21 | 2011004652 | 380 | 370
22 | 2011004652 | 381.3333 | 371.3333
23 | 2011004652 | 382.6667 | 372.6667
24 | 2011004652 | 384 | 374
25 | 2011004652 | 385.3333 | 375.3333
26 | 2011004652 | 386.6667 | 376.6667
27 | 2011004652 | 388 | 378
28 | 2011004652 | 387 | 377
29 | 2011004652 | 386 | 376
30 | 2011004652 | 385 | 375
31 | 2011004652 | 383 | 373
32 | 2011004652 | 381 | 371
33 | 2011004652 | 379 | 369
34 | 2011004652 | 378.3333 | 368.3333
35 | 2011004652 | 377.6667 | 367.6667
36 | 2011004652 | 377 | 367
37 | 2011004652 | 377.3333 | 367.3333
38 | 2011004652 | 377.6667 | 367.6667
39 | 2011004652 | 378 | 368
40 | 2011004652 | 379.6667 | 369.6667
41 | 2011004652 | 381.3333 | 371.3333
42 | 2011004652 | 383 | 373
43 | 2011004652 | 385.3333 | 375.3333
44 | 2011004652 | 387.6667 | 377.6667
45 | 2011004652 | 390 | 380
46 | 2011004652 | 391.3333 | 381.3333
47 | 2011004652 | 392.6667 | 382.6667
48 | 2011004652 | 394 | 384
49 | 2011004652 | 393.3333 | 383.3333
50 | 2011004652 | 392.6667 | 382.6667
51 | 2011004652 | 392 | 382
52 | 2011004652 | 387.6667 | 377.6667
53 | 2011004652 | 383.3333 | 373.3333
54 | 2011004652 | 379 | 369
55 | 2011004652 | 372.3333 | 362.3333
56 | 2011004652 | 365.6667 | 355.6667
57 | 2011004652 | 359 | 349
58 | 2011004652 | 353.6667 | 343.6667
59 | 2011004652 | 348.3333 | 338.3333
60 | 2011004652 | 343 | 333
61 | 2011004652 | 338.3333 | 328.3333
62 | 2011004652 | 333.6667 | 323.6667
63 | 2011004652 | 329 | 319
64 | 2011004652 | 326 | 316
65 | 2011004652 | 323 | 313
66 | 2011004652 | 320 | 310
67 | 2011004652 | 318.3333 | 308.3333
68 | 2011004652 | 316.6667 | 306.6667
69 | 2011004652 | 315 | 305
70 | 2011004652 | 315.3333 | 305.3333
71 | 2011004652 | 315.6667 | 305.6667
72 | 2011004652 | 316 | 306
73 | 2011004652 | 316.3333 | 306.3333
74 | 2011004652 | 316.6667 | 306.6667
75 | 2011004652 | 317 | 307
76 | 2011004652 | 316.3333 | 306.3333
77 | 2011004652 | 315.6667 | 305.6667
78 | 2011004652 | 315 | 305
79 | 2011004652 | 314.6667 | 304.6667
80 | 2011004652 | 314.3333 | 304.3333
81 | 2011004652 | 314 | 304
82 | 2011004652 | 316.3333 | 306.3333
83 | 2011004652 | 318.6667 | 308.6667
84 | 2011004652 | 321 | 311
85 | 2011004652 | 323.3333 | 313.3333
86 | 2011004652 | 325.6667 | 315.6667
87 | 2011004652 | 328 | 318
88 | 2011004652 | 328.3333 | 318.3333
89 | 2011004652 | 328.6667 | 318.6667
90 | 2011004652 | 329 | 339
91 | 2011004652 | 329 | 339
92 | 2011004652 | 329 | 339
93 | 2011004652 | 329 | 339
94 | 2011004652 | 328.6667 | 338.6667
95 | 2011004652 | 328.3333 | 338.3333
96 | 2011004652 | 328 | 338
97 | 2011004652 | 327.6667 | 337.6667
98 | 2011004652 | 327.3333 | 337.3333
99 | 2011004652 | 327 | 337
100 | 2011004652 | 328.6667 | 338.6667
101 | 2011004652 | 330.3333 | 340.3333
102 | 2011004652 | 332 | 342
103 | 2011004652 | 334.3333 | 344.3333
104 | 2011004652 | 336.6667 | 346.6667
105 | 2011004652 | 339 | 349
106 | 2011004652 | 339.3333 | 349.3333
107 | 2011004652 | 339.6667 | 349.6667
108 | 2011004652 | 340 | 350
109 | 2011004652 | 342.3333 | 352.3333
110 | 2011004652 | 344.6667 | 354.6667
111 | 2011004652 | 347 | 357
112 | 2011004652 | 349.6667 | 359.6667
113 | 2011004652 | 352.3333 | 362.3333
114 | 2011004652 | 355 | 365
115 | 2011004652 | 360.3333 | 370.3333
116 | 2011004652 | 365.6667 | 375.6667
117 | 2011004652 | 371 | 381
118 | 2011004652 | 373.6667 | 383.6667
119 | 2011004652 | 376.3333 | 386.3333
120 | 2011004652 | 379 | 389
121 | 2011004652 | 383.3333 | 393.3333
122 | 2011004652 | 387.6667 | 377.6667
123 | 2011004652 | 392 | 382
124 | 2011004652 | 395.3333 | 385.3333
125 | 2011004652 | 398.6667 | 388.6667
126 | 2011004652 | 402 | 392
127 | 2011004652 | 404.3333 | 394.3333
128 | 2011004652 | 406.6667 | 396.6667
129 | 2011004652 | 409 | 399
130 | 2011004652 | 409 | 399
131 | 2011004652 | 409 | 399
132 | 2011004652 | 409 | 399
133 | 2011004652 | 408.3333 | 398.3333
134 | 2011004652 | 407.6667 | 397.6667
135 | 2011004652 | 407 | 397
136 | 2011004652 | 407 | 397
137 | 2011004652 | 407 | 397
138 | 2011004652 | 407 | 397
139 | 2011004652 | 407 | 397
140 | 2011004652 | 407 | 397
141 | 2011004652 | 407 | 397
142 | 2011004652 | 406 | 396
143 | 2011004652 | 405 | 395
0 | 2008004748 | 343 | 333
1 | 2008004748 | 344 | 334
2 | 2008004748 | 345 | 335
3 | 2008004748 | 346 | 336
4 | 2008004748 | 348 | 338
5 | 2008004748 | 350 | 340
6 | 2008004748 | 352 | 342
7 | 2008004748 | 353 | 343
8 | 2008004748 | 354 | 344
9 | 2008004748 | 355 | 345
10 | 2008004748 | 356.6667 | 346.6667
11 | 2008004748 | 358.3333 | 348.3333
12 | 2008004748 | 360 | 350
13 | 2008004748 | 363.6667 | 353.6667
14 | 2008004748 | 367.3333 | 357.3333
15 | 2008004748 | 371 | 361
16 | 2008004748 | 373.3333 | 363.3333
17 | 2008004748 | 375.6667 | 365.6667
18 | 2008004748 | 378 | 368
19 | 2008004748 | 378.6667 | 368.6667
20 | 2008004748 | 379.3333 | 369.3333
21 | 2008004748 | 380 | 370
22 | 2008004748 | 381.3333 | 371.3333
23 | 2008004748 | 382.6667 | 372.6667
24 | 2008004748 | 384 | 374
25 | 2008004748 | 385.3333 | 375.3333
26 | 2008004748 | 386.6667 | 376.6667
27 | 2008004748 | 388 | 378
28 | 2008004748 | 387 | 377
29 | 2008004748 | 386 | 376
30 | 2008004748 | 385 | 375
31 | 2008004748 | 383 | 373
32 | 2008004748 | 381 | 371
33 | 2008004748 | 379 | 369
34 | 2008004748 | 378.3333 | 368.3333
35 | 2008004748 | 377.6667 | 367.6667
36 | 2008004748 | 377 | 367
37 | 2008004748 | 377.3333 | 367.3333
38 | 2008004748 | 377.6667 | 367.6667
39 | 2008004748 | 378 | 368
40 | 2008004748 | 379.6667 | 369.6667
41 | 2008004748 | 381.3333 | 371.3333
42 | 2008004748 | 383 | 373
43 | 2008004748 | 385.3333 | 375.3333
44 | 2008004748 | 387.6667 | 377.6667
45 | 2008004748 | 390 | 380
46 | 2008004748 | 391.3333 | 381.3333
47 | 2008004748 | 392.6667 | 382.6667
48 | 2008004748 | 394 | 384
49 | 2008004748 | 393.3333 | 383.3333
50 | 2008004748 | 392.6667 | 382.6667
51 | 2008004748 | 392 | 382
52 | 2008004748 | 387.6667 | 377.6667
53 | 2008004748 | 383.3333 | 373.3333
54 | 2008004748 | 379 | 369
55 | 2008004748 | 372.3333 | 362.3333
56 | 2008004748 | 365.6667 | 355.6667
57 | 2008004748 | 359 | 349
58 | 2008004748 | 353.6667 | 343.6667
59 | 2008004748 | 348.3333 | 338.3333
60 | 2008004748 | 343 | 333
61 | 2008004748 | 338.3333 | 328.3333
62 | 2008004748 | 333.6667 | 323.6667
63 | 2008004748 | 329 | 319
64 | 2008004748 | 326 | 316
65 | 2008004748 | 323 | 313
66 | 2008004748 | 320 | 310
67 | 2008004748 | 318.3333 | 308.3333
68 | 2008004748 | 316.6667 | 306.6667
69 | 2008004748 | 315 | 305
70 | 2008004748 | 315.3333 | 305.3333
71 | 2008004748 | 315.6667 | 305.6667
72 | 2008004748 | 316 | 306
73 | 2008004748 | 316.3333 | 306.3333
74 | 2008004748 | 316.6667 | 306.6667
75 | 2008004748 | 317 | 307
76 | 2008004748 | 316.3333 | 306.3333
77 | 2008004748 | 315.6667 | 305.6667
78 | 2008004748 | 315 | 305
79 | 2008004748 | 314.6667 | 304.6667
80 | 2008004748 | 314.3333 | 304.3333
81 | 2008004748 | 314 | 304
82 | 2008004748 | 316.3333 | 306.3333
83 | 2008004748 | 318.6667 | 308.6667
84 | 2008004748 | 321 | 311
85 | 2008004748 | 323.3333 | 313.3333
86 | 2008004748 | 325.6667 | 315.6667
87 | 2008004748 | 328 | 318
88 | 2008004748 | 328.3333 | 318.3333
89 | 2008004748 | 328.6667 | 318.6667
90 | 2008004748 | 329 | 339
91 | 2008004748 | 329 | 339
92 | 2008004748 | 329 | 339
93 | 2008004748 | 329 | 339
94 | 2008004748 | 328.6667 | 338.6667
95 | 2008004748 | 328.3333 | 338.3333
96 | 2008004748 | 328 | 338
97 | 2008004748 | 327.6667 | 337.6667
98 | 2008004748 | 327.3333 | 337.3333
99 | 2008004748 | 327 | 337
100 | 2008004748 | 328.6667 | 338.6667
101 | 2008004748 | 330.3333 | 340.3333
102 | 2008004748 | 332 | 342
103 | 2008004748 | 334.3333 | 344.3333
104 | 2008004748 | 336.6667 | 346.6667
105 | 2008004748 | 339 | 349
106 | 2008004748 | 339.3333 | 349.3333
107 | 2008004748 | 339.6667 | 349.6667
108 | 2008004748 | 340 | 350
109 | 2008004748 | 342.3333 | 352.3333
110 | 2008004748 | 344.6667 | 354.6667
111 | 2008004748 | 347 | 357
112 | 2008004748 | 349.6667 | 359.6667
113 | 2008004748 | 352.3333 | 362.3333
114 | 2008004748 | 355 | 365
115 | 2008004748 | 360.3333 | 370.3333
116 | 2008004748 | 365.6667 | 375.6667
117 | 2008004748 | 371 | 381
118 | 2008004748 | 373.6667 | 383.6667
119 | 2008004748 | 376.3333 | 386.3333
120 | 2008004748 | 379 | 389
121 | 2008004748 | 383.3333 | 393.3333
122 | 2008004748 | 387.6667 | 377.6667
123 | 2008004748 | 392 | 382
124 | 2008004748 | 395.3333 | 385.3333
125 | 2008004748 | 398.6667 | 388.6667
126 | 2008004748 | 402 | 392
127 | 2008004748 | 404.3333 | 394.3333
128 | 2008004748 | 406.6667 | 396.6667
129 | 2008004748 | 409 | 399
130 | 2008004748 | 409 | 399
131 | 2008004748 | 409 | 399
132 | 2008004748 | 409 | 399
133 | 2008004748 | 408.3333 | 398.3333
134 | 2008004748 | 407.6667 | 397.6667
135 | 2008004748 | 407 | 397
136 | 2008004748 | 407 | 397
137 | 2008004748 | 407 | 397
138 | 2008004748 | 407 | 397
139 | 2008004748 | 407 | 397
140 | 2008004748 | 407 | 397
141 | 2008004748 | 407 | 397
142 | 2008004748 | 406 | 396
143 | 2008004748 | 405 | 395
0 | 2016007613 | 343 | 333
1 | 2016007613 | 344 | 334
2 | 2016007613 | 345 | 335
3 | 2016007613 | 346 | 336
4 | 2016007613 | 348 | 338
5 | 2016007613 | 350 | 340
6 | 2016007613 | 352 | 342
7 | 2016007613 | 353 | 343
8 | 2016007613 | 354 | 344
9 | 2016007613 | 355 | 345
10 | 2016007613 | 356.6667 | 346.6667
11 | 2016007613 | 358.3333 | 348.3333
12 | 2016007613 | 360 | 350
13 | 2016007613 | 363.6667 | 353.6667
14 | 2016007613 | 367.3333 | 357.3333
15 | 2016007613 | 371 | 361
16 | 2016007613 | 373.3333 | 363.3333
17 | 2016007613 | 375.6667 | 365.6667
18 | 2016007613 | 378 | 368
19 | 2016007613 | 378.6667 | 368.6667
20 | 2016007613 | 379.3333 | 369.3333
21 | 2016007613 | 380 | 370
22 | 2016007613 | 381.3333 | 371.3333
23 | 2016007613 | 382.6667 | 372.6667
24 | 2016007613 | 384 | 374
25 | 2016007613 | 385.3333 | 375.3333
26 | 2016007613 | 386.6667 | 376.6667
27 | 2016007613 | 388 | 378
28 | 2016007613 | 387 | 377
29 | 2016007613 | 386 | 376
30 | 2016007613 | 385 | 375
31 | 2016007613 | 383 | 373
32 | 2016007613 | 381 | 371
33 | 2016007613 | 379 | 369
34 | 2016007613 | 378.3333 | 368.3333
35 | 2016007613 | 377.6667 | 367.6667
36 | 2016007613 | 377 | 367
37 | 2016007613 | 377.3333 | 367.3333
38 | 2016007613 | 377.6667 | 367.6667
39 | 2016007613 | 378 | 368
40 | 2016007613 | 379.6667 | 369.6667
41 | 2016007613 | 381.3333 | 371.3333
42 | 2016007613 | 383 | 373
43 | 2016007613 | 385.3333 | 375.3333
44 | 2016007613 | 387.6667 | 377.6667
45 | 2016007613 | 390 | 380
46 | 2016007613 | 391.3333 | 381.3333
47 | 2016007613 | 392.6667 | 382.6667
48 | 2016007613 | 394 | 384
49 | 2016007613 | 393.3333 | 383.3333
50 | 2016007613 | 392.6667 | 382.6667
51 | 2016007613 | 392 | 382
52 | 2016007613 | 387.6667 | 377.6667
53 | 2016007613 | 383.3333 | 373.3333
54 | 2016007613 | 379 | 369
55 | 2016007613 | 372.3333 | 362.3333
56 | 2016007613 | 365.6667 | 355.6667
57 | 2016007613 | 359 | 349
58 | 2016007613 | 353.6667 | 343.6667
59 | 2016007613 | 348.3333 | 338.3333
60 | 2016007613 | 343 | 333
61 | 2016007613 | 338.3333 | 328.3333
62 | 2016007613 | 333.6667 | 323.6667
63 | 2016007613 | 329 | 319
64 | 2016007613 | 326 | 316
65 | 2016007613 | 323 | 313
66 | 2016007613 | 320 | 310
67 | 2016007613 | 318.3333 | 308.3333
68 | 2016007613 | 316.6667 | 306.6667
69 | 2016007613 | 315 | 305
70 | 2016007613 | 315.3333 | 305.3333
71 | 2016007613 | 315.6667 | 305.6667
72 | 2016007613 | 316 | 306
73 | 2016007613 | 316.3333 | 306.3333
74 | 2016007613 | 316.6667 | 306.6667
75 | 2016007613 | 317 | 307
76 | 2016007613 | 316.3333 | 306.3333
77 | 2016007613 | 315.6667 | 305.6667
78 | 2016007613 | 315 | 305
79 | 2016007613 | 314.6667 | 304.6667
80 | 2016007613 | 314.3333 | 304.3333
81 | 2016007613 | 314 | 304
82 | 2016007613 | 316.3333 | 306.3333
83 | 2016007613 | 318.6667 | 308.6667
84 | 2016007613 | 321 | 311
85 | 2016007613 | 323.3333 | 313.3333
86 | 2016007613 | 325.6667 | 315.6667
87 | 2016007613 | 328 | 318
88 | 2016007613 | 328.3333 | 318.3333
89 | 2016007613 | 328.6667 | 318.6667
90 | 2016007613 | 329 | 339
91 | 2016007613 | 329 | 339
92 | 2016007613 | 329 | 339
93 | 2016007613 | 329 | 339
94 | 2016007613 | 328.6667 | 338.6667
95 | 2016007613 | 328.3333 | 338.3333
96 | 2016007613 | 328 | 338
97 | 2016007613 | 327.6667 | 337.6667
98 | 2016007613 | 327.3333 | 337.3333
99 | 2016007613 | 327 | 337
100 | 2016007613 | 328.6667 | 338.6667
101 | 2016007613 | 330.3333 | 340.3333
102 | 2016007613 | 332 | 342
103 | 2016007613 | 334.3333 | 344.3333
104 | 2016007613 | 336.6667 | 346.6667
105 | 2016007613 | 339 | 349
106 | 2016007613 | 339.3333 | 349.3333
107 | 2016007613 | 339.6667 | 349.6667
108 | 2016007613 | 340 | 350
109 | 2016007613 | 342.3333 | 352.3333
110 | 2016007613 | 344.6667 | 354.6667
111 | 2016007613 | 347 | 357
112 | 2016007613 | 349.6667 | 359.6667
113 | 2016007613 | 352.3333 | 362.3333
114 | 2016007613 | 355 | 365
115 | 2016007613 | 360.3333 | 370.3333
116 | 2016007613 | 365.6667 | 375.6667
117 | 2016007613 | 371 | 381
118 | 2016007613 | 373.6667 | 383.6667
119 | 2016007613 | 376.3333 | 386.3333
120 | 2016007613 | 379 | 389
121 | 2016007613 | 383.3333 | 393.3333
122 | 2016007613 | 387.6667 | 377.6667
123 | 2016007613 | 392 | 382
124 | 2016007613 | 395.3333 | 385.3333
125 | 2016007613 | 398.6667 | 388.6667
126 | 2016007613 | 402 | 392
127 | 2016007613 | 404.3333 | 394.3333
128 | 2016007613 | 406.6667 | 396.6667
129 | 2016007613 | 409 | 399
130 | 2016007613 | 409 | 399
131 | 2016007613 | 409 | 399
132 | 2016007613 | 409 | 399
133 | 2016007613 | 408.3333 | 398.3333
134 | 2016007613 | 407.6667 | 397.6667
135 | 2016007613 | 407 | 397
136 | 2016007613 | 407 | 397
137 | 2016007613 | 407 | 397
138 | 2016007613 | 407 | 397
139 | 2016007613 | 407 | 397
140 | 2016007613 | 407 | 397
141 | 2016007613 | 407 | 397
142 | 2016007613 | 406 | 396
143 | 2016007613 | 405 | 395
0 | 2004000816 | 343 | 333
1 | 2004000816 | 344 | 334
2 | 2004000816 | 345 | 335
3 | 2004000816 | 346 | 336
4 | 2004000816 | 348 | 338
5 | 2004000816 | 350 | 340
6 | 2004000816 | 352 | 342
7 | 2004000816 | 353 | 343
8 | 2004000816 | 354 | 344
9 | 2004000816 | 355 | 345
10 | 2004000816 | 356.6667 | 346.6667
11 | 2004000816 | 358.3333 | 348.3333
12 | 2004000816 | 360 | 350
13 | 2004000816 | 363.6667 | 353.6667
14 | 2004000816 | 367.3333 | 357.3333
15 | 2004000816 | 371 | 361
16 | 2004000816 | 373.3333 | 363.3333
17 | 2004000816 | 375.6667 | 365.6667
18 | 2004000816 | 378 | 368
19 | 2004000816 | 378.6667 | 368.6667
20 | 2004000816 | 379.3333 | 369.3333
21 | 2004000816 | 380 | 370
22 | 2004000816 | 381.3333 | 371.3333
23 | 2004000816 | 382.6667 | 372.6667
24 | 2004000816 | 384 | 374
25 | 2004000816 | 385.3333 | 375.3333
26 | 2004000816 | 386.6667 | 376.6667
27 | 2004000816 | 388 | 378
28 | 2004000816 | 387 | 377
29 | 2004000816 | 386 | 376
30 | 2004000816 | 385 | 375
31 | 2004000816 | 383 | 373
32 | 2004000816 | 381 | 371
33 | 2004000816 | 379 | 369
34 | 2004000816 | 378.3333 | 368.3333
35 | 2004000816 | 377.6667 | 367.6667
36 | 2004000816 | 377 | 367
37 | 2004000816 | 377.3333 | 367.3333
38 | 2004000816 | 377.6667 | 367.6667
39 | 2004000816 | 378 | 368
40 | 2004000816 | 379.6667 | 369.6667
41 | 2004000816 | 381.3333 | 371.3333
42 | 2004000816 | 383 | 373
43 | 2004000816 | 385.3333 | 375.3333
44 | 2004000816 | 387.6667 | 377.6667
45 | 2004000816 | 390 | 380
46 | 2004000816 | 391.3333 | 381.3333
47 | 2004000816 | 392.6667 | 382.6667
48 | 2004000816 | 394 | 384
49 | 2004000816 | 393.3333 | 383.3333
50 | 2004000816 | 392.6667 | 382.6667
51 | 2004000816 | 392 | 382
52 | 2004000816 | 387.6667 | 377.6667
53 | 2004000816 | 383.3333 | 373.3333
54 | 2004000816 | 379 | 369
55 | 2004000816 | 372.3333 | 362.3333
56 | 2004000816 | 365.6667 | 355.6667
57 | 2004000816 | 359 | 349
58 | 2004000816 | 353.6667 | 343.6667
59 | 2004000816 | 348.3333 | 338.3333
60 | 2004000816 | 343 | 333
61 | 2004000816 | 338.3333 | 328.3333
62 | 2004000816 | 333.6667 | 323.6667
63 | 2004000816 | 329 | 319
64 | 2004000816 | 326 | 316
65 | 2004000816 | 323 | 313
66 | 2004000816 | 320 | 310
67 | 2004000816 | 318.3333 | 308.3333
68 | 2004000816 | 316.6667 | 306.6667
69 | 2004000816 | 315 | 305
70 | 2004000816 | 315.3333 | 305.3333
71 | 2004000816 | 315.6667 | 305.6667
72 | 2004000816 | 316 | 306
73 | 2004000816 | 316.3333 | 306.3333
74 | 2004000816 | 316.6667 | 306.6667
75 | 2004000816 | 317 | 307
76 | 2004000816 | 316.3333 | 306.3333
77 | 2004000816 | 315.6667 | 305.6667
78 | 2004000816 | 315 | 305
79 | 2004000816 | 314.6667 | 304.6667
80 | 2004000816 | 314.3333 | 304.3333
81 | 2004000816 | 314 | 304
82 | 2004000816 | 316.3333 | 306.3333
83 | 2004000816 | 318.6667 | 308.6667
84 | 2004000816 | 321 | 311
85 | 2004000816 | 323.3333 | 313.3333
86 | 2004000816 | 325.6667 | 315.6667
87 | 2004000816 | 328 | 318
88 | 2004000816 | 328.3333 | 318.3333
89 | 2004000816 | 328.6667 | 318.6667
90 | 2004000816 | 329 | 339
91 | 2004000816 | 329 | 339
92 | 2004000816 | 329 | 339
93 | 2004000816 | 329 | 339
94 | 2004000816 | 328.6667 | 338.6667
95 | 2004000816 | 328.3333 | 338.3333
96 | 2004000816 | 328 | 338
97 | 2004000816 | 327.6667 | 337.6667
98 | 2004000816 | 327.3333 | 337.3333
99 | 2004000816 | 327 | 337
100 | 2004000816 | 328.6667 | 338.6667
101 | 2004000816 | 330.3333 | 340.3333
102 | 2004000816 | 332 | 342
103 | 2004000816 | 334.3333 | 344.3333
104 | 2004000816 | 336.6667 | 346.6667
105 | 2004000816 | 339 | 349
106 | 2004000816 | 339.3333 | 349.3333
107 | 2004000816 | 339.6667 | 349.6667
108 | 2004000816 | 340 | 350
109 | 2004000816 | 342.3333 | 352.3333
110 | 2004000816 | 344.6667 | 354.6667
111 | 2004000816 | 347 | 357
112 | 2004000816 | 349.6667 | 359.6667
113 | 2004000816 | 352.3333 | 362.3333
114 | 2004000816 | 355 | 365
115 | 2004000816 | 360.3333 | 370.3333
116 | 2004000816 | 365.6667 | 375.6667
117 | 2004000816 | 371 | 381
118 | 2004000816 | 373.6667 | 383.6667
119 | 2004000816 | 376.3333 | 386.3333
120 | 2004000816 | 379 | 389
121 | 2004000816 | 383.3333 | 393.3333
122 | 2004000816 | 387.6667 | 377.6667
123 | 2004000816 | 392 | 382
124 | 2004000816 | 395.3333 | 385.3333
125 | 2004000816 | 398.6667 | 388.6667
126 | 2004000816 | 402 | 392
127 | 2004000816 | 404.3333 | 394.3333
128 | 2004000816 | 406.6667 | 396.6667
129 | 2004000816 | 409 | 399
130 | 2004000816 | 409 | 399
131 | 2004000816 | 409 | 399
132 | 2004000816 | 409 | 399
133 | 2004000816 | 408.3333 | 398.3333
134 | 2004000816 | 407.6667 | 397.6667
135 | 2004000816 | 407 | 397
136 | 2004000816 | 407 | 397
137 | 2004000816 | 407 | 397
138 | 2004000816 | 407 | 397
139 | 2004000816 | 407 | 397
140 | 2004000816 | 407 | 397
141 | 2004000816 | 407 | 397
142 | 2004000816 | 406 | 396
143 | 2004000816 | 405 | 395
0 | 2005000135 | 343 | 333
1 | 2005000135 | 344 | 334
2 | 2005000135 | 345 | 335
3 | 2005000135 | 346 | 336
4 | 2005000135 | 348 | 338
5 | 2005000135 | 350 | 340
6 | 2005000135 | 352 | 342
7 | 2005000135 | 353 | 343
8 | 2005000135 | 354 | 344
9 | 2005000135 | 355 | 345
10 | 2005000135 | 356.6667 | 346.6667
11 | 2005000135 | 358.3333 | 348.3333
12 | 2005000135 | 360 | 350
13 | 2005000135 | 363.6667 | 353.6667
14 | 2005000135 | 367.3333 | 357.3333
15 | 2005000135 | 371 | 361
16 | 2005000135 | 373.3333 | 363.3333
17 | 2005000135 | 375.6667 | 365.6667
18 | 2005000135 | 378 | 368
19 | 2005000135 | 378.6667 | 368.6667
20 | 2005000135 | 379.3333 | 369.3333
21 | 2005000135 | 380 | 370
22 | 2005000135 | 381.3333 | 371.3333
23 | 2005000135 | 382.6667 | 372.6667
24 | 2005000135 | 384 | 374
25 | 2005000135 | 385.3333 | 375.3333
26 | 2005000135 | 386.6667 | 376.6667
27 | 2005000135 | 388 | 378
28 | 2005000135 | 387 | 377
29 | 2005000135 | 386 | 376
30 | 2005000135 | 385 | 375
31 | 2005000135 | 383 | 373
32 | 2005000135 | 381 | 371
33 | 2005000135 | 379 | 369
34 | 2005000135 | 378.3333 | 368.3333
35 | 2005000135 | 377.6667 | 367.6667
36 | 2005000135 | 377 | 367
37 | 2005000135 | 377.3333 | 367.3333
38 | 2005000135 | 377.6667 | 367.6667
39 | 2005000135 | 378 | 368
40 | 2005000135 | 379.6667 | 369.6667
41 | 2005000135 | 381.3333 | 371.3333
42 | 2005000135 | 383 | 373
43 | 2005000135 | 385.3333 | 375.3333
44 | 2005000135 | 387.6667 | 377.6667
45 | 2005000135 | 390 | 380
46 | 2005000135 | 391.3333 | 381.3333
47 | 2005000135 | 392.6667 | 382.6667
48 | 2005000135 | 394 | 384
49 | 2005000135 | 393.3333 | 383.3333
50 | 2005000135 | 392.6667 | 382.6667
51 | 2005000135 | 392 | 382
52 | 2005000135 | 387.6667 | 377.6667
53 | 2005000135 | 383.3333 | 373.3333
54 | 2005000135 | 379 | 369
55 | 2005000135 | 372.3333 | 362.3333
56 | 2005000135 | 365.6667 | 355.6667
57 | 2005000135 | 359 | 349
58 | 2005000135 | 353.6667 | 343.6667
59 | 2005000135 | 348.3333 | 338.3333
60 | 2005000135 | 343 | 333
61 | 2005000135 | 338.3333 | 328.3333
62 | 2005000135 | 333.6667 | 323.6667
63 | 2005000135 | 329 | 319
64 | 2005000135 | 326 | 316
65 | 2005000135 | 323 | 313
66 | 2005000135 | 320 | 310
67 | 2005000135 | 318.3333 | 308.3333
68 | 2005000135 | 316.6667 | 306.6667
69 | 2005000135 | 315 | 305
70 | 2005000135 | 315.3333 | 305.3333
71 | 2005000135 | 315.6667 | 305.6667
72 | 2005000135 | 316 | 306
73 | 2005000135 | 316.3333 | 306.3333
74 | 2005000135 | 316.6667 | 306.6667
75 | 2005000135 | 317 | 307
76 | 2005000135 | 316.3333 | 306.3333
77 | 2005000135 | 315.6667 | 305.6667
78 | 2005000135 | 315 | 305
79 | 2005000135 | 314.6667 | 304.6667
80 | 2005000135 | 314.3333 | 304.3333
81 | 2005000135 | 314 | 304
82 | 2005000135 | 316.3333 | 306.3333
83 | 2005000135 | 318.6667 | 308.6667
84 | 2005000135 | 321 | 311
85 | 2005000135 | 323.3333 | 313.3333
86 | 2005000135 | 325.6667 | 315.6667
87 | 2005000135 | 328 | 318
88 | 2005000135 | 328.3333 | 318.3333
89 | 2005000135 | 328.6667 | 318.6667
90 | 2005000135 | 329 | 339
91 | 2005000135 | 329 | 339
92 | 2005000135 | 329 | 339
93 | 2005000135 | 329 | 339
94 | 2005000135 | 328.6667 | 338.6667
95 | 2005000135 | 328.3333 | 338.3333
96 | 2005000135 | 328 | 338
97 | 2005000135 | 327.6667 | 337.6667
98 | 2005000135 | 327.3333 | 337.3333
99 | 2005000135 | 327 | 337
100 | 2005000135 | 328.6667 | 338.6667
101 | 2005000135 | 330.3333 | 340.3333
102 | 2005000135 | 332 | 342
103 | 2005000135 | 334.3333 | 344.3333
104 | 2005000135 | 336.6667 | 346.6667
105 | 2005000135 | 339 | 349
106 | 2005000135 | 339.3333 | 349.3333
107 | 2005000135 | 339.6667 | 349.6667
108 | 2005000135 | 340 | 350
109 | 2005000135 | 342.3333 | 352.3333
110 | 2005000135 | 344.6667 | 354.6667
111 | 2005000135 | 347 | 357
112 | 2005000135 | 349.6667 | 359.6667
113 | 2005000135 | 352.3333 | 362.3333
114 | 2005000135 | 355 | 365
115 | 2005000135 | 360.3333 | 370.3333
116 | 2005000135 | 365.6667 | 375.6667
117 | 2005000135 | 371 | 381
118 | 2005000135 | 373.6667 | 383.6667
119 | 2005000135 | 376.3333 | 386.3333
120 | 2005000135 | 379 | 389
121 | 2005000135 | 383.3333 | 393.3333
122 | 2005000135 | 387.6667 | 377.6667
123 | 2005000135 | 392 | 382
124 | 2005000135 | 395.3333 | 385.3333
125 | 2005000135 | 398.6667 | 388.6667
126 | 2005000135 | 402 | 392
127 | 2005000135 | 404.3333 | 394.3333
128 | 2005000135 | 406.6667 | 396.6667
129 | 2005000135 | 409 | 399
130 | 2005000135 | 409 | 399
131 | 2005000135 | 409 | 399
132 | 2005000135 | 409 | 399
133 | 2005000135 | 408.3333 | 398.3333
134 | 2005000135 | 407.6667 | 397.6667
135 | 2005000135 | 407 | 397
136 | 2005000135 | 407 | 397
137 | 2005000135 | 407 | 397
138 | 2005000135 | 407 | 397
139 | 2005000135 | 407 | 397
140 | 2005000135 | 407 | 397
141 | 2005000135 | 407 | 397
142 | 2005000135 | 406 | 396
143 | 2005000135 | 405 | 395
0 | 2007007751 | 343 | 333
1 | 2007007751 | 344 | 334
2 | 2007007751 | 345 | 335
3 | 2007007751 | 346 | 336
4 | 2007007751 | 348 | 338
5 | 2007007751 | 350 | 340
6 | 2007007751 | 352 | 342
7 | 2007007751 | 353 | 343
8 | 2007007751 | 354 | 344
9 | 2007007751 | 355 | 345
10 | 2007007751 | 356.6667 | 346.6667
11 | 2007007751 | 358.3333 | 348.3333
12 | 2007007751 | 360 | 350
13 | 2007007751 | 363.6667 | 353.6667
14 | 2007007751 | 367.3333 | 357.3333
15 | 2007007751 | 371 | 361
16 | 2007007751 | 373.3333 | 363.3333
17 | 2007007751 | 375.6667 | 365.6667
18 | 2007007751 | 378 | 368
19 | 2007007751 | 378.6667 | 368.6667
20 | 2007007751 | 379.3333 | 369.3333
21 | 2007007751 | 380 | 370
22 | 2007007751 | 381.3333 | 371.3333
23 | 2007007751 | 382.6667 | 372.6667
24 | 2007007751 | 384 | 374
25 | 2007007751 | 385.3333 | 375.3333
26 | 2007007751 | 386.6667 | 376.6667
27 | 2007007751 | 388 | 378
28 | 2007007751 | 387 | 377
29 | 2007007751 | 386 | 376
30 | 2007007751 | 385 | 375
31 | 2007007751 | 383 | 373
32 | 2007007751 | 381 | 371
33 | 2007007751 | 379 | 369
34 | 2007007751 | 378.3333 | 368.3333
35 | 2007007751 | 377.6667 | 367.6667
36 | 2007007751 | 377 | 367
37 | 2007007751 | 377.3333 | 367.3333
38 | 2007007751 | 377.6667 | 367.6667
39 | 2007007751 | 378 | 368
40 | 2007007751 | 379.6667 | 369.6667
41 | 2007007751 | 381.3333 | 371.3333
42 | 2007007751 | 383 | 373
43 | 2007007751 | 385.3333 | 375.3333
44 | 2007007751 | 387.6667 | 377.6667
45 | 2007007751 | 390 | 380
46 | 2007007751 | 391.3333 | 381.3333
47 | 2007007751 | 392.6667 | 382.6667
48 | 2007007751 | 394 | 384
49 | 2007007751 | 393.3333 | 383.3333
50 | 2007007751 | 392.6667 | 382.6667
51 | 2007007751 | 392 | 382
52 | 2007007751 | 387.6667 | 377.6667
53 | 2007007751 | 383.3333 | 373.3333
54 | 2007007751 | 379 | 369
55 | 2007007751 | 372.3333 | 362.3333
56 | 2007007751 | 365.6667 | 355.6667
57 | 2007007751 | 359 | 349
58 | 2007007751 | 353.6667 | 343.6667
59 | 2007007751 | 348.3333 | 338.3333
60 | 2007007751 | 343 | 333
61 | 2007007751 | 338.3333 | 328.3333
62 | 2007007751 | 333.6667 | 323.6667
63 | 2007007751 | 329 | 319
64 | 2007007751 | 326 | 316
65 | 2007007751 | 323 | 313
66 | 2007007751 | 320 | 310
67 | 2007007751 | 318.3333 | 308.3333
68 | 2007007751 | 316.6667 | 306.6667
69 | 2007007751 | 315 | 305
70 | 2007007751 | 315.3333 | 305.3333
71 | 2007007751 | 315.6667 | 305.6667
72 | 2007007751 | 316 | 306
73 | 2007007751 | 316.3333 | 306.3333
74 | 2007007751 | 316.6667 | 306.6667
75 | 2007007751 | 317 | 307
76 | 2007007751 | 316.3333 | 306.3333
77 | 2007007751 | 315.6667 | 305.6667
78 | 2007007751 | 315 | 305
79 | 2007007751 | 314.6667 | 304.6667
80 | 2007007751 | 314.3333 | 304.3333
81 | 2007007751 | 314 | 304
82 | 2007007751 | 316.3333 | 306.3333
83 | 2007007751 | 318.6667 | 308.6667
84 | 2007007751 | 321 | 311
85 | 2007007751 | 323.3333 | 313.3333
86 | 2007007751 | 325.6667 | 315.6667
87 | 2007007751 | 328 | 318
88 | 2007007751 | 328.3333 | 318.3333
89 | 2007007751 | 328.6667 | 318.6667
90 | 2007007751 | 329 | 339
91 | 2007007751 | 329 | 339
92 | 2007007751 | 329 | 339
93 | 2007007751 | 329 | 339
94 | 2007007751 | 328.6667 | 338.6667
95 | 2007007751 | 328.3333 | 338.3333
96 | 2007007751 | 328 | 338
97 | 2007007751 | 327.6667 | 337.6667
98 | 2007007751 | 327.3333 | 337.3333
99 | 2007007751 | 327 | 337
100 | 2007007751 | 328.6667 | 338.6667
101 | 2007007751 | 330.3333 | 340.3333
102 | 2007007751 | 332 | 342
103 | 2007007751 | 334.3333 | 344.3333
104 | 2007007751 | 336.6667 | 346.6667
105 | 2007007751 | 339 | 349
106 | 2007007751 | 339.3333 | 349.3333
107 | 2007007751 | 339.6667 | 349.6667
108 | 2007007751 | 340 | 350
109 | 2007007751 | 342.3333 | 352.3333
110 | 2007007751 | 344.6667 | 354.6667
111 | 2007007751 | 347 | 357
112 | 2007007751 | 349.6667 | 359.6667
113 | 2007007751 | 352.3333 | 362.3333
114 | 2007007751 | 355 | 365
115 | 2007007751 | 360.3333 | 370.3333
116 | 2007007751 | 365.6667 | 375.6667
117 | 2007007751 | 371 | 381
118 | 2007007751 | 373.6667 | 383.6667
119 | 2007007751 | 376.3333 | 386.3333
120 | 2007007751 | 379 | 389
121 | 2007007751 | 383.3333 | 393.3333
122 | 2007007751 | 387.6667 | 377.6667
123 | 2007007751 | 392 | 382
124 | 2007007751 | 395.3333 | 385.3333
125 | 2007007751 | 398.6667 | 388.6667
126 | 2007007751 | 402 | 392
127 | 2007007751 | 404.3333 | 394.3333
128 | 2007007751 | 406.6667 | 396.6667
129 | 2007007751 | 409 | 399
130 | 2007007751 | 409 | 399
131 | 2007007751 | 409 | 399
132 | 2007007751 | 409 | 399
133 | 2007007751 | 408.3333 | 398.3333
134 | 2007007751 | 407.6667 | 397.6667
135 | 2007007751 | 407 | 397
136 | 2007007751 | 407 | 397
137 | 2007007751 | 407 | 397
138 | 2007007751 | 407 | 397
139 | 2007007751 | 407 | 397
140 | 2007007751 | 407 | 397
141 | 2007007751 | 407 | 397
142 | 2007007751 | 406 | 396
143 | 2007007751 | 405 | 395
0 | 2006000097 | 343 | 333
1 | 2006000097 | 344 | 334
2 | 2006000097 | 345 | 335
3 | 2006000097 | 346 | 336
4 | 2006000097 | 348 | 338
5 | 2006000097 | 350 | 340
6 | 2006000097 | 352 | 342
7 | 2006000097 | 353 | 343
8 | 2006000097 | 354 | 344
9 | 2006000097 | 355 | 345
10 | 2006000097 | 356.6667 | 346.6667
11 | 2006000097 | 358.3333 | 348.3333
12 | 2006000097 | 360 | 350
13 | 2006000097 | 363.6667 | 353.6667
14 | 2006000097 | 367.3333 | 357.3333
15 | 2006000097 | 371 | 361
16 | 2006000097 | 373.3333 | 363.3333
17 | 2006000097 | 375.6667 | 365.6667
18 | 2006000097 | 378 | 368
19 | 2006000097 | 378.6667 | 368.6667
20 | 2006000097 | 379.3333 | 369.3333
21 | 2006000097 | 380 | 370
22 | 2006000097 | 381.3333 | 371.3333
23 | 2006000097 | 382.6667 | 372.6667
24 | 2006000097 | 384 | 374
25 | 2006000097 | 385.3333 | 375.3333
26 | 2006000097 | 386.6667 | 376.6667
27 | 2006000097 | 388 | 378
28 | 2006000097 | 387 | 377
29 | 2006000097 | 386 | 376
30 | 2006000097 | 385 | 375
31 | 2006000097 | 383 | 373
32 | 2006000097 | 381 | 371
33 | 2006000097 | 379 | 369
34 | 2006000097 | 378.3333 | 368.3333
35 | 2006000097 | 377.6667 | 367.6667
36 | 2006000097 | 377 | 367
37 | 2006000097 | 377.3333 | 367.3333
38 | 2006000097 | 377.6667 | 367.6667
39 | 2006000097 | 378 | 368
40 | 2006000097 | 379.6667 | 369.6667
41 | 2006000097 | 381.3333 | 371.3333
42 | 2006000097 | 383 | 373
43 | 2006000097 | 385.3333 | 375.3333
44 | 2006000097 | 387.6667 | 377.6667
45 | 2006000097 | 390 | 380
46 | 2006000097 | 391.3333 | 381.3333
47 | 2006000097 | 392.6667 | 382.6667
48 | 2006000097 | 394 | 384
49 | 2006000097 | 393.3333 | 383.3333
50 | 2006000097 | 392.6667 | 382.6667
51 | 2006000097 | 392 | 382
52 | 2006000097 | 387.6667 | 377.6667
53 | 2006000097 | 383.3333 | 373.3333
54 | 2006000097 | 379 | 369
55 | 2006000097 | 372.3333 | 362.3333
56 | 2006000097 | 365.6667 | 355.6667
57 | 2006000097 | 359 | 349
58 | 2006000097 | 353.6667 | 343.6667
59 | 2006000097 | 348.3333 | 338.3333
60 | 2006000097 | 343 | 333
61 | 2006000097 | 338.3333 | 328.3333
62 | 2006000097 | 333.6667 | 323.6667
63 | 2006000097 | 329 | 319
64 | 2006000097 | 326 | 316
65 | 2006000097 | 323 | 313
66 | 2006000097 | 320 | 310
67 | 2006000097 | 318.3333 | 308.3333
68 | 2006000097 | 316.6667 | 306.6667
69 | 2006000097 | 315 | 305
70 | 2006000097 | 315.3333 | 305.3333
71 | 2006000097 | 315.6667 | 305.6667
72 | 2006000097 | 316 | 306
73 | 2006000097 | 316.3333 | 306.3333
74 | 2006000097 | 316.6667 | 306.6667
75 | 2006000097 | 317 | 307
76 | 2006000097 | 316.3333 | 306.3333
77 | 2006000097 | 315.6667 | 305.6667
78 | 2006000097 | 315 | 305
79 | 2006000097 | 314.6667 | 304.6667
80 | 2006000097 | 314.3333 | 304.3333
81 | 2006000097 | 314 | 304
82 | 2006000097 | 316.3333 | 306.3333
83 | 2006000097 | 318.6667 | 308.6667
84 | 2006000097 | 321 | 311
85 | 2006000097 | 323.3333 | 313.3333
86 | 2006000097 | 325.6667 | 315.6667
87 | 2006000097 | 328 | 318
88 | 2006000097 | 328.3333 | 318.3333
89 | 2006000097 | 328.6667 | 318.6667
90 | 2006000097 | 329 | 339
91 | 2006000097 | 329 | 339
92 | 2006000097 | 329 | 339
93 | 2006000097 | 329 | 339
94 | 2006000097 | 328.6667 | 338.6667
95 | 2006000097 | 328.3333 | 338.3333
96 | 2006000097 | 328 | 338
97 | 2006000097 | 327.6667 | 337.6667
98 | 2006000097 | 327.3333 | 337.3333
99 | 2006000097 | 327 | 337
100 | 2006000097 | 328.6667 | 338.6667
101 | 2006000097 | 330.3333 | 340.3333
102 | 2006000097 | 332 | 342
103 | 2006000097 | 334.3333 | 344.3333
104 | 2006000097 | 336.6667 | 346.6667
105 | 2006000097 | 339 | 349
106 | 2006000097 | 339.3333 | 349.3333
107 | 2006000097 | 339.6667 | 349.6667
108 | 2006000097 | 340 | 350
109 | 2006000097 | 342.3333 | 352.3333
110 | 2006000097 | 344.6667 | 354.6667
111 | 2006000097 | 347 | 357
112 | 2006000097 | 349.6667 | 359.6667
113 | 2006000097 | 352.3333 | 362.3333
114 | 2006000097 | 355 | 365
115 | 2006000097 | 360.3333 | 370.3333
116 | 2006000097 | 365.6667 | 375.6667
117 | 2006000097 | 371 | 381
118 | 2006000097 | 373.6667 | 383.6667
119 | 2006000097 | 376.3333 | 386.3333
120 | 2006000097 | 379 | 389
121 | 2006000097 | 383.3333 | 393.3333
122 | 2006000097 | 387.6667 | 377.6667
123 | 2006000097 | 392 | 382
124 | 2006000097 | 395.3333 | 385.3333
125 | 2006000097 | 398.6667 | 388.6667
126 | 2006000097 | 402 | 392
127 | 2006000097 | 404.3333 | 394.3333
128 | 2006000097 | 406.6667 | 396.6667
129 | 2006000097 | 409 | 399
130 | 2006000097 | 409 | 399
131 | 2006000097 | 409 | 399
132 | 2006000097 | 409 | 399
133 | 2006000097 | 408.3333 | 398.3333
134 | 2006000097 | 407.6667 | 397.6667
135 | 2006000097 | 407 | 397
136 | 2006000097 | 407 | 397
137 | 2006000097 | 407 | 397
138 | 2006000097 | 407 | 397
139 | 2006000097 | 407 | 397
140 | 2006000097 | 407 | 397
141 | 2006000097 | 407 | 397
142 | 2006000097 | 406 | 396
143 | 2006000097 | 405 | 395
0 | 2007003859 | 343 | 333
1 | 2007003859 | 344 | 334
2 | 2007003859 | 345 | 335
3 | 2007003859 | 346 | 336
4 | 2007003859 | 348 | 338
5 | 2007003859 | 350 | 340
6 | 2007003859 | 352 | 342
7 | 2007003859 | 353 | 343
8 | 2007003859 | 354 | 344
9 | 2007003859 | 355 | 345
10 | 2007003859 | 356.6667 | 346.6667
11 | 2007003859 | 358.3333 | 348.3333
12 | 2007003859 | 360 | 350
13 | 2007003859 | 363.6667 | 353.6667
14 | 2007003859 | 367.3333 | 357.3333
15 | 2007003859 | 371 | 361
16 | 2007003859 | 373.3333 | 363.3333
17 | 2007003859 | 375.6667 | 365.6667
18 | 2007003859 | 378 | 368
19 | 2007003859 | 378.6667 | 368.6667
20 | 2007003859 | 379.3333 | 369.3333
21 | 2007003859 | 380 | 370
22 | 2007003859 | 381.3333 | 371.3333
23 | 2007003859 | 382.6667 | 372.6667
24 | 2007003859 | 384 | 374
25 | 2007003859 | 385.3333 | 375.3333
26 | 2007003859 | 386.6667 | 376.6667
27 | 2007003859 | 388 | 378
28 | 2007003859 | 387 | 377
29 | 2007003859 | 386 | 376
30 | 2007003859 | 385 | 375
31 | 2007003859 | 383 | 373
32 | 2007003859 | 381 | 371
33 | 2007003859 | 379 | 369
34 | 2007003859 | 378.3333 | 368.3333
35 | 2007003859 | 377.6667 | 367.6667
36 | 2007003859 | 377 | 367
37 | 2007003859 | 377.3333 | 367.3333
38 | 2007003859 | 377.6667 | 367.6667
39 | 2007003859 | 378 | 368
40 | 2007003859 | 379.6667 | 369.6667
41 | 2007003859 | 381.3333 | 371.3333
42 | 2007003859 | 383 | 373
43 | 2007003859 | 385.3333 | 375.3333
44 | 2007003859 | 387.6667 | 377.6667
45 | 2007003859 | 390 | 380
46 | 2007003859 | 391.3333 | 381.3333
47 | 2007003859 | 392.6667 | 382.6667
48 | 2007003859 | 394 | 384
49 | 2007003859 | 393.3333 | 383.3333
50 | 2007003859 | 392.6667 | 382.6667
51 | 2007003859 | 392 | 382
52 | 2007003859 | 387.6667 | 377.6667
53 | 2007003859 | 383.3333 | 373.3333
54 | 2007003859 | 379 | 369
55 | 2007003859 | 372.3333 | 362.3333
56 | 2007003859 | 365.6667 | 355.6667
57 | 2007003859 | 359 | 349
58 | 2007003859 | 353.6667 | 343.6667
59 | 2007003859 | 348.3333 | 338.3333
60 | 2007003859 | 343 | 333
61 | 2007003859 | 338.3333 | 328.3333
62 | 2007003859 | 333.6667 | 323.6667
63 | 2007003859 | 329 | 319
64 | 2007003859 | 326 | 316
65 | 2007003859 | 323 | 313
66 | 2007003859 | 320 | 310
67 | 2007003859 | 318.3333 | 308.3333
68 | 2007003859 | 316.6667 | 306.6667
69 | 2007003859 | 315 | 305
70 | 2007003859 | 315.3333 | 305.3333
71 | 2007003859 | 315.6667 | 305.6667
72 | 2007003859 | 316 | 306
73 | 2007003859 | 316.3333 | 306.3333
74 | 2007003859 | 316.6667 | 306.6667
75 | 2007003859 | 317 | 307
76 | 2007003859 | 316.3333 | 306.3333
77 | 2007003859 | 315.6667 | 305.6667
78 | 2007003859 | 315 | 305
79 | 2007003859 | 314.6667 | 304.6667
80 | 2007003859 | 314.3333 | 304.3333
81 | 2007003859 | 314 | 304
82 | 2007003859 | 316.3333 | 306.3333
83 | 2007003859 | 318.6667 | 308.6667
84 | 2007003859 | 321 | 311
85 | 2007003859 | 323.3333 | 313.3333
86 | 2007003859 | 325.6667 | 315.6667
87 | 2007003859 | 328 | 318
88 | 2007003859 | 328.3333 | 318.3333
89 | 2007003859 | 328.6667 | 318.6667
90 | 2007003859 | 329 | 339
91 | 2007003859 | 329 | 339
92 | 2007003859 | 329 | 339
93 | 2007003859 | 329 | 339
94 | 2007003859 | 328.6667 | 338.6667
95 | 2007003859 | 328.3333 | 338.3333
96 | 2007003859 | 328 | 338
97 | 2007003859 | 327.6667 | 337.6667
98 | 2007003859 | 327.3333 | 337.3333
99 | 2007003859 | 327 | 337
100 | 2007003859 | 328.6667 | 338.6667
101 | 2007003859 | 330.3333 | 340.3333
102 | 2007003859 | 332 | 342
103 | 2007003859 | 334.3333 | 344.3333
104 | 2007003859 | 336.6667 | 346.6667
105 | 2007003859 | 339 | 349
106 | 2007003859 | 339.3333 | 349.3333
107 | 2007003859 | 339.6667 | 349.6667
108 | 2007003859 | 340 | 350
109 | 2007003859 | 342.3333 | 352.3333
110 | 2007003859 | 344.6667 | 354.6667
111 | 2007003859 | 347 | 357
112 | 2007003859 | 349.6667 | 359.6667
113 | 2007003859 | 352.3333 | 362.3333
114 | 2007003859 | 355 | 365
115 | 2007003859 | 360.3333 | 370.3333
116 | 2007003859 | 365.6667 | 375.6667
117 | 2007003859 | 371 | 381
118 | 2007003859 | 373.6667 | 383.6667
119 | 2007003859 | 376.3333 | 386.3333
120 | 2007003859 | 379 | 389
121 | 2007003859 | 383.3333 | 393.3333
122 | 2007003859 | 387.6667 | 377.6667
123 | 2007003859 | 392 | 382
124 | 2007003859 | 395.3333 | 385.3333
125 | 2007003859 | 398.6667 | 388.6667
126 | 2007003859 | 402 | 392
127 | 2007003859 | 404.3333 | 394.3333
128 | 2007003859 | 406.6667 | 396.6667
129 | 2007003859 | 409 | 399
130 | 2007003859 | 409 | 399
131 | 2007003859 | 409 | 399
132 | 2007003859 | 409 | 399
133 | 2007003859 | 408.3333 | 398.3333
134 | 2007003859 | 407.6667 | 397.6667
135 | 2007003859 | 407 | 397
136 | 2007003859 | 407 | 397
137 | 2007003859 | 407 | 397
138 | 2007003859 | 407 | 397
139 | 2007003859 | 407 | 397
140 | 2007003859 | 407 | 397
141 | 2007003859 | 407 | 397
142 | 2007003859 | 406 | 396
143 | 2007003859 | 405 | 395
0 | 2012008234 | 343 | 333
1 | 2012008234 | 344 | 334
2 | 2012008234 | 345 | 335
3 | 2012008234 | 346 | 336
4 | 2012008234 | 348 | 338
5 | 2012008234 | 350 | 340
6 | 2012008234 | 352 | 342
7 | 2012008234 | 353 | 343
8 | 2012008234 | 354 | 344
9 | 2012008234 | 355 | 345
10 | 2012008234 | 356.6667 | 346.6667
11 | 2012008234 | 358.3333 | 348.3333
12 | 2012008234 | 360 | 350
13 | 2012008234 | 363.6667 | 353.6667
14 | 2012008234 | 367.3333 | 357.3333
15 | 2012008234 | 371 | 361
16 | 2012008234 | 373.3333 | 363.3333
17 | 2012008234 | 375.6667 | 365.6667
18 | 2012008234 | 378 | 368
19 | 2012008234 | 378.6667 | 368.6667
20 | 2012008234 | 379.3333 | 369.3333
21 | 2012008234 | 380 | 370
22 | 2012008234 | 381.3333 | 371.3333
23 | 2012008234 | 382.6667 | 372.6667
24 | 2012008234 | 384 | 374
25 | 2012008234 | 385.3333 | 375.3333
26 | 2012008234 | 386.6667 | 376.6667
27 | 2012008234 | 388 | 378
28 | 2012008234 | 387 | 377
29 | 2012008234 | 386 | 376
30 | 2012008234 | 385 | 375
31 | 2012008234 | 383 | 373
32 | 2012008234 | 381 | 371
33 | 2012008234 | 379 | 369
34 | 2012008234 | 378.3333 | 368.3333
35 | 2012008234 | 377.6667 | 367.6667
36 | 2012008234 | 377 | 367
37 | 2012008234 | 377.3333 | 367.3333
38 | 2012008234 | 377.6667 | 367.6667
39 | 2012008234 | 378 | 368
40 | 2012008234 | 379.6667 | 369.6667
41 | 2012008234 | 381.3333 | 371.3333
42 | 2012008234 | 383 | 373
43 | 2012008234 | 385.3333 | 375.3333
44 | 2012008234 | 387.6667 | 377.6667
45 | 2012008234 | 390 | 380
46 | 2012008234 | 391.3333 | 381.3333
47 | 2012008234 | 392.6667 | 382.6667
48 | 2012008234 | 394 | 384
49 | 2012008234 | 393.3333 | 383.3333
50 | 2012008234 | 392.6667 | 382.6667
51 | 2012008234 | 392 | 382
52 | 2012008234 | 387.6667 | 377.6667
53 | 2012008234 | 383.3333 | 373.3333
54 | 2012008234 | 379 | 369
55 | 2012008234 | 372.3333 | 362.3333
56 | 2012008234 | 365.6667 | 355.6667
57 | 2012008234 | 359 | 349
58 | 2012008234 | 353.6667 | 343.6667
59 | 2012008234 | 348.3333 | 338.3333
60 | 2012008234 | 343 | 333
61 | 2012008234 | 338.3333 | 328.3333
62 | 2012008234 | 333.6667 | 323.6667
63 | 2012008234 | 329 | 319
64 | 2012008234 | 326 | 316
65 | 2012008234 | 323 | 313
66 | 2012008234 | 320 | 310
67 | 2012008234 | 318.3333 | 308.3333
68 | 2012008234 | 316.6667 | 306.6667
69 | 2012008234 | 315 | 305
70 | 2012008234 | 315.3333 | 305.3333
71 | 2012008234 | 315.6667 | 305.6667
72 | 2012008234 | 316 | 306
73 | 2012008234 | 316.3333 | 306.3333
74 | 2012008234 | 316.6667 | 306.6667
75 | 2012008234 | 317 | 307
76 | 2012008234 | 316.3333 | 306.3333
77 | 2012008234 | 315.6667 | 305.6667
78 | 2012008234 | 315 | 305
79 | 2012008234 | 314.6667 | 304.6667
80 | 2012008234 | 314.3333 | 304.3333
81 | 2012008234 | 314 | 304
82 | 2012008234 | 316.3333 | 306.3333
83 | 2012008234 | 318.6667 | 308.6667
84 | 2012008234 | 321 | 311
85 | 2012008234 | 323.3333 | 313.3333
86 | 2012008234 | 325.6667 | 315.6667
87 | 2012008234 | 328 | 318
88 | 2012008234 | 328.3333 | 318.3333
89 | 2012008234 | 328.6667 | 318.6667
90 | 2012008234 | 329 | 339
91 | 2012008234 | 329 | 339
92 | 2012008234 | 329 | 339
93 | 2012008234 | 329 | 339
94 | 2012008234 | 328.6667 | 338.6667
95 | 2012008234 | 328.3333 | 338.3333
96 | 2012008234 | 328 | 338
97 | 2012008234 | 327.6667 | 337.6667
98 | 2012008234 | 327.3333 | 337.3333
99 | 2012008234 | 327 | 337
100 | 2012008234 | 328.6667 | 338.6667
101 | 2012008234 | 330.3333 | 340.3333
102 | 2012008234 | 332 | 342
103 | 2012008234 | 334.3333 | 344.3333
104 | 2012008234 | 336.6667 | 346.6667
105 | 2012008234 | 339 | 349
106 | 2012008234 | 339.3333 | 349.3333
107 | 2012008234 | 339.6667 | 349.6667
108 | 2012008234 | 340 | 350
109 | 2012008234 | 342.3333 | 352.3333
110 | 2012008234 | 344.6667 | 354.6667
111 | 2012008234 | 347 | 357
112 | 2012008234 | 349.6667 | 359.6667
113 | 2012008234 | 352.3333 | 362.3333
114 | 2012008234 | 355 | 365
115 | 2012008234 | 360.3333 | 370.3333
116 | 2012008234 | 365.6667 | 375.6667
117 | 2012008234 | 371 | 381
118 | 2012008234 | 373.6667 | 383.6667
119 | 2012008234 | 376.3333 | 386.3333
120 | 2012008234 | 379 | 389
121 | 2012008234 | 383.3333 | 393.3333
122 | 2012008234 | 387.6667 | 377.6667
123 | 2012008234 | 392 | 382
124 | 2012008234 | 395.3333 | 385.3333
125 | 2012008234 | 398.6667 | 388.6667
126 | 2012008234 | 402 | 392
127 | 2012008234 | 404.3333 | 394.3333
128 | 2012008234 | 406.6667 | 396.6667
129 | 2012008234 | 409 | 399
130 | 2012008234 | 409 | 399
131 | 2012008234 | 409 | 399
132 | 2012008234 | 409 | 399
133 | 2012008234 | 408.3333 | 398.3333
134 | 2012008234 | 407.6667 | 397.6667
135 | 2012008234 | 407 | 397
136 | 2012008234 | 407 | 397
137 | 2012008234 | 407 | 397
138 | 2012008234 | 407 | 397
139 | 2012008234 | 407 | 397
140 | 2012008234 | 407 | 397
141 | 2012008234 | 407 | 397
142 | 2012008234 | 406 | 396
143 | 2012008234 | 405 | 395
0 | 2011008174 | 343 | 333
1 | 2011008174 | 344 | 334
2 | 2011008174 | 345 | 335
3 | 2011008174 | 346 | 336
4 | 2011008174 | 348 | 338
5 | 2011008174 | 350 | 340
6 | 2011008174 | 352 | 342
7 | 2011008174 | 353 | 343
8 | 2011008174 | 354 | 344
9 | 2011008174 | 355 | 345
10 | 2011008174 | 356.6667 | 346.6667
11 | 2011008174 | 358.3333 | 348.3333
12 | 2011008174 | 360 | 350
13 | 2011008174 | 363.6667 | 353.6667
14 | 2011008174 | 367.3333 | 357.3333
15 | 2011008174 | 371 | 361
16 | 2011008174 | 373.3333 | 363.3333
17 | 2011008174 | 375.6667 | 365.6667
18 | 2011008174 | 378 | 368
19 | 2011008174 | 378.6667 | 368.6667
20 | 2011008174 | 379.3333 | 369.3333
21 | 2011008174 | 380 | 370
22 | 2011008174 | 381.3333 | 371.3333
23 | 2011008174 | 382.6667 | 372.6667
24 | 2011008174 | 384 | 374
25 | 2011008174 | 385.3333 | 375.3333
26 | 2011008174 | 386.6667 | 376.6667
27 | 2011008174 | 388 | 378
28 | 2011008174 | 387 | 377
29 | 2011008174 | 386 | 376
30 | 2011008174 | 385 | 375
31 | 2011008174 | 383 | 373
32 | 2011008174 | 381 | 371
33 | 2011008174 | 379 | 369
34 | 2011008174 | 378.3333 | 368.3333
35 | 2011008174 | 377.6667 | 367.6667
36 | 2011008174 | 377 | 367
37 | 2011008174 | 377.3333 | 367.3333
38 | 2011008174 | 377.6667 | 367.6667
39 | 2011008174 | 378 | 368
40 | 2011008174 | 379.6667 | 369.6667
41 | 2011008174 | 381.3333 | 371.3333
42 | 2011008174 | 383 | 373
43 | 2011008174 | 385.3333 | 375.3333
44 | 2011008174 | 387.6667 | 377.6667
45 | 2011008174 | 390 | 380
46 | 2011008174 | 391.3333 | 381.3333
47 | 2011008174 | 392.6667 | 382.6667
48 | 2011008174 | 394 | 384
49 | 2011008174 | 393.3333 | 383.3333
50 | 2011008174 | 392.6667 | 382.6667
51 | 2011008174 | 392 | 382
52 | 2011008174 | 387.6667 | 377.6667
53 | 2011008174 | 383.3333 | 373.3333
54 | 2011008174 | 379 | 369
55 | 2011008174 | 372.3333 | 362.3333
56 | 2011008174 | 365.6667 | 355.6667
57 | 2011008174 | 359 | 349
58 | 2011008174 | 353.6667 | 343.6667
59 | 2011008174 | 348.3333 | 338.3333
60 | 2011008174 | 343 | 333
61 | 2011008174 | 338.3333 | 328.3333
62 | 2011008174 | 333.6667 | 323.6667
63 | 2011008174 | 329 | 319
64 | 2011008174 | 326 | 316
65 | 2011008174 | 323 | 313
66 | 2011008174 | 320 | 310
67 | 2011008174 | 318.3333 | 308.3333
68 | 2011008174 | 316.6667 | 306.6667
69 | 2011008174 | 315 | 305
70 | 2011008174 | 315.3333 | 305.3333
71 | 2011008174 | 315.6667 | 305.6667
72 | 2011008174 | 316 | 306
73 | 2011008174 | 316.3333 | 306.3333
74 | 2011008174 | 316.6667 | 306.6667
75 | 2011008174 | 317 | 307
76 | 2011008174 | 316.3333 | 306.3333
77 | 2011008174 | 315.6667 | 305.6667
78 | 2011008174 | 315 | 305
79 | 2011008174 | 314.6667 | 304.6667
80 | 2011008174 | 314.3333 | 304.3333
81 | 2011008174 | 314 | 304
82 | 2011008174 | 316.3333 | 306.3333
83 | 2011008174 | 318.6667 | 308.6667
84 | 2011008174 | 321 | 311
85 | 2011008174 | 323.3333 | 313.3333
86 | 2011008174 | 325.6667 | 315.6667
87 | 2011008174 | 328 | 318
88 | 2011008174 | 328.3333 | 318.3333
89 | 2011008174 | 328.6667 | 318.6667
90 | 2011008174 | 329 | 339
91 | 2011008174 | 329 | 339
92 | 2011008174 | 329 | 339
93 | 2011008174 | 329 | 339
94 | 2011008174 | 328.6667 | 338.6667
95 | 2011008174 | 328.3333 | 338.3333
96 | 2011008174 | 328 | 338
97 | 2011008174 | 327.6667 | 337.6667
98 | 2011008174 | 327.3333 | 337.3333
99 | 2011008174 | 327 | 337
100 | 2011008174 | 328.6667 | 338.6667
101 | 2011008174 | 330.3333 | 340.3333
102 | 2011008174 | 332 | 342
103 | 2011008174 | 334.3333 | 344.3333
104 | 2011008174 | 336.6667 | 346.6667
105 | 2011008174 | 339 | 349
106 | 2011008174 | 339.3333 | 349.3333
107 | 2011008174 | 339.6667 | 349.6667
108 | 2011008174 | 340 | 350
109 | 2011008174 | 342.3333 | 352.3333
110 | 2011008174 | 344.6667 | 354.6667
111 | 2011008174 | 347 | 357
112 | 2011008174 | 349.6667 | 359.6667
113 | 2011008174 | 352.3333 | 362.3333
114 | 2011008174 | 355 | 365
115 | 2011008174 | 360.3333 | 370.3333
116 | 2011008174 | 365.6667 | 375.6667
117 | 2011008174 | 371 | 381
118 | 2011008174 | 373.6667 | 383.6667
119 | 2011008174 | 376.3333 | 386.3333
120 | 2011008174 | 379 | 389
121 | 2011008174 | 383.3333 | 393.3333
122 | 2011008174 | 387.6667 | 377.6667
123 | 2011008174 | 392 | 382
124 | 2011008174 | 395.3333 | 385.3333
125 | 2011008174 | 398.6667 | 388.6667
126 | 2011008174 | 402 | 392
127 | 2011008174 | 404.3333 | 394.3333
128 | 2011008174 | 406.6667 | 396.6667
129 | 2011008174 | 409 | 399
130 | 2011008174 | 409 | 399
131 | 2011008174 | 409 | 399
132 | 2011008174 | 409 | 399
133 | 2011008174 | 408.3333 | 398.3333
134 | 2011008174 | 407.6667 | 397.6667
135 | 2011008174 | 407 | 397
136 | 2011008174 | 407 | 397
137 | 2011008174 | 407 | 397
138 | 2011008174 | 407 | 397
139 | 2011008174 | 407 | 397
140 | 2011008174 | 407 | 397
141 | 2011008174 | 407 | 397
142 | 2011008174 | 406 | 396
143 | 2011008174 | 405 | 395
0 | 2004003386 | 343 | 333
1 | 2004003386 | 344 | 334
2 | 2004003386 | 345 | 335
3 | 2004003386 | 346 | 336
4 | 2004003386 | 348 | 338
5 | 2004003386 | 350 | 340
6 | 2004003386 | 352 | 342
7 | 2004003386 | 353 | 343
8 | 2004003386 | 354 | 344
9 | 2004003386 | 355 | 345
10 | 2004003386 | 356.6667 | 346.6667
11 | 2004003386 | 358.3333 | 348.3333
12 | 2004003386 | 360 | 350
13 | 2004003386 | 363.6667 | 353.6667
14 | 2004003386 | 367.3333 | 357.3333
15 | 2004003386 | 371 | 361
16 | 2004003386 | 373.3333 | 363.3333
17 | 2004003386 | 375.6667 | 365.6667
18 | 2004003386 | 378 | 368
19 | 2004003386 | 378.6667 | 368.6667
20 | 2004003386 | 379.3333 | 369.3333
21 | 2004003386 | 380 | 370
22 | 2004003386 | 381.3333 | 371.3333
23 | 2004003386 | 382.6667 | 372.6667
24 | 2004003386 | 384 | 374
25 | 2004003386 | 385.3333 | 375.3333
26 | 2004003386 | 386.6667 | 376.6667
27 | 2004003386 | 388 | 378
28 | 2004003386 | 387 | 377
29 | 2004003386 | 386 | 376
30 | 2004003386 | 385 | 375
31 | 2004003386 | 383 | 373
32 | 2004003386 | 381 | 371
33 | 2004003386 | 379 | 369
34 | 2004003386 | 378.3333 | 368.3333
35 | 2004003386 | 377.6667 | 367.6667
36 | 2004003386 | 377 | 367
37 | 2004003386 | 377.3333 | 367.3333
38 | 2004003386 | 377.6667 | 367.6667
39 | 2004003386 | 378 | 368
40 | 2004003386 | 379.6667 | 369.6667
41 | 2004003386 | 381.3333 | 371.3333
42 | 2004003386 | 383 | 373
43 | 2004003386 | 385.3333 | 375.3333
44 | 2004003386 | 387.6667 | 377.6667
45 | 2004003386 | 390 | 380
46 | 2004003386 | 391.3333 | 381.3333
47 | 2004003386 | 392.6667 | 382.6667
48 | 2004003386 | 394 | 384
49 | 2004003386 | 393.3333 | 383.3333
50 | 2004003386 | 392.6667 | 382.6667
51 | 2004003386 | 392 | 382
52 | 2004003386 | 387.6667 | 377.6667
53 | 2004003386 | 383.3333 | 373.3333
54 | 2004003386 | 379 | 369
55 | 2004003386 | 372.3333 | 362.3333
56 | 2004003386 | 365.6667 | 355.6667
57 | 2004003386 | 359 | 349
58 | 2004003386 | 353.6667 | 343.6667
59 | 2004003386 | 348.3333 | 338.3333
60 | 2004003386 | 343 | 333
61 | 2004003386 | 338.3333 | 328.3333
62 | 2004003386 | 333.6667 | 323.6667
63 | 2004003386 | 329 | 319
64 | 2004003386 | 326 | 316
65 | 2004003386 | 323 | 313
66 | 2004003386 | 320 | 310
67 | 2004003386 | 318.3333 | 308.3333
68 | 2004003386 | 316.6667 | 306.6667
69 | 2004003386 | 315 | 305
70 | 2004003386 | 315.3333 | 305.3333
71 | 2004003386 | 315.6667 | 305.6667
72 | 2004003386 | 316 | 306
73 | 2004003386 | 316.3333 | 306.3333
74 | 2004003386 | 316.6667 | 306.6667
75 | 2004003386 | 317 | 307
76 | 2004003386 | 316.3333 | 306.3333
77 | 2004003386 | 315.6667 | 305.6667
78 | 2004003386 | 315 | 305
79 | 2004003386 | 314.6667 | 304.6667
80 | 2004003386 | 314.3333 | 304.3333
81 | 2004003386 | 314 | 304
82 | 2004003386 | 316.3333 | 306.3333
83 | 2004003386 | 318.6667 | 308.6667
84 | 2004003386 | 321 | 311
85 | 2004003386 | 323.3333 | 313.3333
86 | 2004003386 | 325.6667 | 315.6667
87 | 2004003386 | 328 | 318
88 | 2004003386 | 328.3333 | 318.3333
89 | 2004003386 | 328.6667 | 318.6667
90 | 2004003386 | 329 | 339
91 | 2004003386 | 329 | 339
92 | 2004003386 | 329 | 339
93 | 2004003386 | 329 | 339
94 | 2004003386 | 328.6667 | 338.6667
95 | 2004003386 | 328.3333 | 338.3333
96 | 2004003386 | 328 | 338
97 | 2004003386 | 327.6667 | 337.6667
98 | 2004003386 | 327.3333 | 337.3333
99 | 2004003386 | 327 | 337
100 | 2004003386 | 328.6667 | 338.6667
101 | 2004003386 | 330.3333 | 340.3333
102 | 2004003386 | 332 | 342
103 | 2004003386 | 334.3333 | 344.3333
104 | 2004003386 | 336.6667 | 346.6667
105 | 2004003386 | 339 | 349
106 | 2004003386 | 339.3333 | 349.3333
107 | 2004003386 | 339.6667 | 349.6667
108 | 2004003386 | 340 | 350
109 | 2004003386 | 342.3333 | 352.3333
110 | 2004003386 | 344.6667 | 354.6667
111 | 2004003386 | 347 | 357
112 | 2004003386 | 349.6667 | 359.6667
113 | 2004003386 | 352.3333 | 362.3333
114 | 2004003386 | 355 | 365
115 | 2004003386 | 360.3333 | 370.3333
116 | 2004003386 | 365.6667 | 375.6667
117 | 2004003386 | 371 | 381
118 | 2004003386 | 373.6667 | 383.6667
119 | 2004003386 | 376.3333 | 386.3333
120 | 2004003386 | 379 | 389
121 | 2004003386 | 383.3333 | 393.3333
122 | 2004003386 | 387.6667 | 377.6667
123 | 2004003386 | 392 | 382
124 | 2004003386 | 395.3333 | 385.3333
125 | 2004003386 | 398.6667 | 388.6667
126 | 2004003386 | 402 | 392
127 | 2004003386 | 404.3333 | 394.3333
128 | 2004003386 | 406.6667 | 396.6667
129 | 2004003386 | 409 | 399
130 | 2004003386 | 409 | 399
131 | 2004003386 | 409 | 399
132 | 2004003386 | 409 | 399
133 | 2004003386 | 408.3333 | 398.3333
134 | 2004003386 | 407.6667 | 397.6667
135 | 2004003386 | 407 | 397
136 | 2004003386 | 407 | 397
137 | 2004003386 | 407 | 397
138 | 2004003386 | 407 | 397
139 | 2004003386 | 407 | 397
140 | 2004003386 | 407 | 397
141 | 2004003386 | 407 | 397
142 | 2004003386 | 406 | 396
143 | 2004003386 | 405 | 395
0 | 2003004834 | 343 | 333
1 | 2003004834 | 344 | 334
2 | 2003004834 | 345 | 335
3 | 2003004834 | 346 | 336
4 | 2003004834 | 348 | 338
5 | 2003004834 | 350 | 340
6 | 2003004834 | 352 | 342
7 | 2003004834 | 353 | 343
8 | 2003004834 | 354 | 344
9 | 2003004834 | 355 | 345
10 | 2003004834 | 356.6667 | 346.6667
11 | 2003004834 | 358.3333 | 348.3333
12 | 2003004834 | 360 | 350
13 | 2003004834 | 363.6667 | 353.6667
14 | 2003004834 | 367.3333 | 357.3333
15 | 2003004834 | 371 | 361
16 | 2003004834 | 373.3333 | 363.3333
17 | 2003004834 | 375.6667 | 365.6667
18 | 2003004834 | 378 | 368
19 | 2003004834 | 378.6667 | 368.6667
20 | 2003004834 | 379.3333 | 369.3333
21 | 2003004834 | 380 | 370
22 | 2003004834 | 381.3333 | 371.3333
23 | 2003004834 | 382.6667 | 372.6667
24 | 2003004834 | 384 | 374
25 | 2003004834 | 385.3333 | 375.3333
26 | 2003004834 | 386.6667 | 376.6667
27 | 2003004834 | 388 | 378
28 | 2003004834 | 387 | 377
29 | 2003004834 | 386 | 376
30 | 2003004834 | 385 | 375
31 | 2003004834 | 383 | 373
32 | 2003004834 | 381 | 371
33 | 2003004834 | 379 | 369
34 | 2003004834 | 378.3333 | 368.3333
35 | 2003004834 | 377.6667 | 367.6667
36 | 2003004834 | 377 | 367
37 | 2003004834 | 377.3333 | 367.3333
38 | 2003004834 | 377.6667 | 367.6667
39 | 2003004834 | 378 | 368
40 | 2003004834 | 379.6667 | 369.6667
41 | 2003004834 | 381.3333 | 371.3333
42 | 2003004834 | 383 | 373
43 | 2003004834 | 385.3333 | 375.3333
44 | 2003004834 | 387.6667 | 377.6667
45 | 2003004834 | 390 | 380
46 | 2003004834 | 391.3333 | 381.3333
47 | 2003004834 | 392.6667 | 382.6667
48 | 2003004834 | 394 | 384
49 | 2003004834 | 393.3333 | 383.3333
50 | 2003004834 | 392.6667 | 382.6667
51 | 2003004834 | 392 | 382
52 | 2003004834 | 387.6667 | 377.6667
53 | 2003004834 | 383.3333 | 373.3333
54 | 2003004834 | 379 | 369
55 | 2003004834 | 372.3333 | 362.3333
56 | 2003004834 | 365.6667 | 355.6667
57 | 2003004834 | 359 | 349
58 | 2003004834 | 353.6667 | 343.6667
59 | 2003004834 | 348.3333 | 338.3333
60 | 2003004834 | 343 | 333
61 | 2003004834 | 338.3333 | 328.3333
62 | 2003004834 | 333.6667 | 323.6667
63 | 2003004834 | 329 | 319
64 | 2003004834 | 326 | 316
65 | 2003004834 | 323 | 313
66 | 2003004834 | 320 | 310
67 | 2003004834 | 318.3333 | 308.3333
68 | 2003004834 | 316.6667 | 306.6667
69 | 2003004834 | 315 | 305
70 | 2003004834 | 315.3333 | 305.3333
71 | 2003004834 | 315.6667 | 305.6667
72 | 2003004834 | 316 | 306
73 | 2003004834 | 316.3333 | 306.3333
74 | 2003004834 | 316.6667 | 306.6667
75 | 2003004834 | 317 | 307
76 | 2003004834 | 316.3333 | 306.3333
77 | 2003004834 | 315.6667 | 305.6667
78 | 2003004834 | 315 | 305
79 | 2003004834 | 314.6667 | 304.6667
80 | 2003004834 | 314.3333 | 304.3333
81 | 2003004834 | 314 | 304
82 | 2003004834 | 316.3333 | 306.3333
83 | 2003004834 | 318.6667 | 308.6667
84 | 2003004834 | 321 | 311
85 | 2003004834 | 323.3333 | 313.3333
86 | 2003004834 | 325.6667 | 315.6667
87 | 2003004834 | 328 | 318
88 | 2003004834 | 328.3333 | 318.3333
89 | 2003004834 | 328.6667 | 318.6667
90 | 2003004834 | 329 | 339
91 | 2003004834 | 329 | 339
92 | 2003004834 | 329 | 339
93 | 2003004834 | 329 | 339
94 | 2003004834 | 328.6667 | 338.6667
95 | 2003004834 | 328.3333 | 338.3333
96 | 2003004834 | 328 | 338
97 | 2003004834 | 327.6667 | 337.6667
98 | 2003004834 | 327.3333 | 337.3333
99 | 2003004834 | 327 | 337
100 | 2003004834 | 328.6667 | 338.6667
101 | 2003004834 | 330.3333 | 340.3333
102 | 2003004834 | 332 | 342
103 | 2003004834 | 334.3333 | 344.3333
104 | 2003004834 | 336.6667 | 346.6667
105 | 2003004834 | 339 | 349
106 | 2003004834 | 339.3333 | 349.3333
107 | 2003004834 | 339.6667 | 349.6667
108 | 2003004834 | 340 | 350
109 | 2003004834 | 342.3333 | 352.3333
110 | 2003004834 | 344.6667 | 354.6667
111 | 2003004834 | 347 | 357
112 | 2003004834 | 349.6667 | 359.6667
113 | 2003004834 | 352.3333 | 362.3333
114 | 2003004834 | 355 | 365
115 | 2003004834 | 360.3333 | 370.3333
116 | 2003004834 | 365.6667 | 375.6667
117 | 2003004834 | 371 | 381
118 | 2003004834 | 373.6667 | 383.6667
119 | 2003004834 | 376.3333 | 386.3333
120 | 2003004834 | 379 | 389
121 | 2003004834 | 383.3333 | 393.3333
122 | 2003004834 | 387.6667 | 377.6667
123 | 2003004834 | 392 | 382
124 | 2003004834 | 395.3333 | 385.3333
125 | 2003004834 | 398.6667 | 388.6667
126 | 2003004834 | 402 | 392
127 | 2003004834 | 404.3333 | 394.3333
128 | 2003004834 | 406.6667 | 396.6667
129 | 2003004834 | 409 | 399
130 | 2003004834 | 409 | 399
131 | 2003004834 | 409 | 399
132 | 2003004834 | 409 | 399
133 | 2003004834 | 408.3333 | 398.3333
134 | 2003004834 | 407.6667 | 397.6667
135 | 2003004834 | 407 | 397
136 | 2003004834 | 407 | 397
137 | 2003004834 | 407 | 397
138 | 2003004834 | 407 | 397
139 | 2003004834 | 407 | 397
140 | 2003004834 | 407 | 397
141 | 2003004834 | 407 | 397
142 | 2003004834 | 406 | 396
143 | 2003004834 | 405 | 395
0 | 2004009007 | 343 | 333
1 | 2004009007 | 344 | 334
2 | 2004009007 | 345 | 335
3 | 2004009007 | 346 | 336
4 | 2004009007 | 348 | 338
5 | 2004009007 | 350 | 340
6 | 2004009007 | 352 | 342
7 | 2004009007 | 353 | 343
8 | 2004009007 | 354 | 344
9 | 2004009007 | 355 | 345
10 | 2004009007 | 356.6667 | 346.6667
11 | 2004009007 | 358.3333 | 348.3333
12 | 2004009007 | 360 | 350
13 | 2004009007 | 363.6667 | 353.6667
14 | 2004009007 | 367.3333 | 357.3333
15 | 2004009007 | 371 | 361
16 | 2004009007 | 373.3333 | 363.3333
17 | 2004009007 | 375.6667 | 365.6667
18 | 2004009007 | 378 | 368
19 | 2004009007 | 378.6667 | 368.6667
20 | 2004009007 | 379.3333 | 369.3333
21 | 2004009007 | 380 | 370
22 | 2004009007 | 381.3333 | 371.3333
23 | 2004009007 | 382.6667 | 372.6667
24 | 2004009007 | 384 | 374
25 | 2004009007 | 385.3333 | 375.3333
26 | 2004009007 | 386.6667 | 376.6667
27 | 2004009007 | 388 | 378
28 | 2004009007 | 387 | 377
29 | 2004009007 | 386 | 376
30 | 2004009007 | 385 | 375
31 | 2004009007 | 383 | 373
32 | 2004009007 | 381 | 371
33 | 2004009007 | 379 | 369
34 | 2004009007 | 378.3333 | 368.3333
35 | 2004009007 | 377.6667 | 367.6667
36 | 2004009007 | 377 | 367
37 | 2004009007 | 377.3333 | 367.3333
38 | 2004009007 | 377.6667 | 367.6667
39 | 2004009007 | 378 | 368
40 | 2004009007 | 379.6667 | 369.6667
41 | 2004009007 | 381.3333 | 371.3333
42 | 2004009007 | 383 | 373
43 | 2004009007 | 385.3333 | 375.3333
44 | 2004009007 | 387.6667 | 377.6667
45 | 2004009007 | 390 | 380
46 | 2004009007 | 391.3333 | 381.3333
47 | 2004009007 | 392.6667 | 382.6667
48 | 2004009007 | 394 | 384
49 | 2004009007 | 393.3333 | 383.3333
50 | 2004009007 | 392.6667 | 382.6667
51 | 2004009007 | 392 | 382
52 | 2004009007 | 387.6667 | 377.6667
53 | 2004009007 | 383.3333 | 373.3333
54 | 2004009007 | 379 | 369
55 | 2004009007 | 372.3333 | 362.3333
56 | 2004009007 | 365.6667 | 355.6667
57 | 2004009007 | 359 | 349
58 | 2004009007 | 353.6667 | 343.6667
59 | 2004009007 | 348.3333 | 338.3333
60 | 2004009007 | 343 | 333
61 | 2004009007 | 338.3333 | 328.3333
62 | 2004009007 | 333.6667 | 323.6667
63 | 2004009007 | 329 | 319
64 | 2004009007 | 326 | 316
65 | 2004009007 | 323 | 313
66 | 2004009007 | 320 | 310
67 | 2004009007 | 318.3333 | 308.3333
68 | 2004009007 | 316.6667 | 306.6667
69 | 2004009007 | 315 | 305
70 | 2004009007 | 315.3333 | 305.3333
71 | 2004009007 | 315.6667 | 305.6667
72 | 2004009007 | 316 | 306
73 | 2004009007 | 316.3333 | 306.3333
74 | 2004009007 | 316.6667 | 306.6667
75 | 2004009007 | 317 | 307
76 | 2004009007 | 316.3333 | 306.3333
77 | 2004009007 | 315.6667 | 305.6667
78 | 2004009007 | 315 | 305
79 | 2004009007 | 314.6667 | 304.6667
80 | 2004009007 | 314.3333 | 304.3333
81 | 2004009007 | 314 | 304
82 | 2004009007 | 316.3333 | 306.3333
83 | 2004009007 | 318.6667 | 308.6667
84 | 2004009007 | 321 | 311
85 | 2004009007 | 323.3333 | 313.3333
86 | 2004009007 | 325.6667 | 315.6667
87 | 2004009007 | 328 | 318
88 | 2004009007 | 328.3333 | 318.3333
89 | 2004009007 | 328.6667 | 318.6667
90 | 2004009007 | 329 | 339
91 | 2004009007 | 329 | 339
92 | 2004009007 | 329 | 339
93 | 2004009007 | 329 | 339
94 | 2004009007 | 328.6667 | 338.6667
95 | 2004009007 | 328.3333 | 338.3333
96 | 2004009007 | 328 | 338
97 | 2004009007 | 327.6667 | 337.6667
98 | 2004009007 | 327.3333 | 337.3333
99 | 2004009007 | 327 | 337
100 | 2004009007 | 328.6667 | 338.6667
101 | 2004009007 | 330.3333 | 340.3333
102 | 2004009007 | 332 | 342
103 | 2004009007 | 334.3333 | 344.3333
104 | 2004009007 | 336.6667 | 346.6667
105 | 2004009007 | 339 | 349
106 | 2004009007 | 339.3333 | 349.3333
107 | 2004009007 | 339.6667 | 349.6667
108 | 2004009007 | 340 | 350
109 | 2004009007 | 342.3333 | 352.3333
110 | 2004009007 | 344.6667 | 354.6667
111 | 2004009007 | 347 | 357
112 | 2004009007 | 349.6667 | 359.6667
113 | 2004009007 | 352.3333 | 362.3333
114 | 2004009007 | 355 | 365
115 | 2004009007 | 360.3333 | 370.3333
116 | 2004009007 | 365.6667 | 375.6667
117 | 2004009007 | 371 | 381
118 | 2004009007 | 373.6667 | 383.6667
119 | 2004009007 | 376.3333 | 386.3333
120 | 2004009007 | 379 | 389
121 | 2004009007 | 383.3333 | 393.3333
122 | 2004009007 | 387.6667 | 377.6667
123 | 2004009007 | 392 | 382
124 | 2004009007 | 395.3333 | 385.3333
125 | 2004009007 | 398.6667 | 388.6667
126 | 2004009007 | 402 | 392
127 | 2004009007 | 404.3333 | 394.3333
128 | 2004009007 | 406.6667 | 396.6667
129 | 2004009007 | 409 | 399
130 | 2004009007 | 409 | 399
131 | 2004009007 | 409 | 399
132 | 2004009007 | 409 | 399
133 | 2004009007 | 408.3333 | 398.3333
134 | 2004009007 | 407.6667 | 397.6667
135 | 2004009007 | 407 | 397
136 | 2004009007 | 407 | 397
137 | 2004009007 | 407 | 397
138 | 2004009007 | 407 | 397
139 | 2004009007 | 407 | 397
140 | 2004009007 | 407 | 397
141 | 2004009007 | 407 | 397
142 | 2004009007 | 406 | 396
143 | 2004009007 | 405 | 395
0 | 2002002118 | 343 | 333
1 | 2002002118 | 344 | 334
2 | 2002002118 | 345 | 335
3 | 2002002118 | 346 | 336
4 | 2002002118 | 348 | 338
5 | 2002002118 | 350 | 340
6 | 2002002118 | 352 | 342
7 | 2002002118 | 353 | 343
8 | 2002002118 | 354 | 344
9 | 2002002118 | 355 | 345
10 | 2002002118 | 356.6667 | 346.6667
11 | 2002002118 | 358.3333 | 348.3333
12 | 2002002118 | 360 | 350
13 | 2002002118 | 363.6667 | 353.6667
14 | 2002002118 | 367.3333 | 357.3333
15 | 2002002118 | 371 | 361
16 | 2002002118 | 373.3333 | 363.3333
17 | 2002002118 | 375.6667 | 365.6667
18 | 2002002118 | 378 | 368
19 | 2002002118 | 378.6667 | 368.6667
20 | 2002002118 | 379.3333 | 369.3333
21 | 2002002118 | 380 | 370
22 | 2002002118 | 381.3333 | 371.3333
23 | 2002002118 | 382.6667 | 372.6667
24 | 2002002118 | 384 | 374
25 | 2002002118 | 385.3333 | 375.3333
26 | 2002002118 | 386.6667 | 376.6667
27 | 2002002118 | 388 | 378
28 | 2002002118 | 387 | 377
29 | 2002002118 | 386 | 376
30 | 2002002118 | 385 | 375
31 | 2002002118 | 383 | 373
32 | 2002002118 | 381 | 371
33 | 2002002118 | 379 | 369
34 | 2002002118 | 378.3333 | 368.3333
35 | 2002002118 | 377.6667 | 367.6667
36 | 2002002118 | 377 | 367
37 | 2002002118 | 377.3333 | 367.3333
38 | 2002002118 | 377.6667 | 367.6667
39 | 2002002118 | 378 | 368
40 | 2002002118 | 379.6667 | 369.6667
41 | 2002002118 | 381.3333 | 371.3333
42 | 2002002118 | 383 | 373
43 | 2002002118 | 385.3333 | 375.3333
44 | 2002002118 | 387.6667 | 377.6667
45 | 2002002118 | 390 | 380
46 | 2002002118 | 391.3333 | 381.3333
47 | 2002002118 | 392.6667 | 382.6667
48 | 2002002118 | 394 | 384
49 | 2002002118 | 393.3333 | 383.3333
50 | 2002002118 | 392.6667 | 382.6667
51 | 2002002118 | 392 | 382
52 | 2002002118 | 387.6667 | 377.6667
53 | 2002002118 | 383.3333 | 373.3333
54 | 2002002118 | 379 | 369
55 | 2002002118 | 372.3333 | 362.3333
56 | 2002002118 | 365.6667 | 355.6667
57 | 2002002118 | 359 | 349
58 | 2002002118 | 353.6667 | 343.6667
59 | 2002002118 | 348.3333 | 338.3333
60 | 2002002118 | 343 | 333
61 | 2002002118 | 338.3333 | 328.3333
62 | 2002002118 | 333.6667 | 323.6667
63 | 2002002118 | 329 | 319
64 | 2002002118 | 326 | 316
65 | 2002002118 | 323 | 313
66 | 2002002118 | 320 | 310
67 | 2002002118 | 318.3333 | 308.3333
68 | 2002002118 | 316.6667 | 306.6667
69 | 2002002118 | 315 | 305
70 | 2002002118 | 315.3333 | 305.3333
71 | 2002002118 | 315.6667 | 305.6667
72 | 2002002118 | 316 | 306
73 | 2002002118 | 316.3333 | 306.3333
74 | 2002002118 | 316.6667 | 306.6667
75 | 2002002118 | 317 | 307
76 | 2002002118 | 316.3333 | 306.3333
77 | 2002002118 | 315.6667 | 305.6667
78 | 2002002118 | 315 | 305
79 | 2002002118 | 314.6667 | 304.6667
80 | 2002002118 | 314.3333 | 304.3333
81 | 2002002118 | 314 | 304
82 | 2002002118 | 316.3333 | 306.3333
83 | 2002002118 | 318.6667 | 308.6667
84 | 2002002118 | 321 | 311
85 | 2002002118 | 323.3333 | 313.3333
86 | 2002002118 | 325.6667 | 315.6667
87 | 2002002118 | 328 | 318
88 | 2002002118 | 328.3333 | 318.3333
89 | 2002002118 | 328.6667 | 318.6667
90 | 2002002118 | 329 | 339
91 | 2002002118 | 329 | 339
92 | 2002002118 | 329 | 339
93 | 2002002118 | 329 | 339
94 | 2002002118 | 328.6667 | 338.6667
95 | 2002002118 | 328.3333 | 338.3333
96 | 2002002118 | 328 | 338
97 | 2002002118 | 327.6667 | 337.6667
98 | 2002002118 | 327.3333 | 337.3333
99 | 2002002118 | 327 | 337
100 | 2002002118 | 328.6667 | 338.6667
101 | 2002002118 | 330.3333 | 340.3333
102 | 2002002118 | 332 | 342
103 | 2002002118 | 334.3333 | 344.3333
104 | 2002002118 | 336.6667 | 346.6667
105 | 2002002118 | 339 | 349
106 | 2002002118 | 339.3333 | 349.3333
107 | 2002002118 | 339.6667 | 349.6667
108 | 2002002118 | 340 | 350
109 | 2002002118 | 342.3333 | 352.3333
110 | 2002002118 | 344.6667 | 354.6667
111 | 2002002118 | 347 | 357
112 | 2002002118 | 349.6667 | 359.6667
113 | 2002002118 | 352.3333 | 362.3333
114 | 2002002118 | 355 | 365
115 | 2002002118 | 360.3333 | 370.3333
116 | 2002002118 | 365.6667 | 375.6667
117 | 2002002118 | 371 | 381
118 | 2002002118 | 373.6667 | 383.6667
119 | 2002002118 | 376.3333 | 386.3333
120 | 2002002118 | 379 | 389
121 | 2002002118 | 383.3333 | 393.3333
122 | 2002002118 | 387.6667 | 377.6667
123 | 2002002118 | 392 | 382
124 | 2002002118 | 395.3333 | 385.3333
125 | 2002002118 | 398.6667 | 388.6667
126 | 2002002118 | 402 | 392
127 | 2002002118 | 404.3333 | 394.3333
128 | 2002002118 | 406.6667 | 396.6667
129 | 2002002118 | 409 | 399
130 | 2002002118 | 409 | 399
131 | 2002002118 | 409 | 399
132 | 2002002118 | 409 | 399
133 | 2002002118 | 408.3333 | 398.3333
134 | 2002002118 | 407.6667 | 397.6667
135 | 2002002118 | 407 | 397
136 | 2002002118 | 407 | 397
137 | 2002002118 | 407 | 397
138 | 2002002118 | 407 | 397
139 | 2002002118 | 407 | 397
140 | 2002002118 | 407 | 397
141 | 2002002118 | 407 | 397
142 | 2002002118 | 406 | 396
143 | 2002002118 | 405 | 395
0 | 2008004807 | 343 | 333
1 | 2008004807 | 344 | 334
2 | 2008004807 | 345 | 335
3 | 2008004807 | 346 | 336
4 | 2008004807 | 348 | 338
5 | 2008004807 | 350 | 340
6 | 2008004807 | 352 | 342
7 | 2008004807 | 353 | 343
8 | 2008004807 | 354 | 344
9 | 2008004807 | 355 | 345
10 | 2008004807 | 356.6667 | 346.6667
11 | 2008004807 | 358.3333 | 348.3333
12 | 2008004807 | 360 | 350
13 | 2008004807 | 363.6667 | 353.6667
14 | 2008004807 | 367.3333 | 357.3333
15 | 2008004807 | 371 | 361
16 | 2008004807 | 373.3333 | 363.3333
17 | 2008004807 | 375.6667 | 365.6667
18 | 2008004807 | 378 | 368
19 | 2008004807 | 378.6667 | 368.6667
20 | 2008004807 | 379.3333 | 369.3333
21 | 2008004807 | 380 | 370
22 | 2008004807 | 381.3333 | 371.3333
23 | 2008004807 | 382.6667 | 372.6667
24 | 2008004807 | 384 | 374
25 | 2008004807 | 385.3333 | 375.3333
26 | 2008004807 | 386.6667 | 376.6667
27 | 2008004807 | 388 | 378
28 | 2008004807 | 387 | 377
29 | 2008004807 | 386 | 376
30 | 2008004807 | 385 | 375
31 | 2008004807 | 383 | 373
32 | 2008004807 | 381 | 371
33 | 2008004807 | 379 | 369
34 | 2008004807 | 378.3333 | 368.3333
35 | 2008004807 | 377.6667 | 367.6667
36 | 2008004807 | 377 | 367
37 | 2008004807 | 377.3333 | 367.3333
38 | 2008004807 | 377.6667 | 367.6667
39 | 2008004807 | 378 | 368
40 | 2008004807 | 379.6667 | 369.6667
41 | 2008004807 | 381.3333 | 371.3333
42 | 2008004807 | 383 | 373
43 | 2008004807 | 385.3333 | 375.3333
44 | 2008004807 | 387.6667 | 377.6667
45 | 2008004807 | 390 | 380
46 | 2008004807 | 391.3333 | 381.3333
47 | 2008004807 | 392.6667 | 382.6667
48 | 2008004807 | 394 | 384
49 | 2008004807 | 393.3333 | 383.3333
50 | 2008004807 | 392.6667 | 382.6667
51 | 2008004807 | 392 | 382
52 | 2008004807 | 387.6667 | 377.6667
53 | 2008004807 | 383.3333 | 373.3333
54 | 2008004807 | 379 | 369
55 | 2008004807 | 372.3333 | 362.3333
56 | 2008004807 | 365.6667 | 355.6667
57 | 2008004807 | 359 | 349
58 | 2008004807 | 353.6667 | 343.6667
59 | 2008004807 | 348.3333 | 338.3333
60 | 2008004807 | 343 | 333
61 | 2008004807 | 338.3333 | 328.3333
62 | 2008004807 | 333.6667 | 323.6667
63 | 2008004807 | 329 | 319
64 | 2008004807 | 326 | 316
65 | 2008004807 | 323 | 313
66 | 2008004807 | 320 | 310
67 | 2008004807 | 318.3333 | 308.3333
68 | 2008004807 | 316.6667 | 306.6667
69 | 2008004807 | 315 | 305
70 | 2008004807 | 315.3333 | 305.3333
71 | 2008004807 | 315.6667 | 305.6667
72 | 2008004807 | 316 | 306
73 | 2008004807 | 316.3333 | 306.3333
74 | 2008004807 | 316.6667 | 306.6667
75 | 2008004807 | 317 | 307
76 | 2008004807 | 316.3333 | 306.3333
77 | 2008004807 | 315.6667 | 305.6667
78 | 2008004807 | 315 | 305
79 | 2008004807 | 314.6667 | 304.6667
80 | 2008004807 | 314.3333 | 304.3333
81 | 2008004807 | 314 | 304
82 | 2008004807 | 316.3333 | 306.3333
83 | 2008004807 | 318.6667 | 308.6667
84 | 2008004807 | 321 | 311
85 | 2008004807 | 323.3333 | 313.3333
86 | 2008004807 | 325.6667 | 315.6667
87 | 2008004807 | 328 | 318
88 | 2008004807 | 328.3333 | 318.3333
89 | 2008004807 | 328.6667 | 318.6667
90 | 2008004807 | 329 | 339
91 | 2008004807 | 329 | 339
92 | 2008004807 | 329 | 339
93 | 2008004807 | 329 | 339
94 | 2008004807 | 328.6667 | 338.6667
95 | 2008004807 | 328.3333 | 338.3333
96 | 2008004807 | 328 | 338
97 | 2008004807 | 327.6667 | 337.6667
98 | 2008004807 | 327.3333 | 337.3333
99 | 2008004807 | 327 | 337
100 | 2008004807 | 328.6667 | 338.6667
101 | 2008004807 | 330.3333 | 340.3333
102 | 2008004807 | 332 | 342
103 | 2008004807 | 334.3333 | 344.3333
104 | 2008004807 | 336.6667 | 346.6667
105 | 2008004807 | 339 | 349
106 | 2008004807 | 339.3333 | 349.3333
107 | 2008004807 | 339.6667 | 349.6667
108 | 2008004807 | 340 | 350
109 | 2008004807 | 342.3333 | 352.3333
110 | 2008004807 | 344.6667 | 354.6667
111 | 2008004807 | 347 | 357
112 | 2008004807 | 349.6667 | 359.6667
113 | 2008004807 | 352.3333 | 362.3333
114 | 2008004807 | 355 | 365
115 | 2008004807 | 360.3333 | 370.3333
116 | 2008004807 | 365.6667 | 375.6667
117 | 2008004807 | 371 | 381
118 | 2008004807 | 373.6667 | 383.6667
119 | 2008004807 | 376.3333 | 386.3333
120 | 2008004807 | 379 | 389
121 | 2008004807 | 383.3333 | 393.3333
122 | 2008004807 | 387.6667 | 377.6667
123 | 2008004807 | 392 | 382
124 | 2008004807 | 395.3333 | 385.3333
125 | 2008004807 | 398.6667 | 388.6667
126 | 2008004807 | 402 | 392
127 | 2008004807 | 404.3333 | 394.3333
128 | 2008004807 | 406.6667 | 396.6667
129 | 2008004807 | 409 | 399
130 | 2008004807 | 409 | 399
131 | 2008004807 | 409 | 399
132 | 2008004807 | 409 | 399
133 | 2008004807 | 408.3333 | 398.3333
134 | 2008004807 | 407.6667 | 397.6667
135 | 2008004807 | 407 | 397
136 | 2008004807 | 407 | 397
137 | 2008004807 | 407 | 397
138 | 2008004807 | 407 | 397
139 | 2008004807 | 407 | 397
140 | 2008004807 | 407 | 397
141 | 2008004807 | 407 | 397
142 | 2008004807 | 406 | 396
143 | 2008004807 | 405 | 395
0 | 2007004180 | 343 | 333
1 | 2007004180 | 344 | 334
2 | 2007004180 | 345 | 335
3 | 2007004180 | 346 | 336
4 | 2007004180 | 348 | 338
5 | 2007004180 | 350 | 340
6 | 2007004180 | 352 | 342
7 | 2007004180 | 353 | 343
8 | 2007004180 | 354 | 344
9 | 2007004180 | 355 | 345
10 | 2007004180 | 356.6667 | 346.6667
11 | 2007004180 | 358.3333 | 348.3333
12 | 2007004180 | 360 | 350
13 | 2007004180 | 363.6667 | 353.6667
14 | 2007004180 | 367.3333 | 357.3333
15 | 2007004180 | 371 | 361
16 | 2007004180 | 373.3333 | 363.3333
17 | 2007004180 | 375.6667 | 365.6667
18 | 2007004180 | 378 | 368
19 | 2007004180 | 378.6667 | 368.6667
20 | 2007004180 | 379.3333 | 369.3333
21 | 2007004180 | 380 | 370
22 | 2007004180 | 381.3333 | 371.3333
23 | 2007004180 | 382.6667 | 372.6667
24 | 2007004180 | 384 | 374
25 | 2007004180 | 385.3333 | 375.3333
26 | 2007004180 | 386.6667 | 376.6667
27 | 2007004180 | 388 | 378
28 | 2007004180 | 387 | 377
29 | 2007004180 | 386 | 376
30 | 2007004180 | 385 | 375
31 | 2007004180 | 383 | 373
32 | 2007004180 | 381 | 371
33 | 2007004180 | 379 | 369
34 | 2007004180 | 378.3333 | 368.3333
35 | 2007004180 | 377.6667 | 367.6667
36 | 2007004180 | 377 | 367
37 | 2007004180 | 377.3333 | 367.3333
38 | 2007004180 | 377.6667 | 367.6667
39 | 2007004180 | 378 | 368
40 | 2007004180 | 379.6667 | 369.6667
41 | 2007004180 | 381.3333 | 371.3333
42 | 2007004180 | 383 | 373
43 | 2007004180 | 385.3333 | 375.3333
44 | 2007004180 | 387.6667 | 377.6667
45 | 2007004180 | 390 | 380
46 | 2007004180 | 391.3333 | 381.3333
47 | 2007004180 | 392.6667 | 382.6667
48 | 2007004180 | 394 | 384
49 | 2007004180 | 393.3333 | 383.3333
50 | 2007004180 | 392.6667 | 382.6667
51 | 2007004180 | 392 | 382
52 | 2007004180 | 387.6667 | 377.6667
53 | 2007004180 | 383.3333 | 373.3333
54 | 2007004180 | 379 | 369
55 | 2007004180 | 372.3333 | 362.3333
56 | 2007004180 | 365.6667 | 355.6667
57 | 2007004180 | 359 | 349
58 | 2007004180 | 353.6667 | 343.6667
59 | 2007004180 | 348.3333 | 338.3333
60 | 2007004180 | 343 | 333
61 | 2007004180 | 338.3333 | 328.3333
62 | 2007004180 | 333.6667 | 323.6667
63 | 2007004180 | 329 | 319
64 | 2007004180 | 326 | 316
65 | 2007004180 | 323 | 313
66 | 2007004180 | 320 | 310
67 | 2007004180 | 318.3333 | 308.3333
68 | 2007004180 | 316.6667 | 306.6667
69 | 2007004180 | 315 | 305
70 | 2007004180 | 315.3333 | 305.3333
71 | 2007004180 | 315.6667 | 305.6667
72 | 2007004180 | 316 | 306
73 | 2007004180 | 316.3333 | 306.3333
74 | 2007004180 | 316.6667 | 306.6667
75 | 2007004180 | 317 | 307
76 | 2007004180 | 316.3333 | 306.3333
77 | 2007004180 | 315.6667 | 305.6667
78 | 2007004180 | 315 | 305
79 | 2007004180 | 314.6667 | 304.6667
80 | 2007004180 | 314.3333 | 304.3333
81 | 2007004180 | 314 | 304
82 | 2007004180 | 316.3333 | 306.3333
83 | 2007004180 | 318.6667 | 308.6667
84 | 2007004180 | 321 | 311
85 | 2007004180 | 323.3333 | 313.3333
86 | 2007004180 | 325.6667 | 315.6667
87 | 2007004180 | 328 | 318
88 | 2007004180 | 328.3333 | 318.3333
89 | 2007004180 | 328.6667 | 318.6667
90 | 2007004180 | 329 | 339
91 | 2007004180 | 329 | 339
92 | 2007004180 | 329 | 339
93 | 2007004180 | 329 | 339
94 | 2007004180 | 328.6667 | 338.6667
95 | 2007004180 | 328.3333 | 338.3333
96 | 2007004180 | 328 | 338
97 | 2007004180 | 327.6667 | 337.6667
98 | 2007004180 | 327.3333 | 337.3333
99 | 2007004180 | 327 | 337
100 | 2007004180 | 328.6667 | 338.6667
101 | 2007004180 | 330.3333 | 340.3333
102 | 2007004180 | 332 | 342
103 | 2007004180 | 334.3333 | 344.3333
104 | 2007004180 | 336.6667 | 346.6667
105 | 2007004180 | 339 | 349
106 | 2007004180 | 339.3333 | 349.3333
107 | 2007004180 | 339.6667 | 349.6667
108 | 2007004180 | 340 | 350
109 | 2007004180 | 342.3333 | 352.3333
110 | 2007004180 | 344.6667 | 354.6667
111 | 2007004180 | 347 | 357
112 | 2007004180 | 349.6667 | 359.6667
113 | 2007004180 | 352.3333 | 362.3333
114 | 2007004180 | 355 | 365
115 | 2007004180 | 360.3333 | 370.3333
116 | 2007004180 | 365.6667 | 375.6667
117 | 2007004180 | 371 | 381
118 | 2007004180 | 373.6667 | 383.6667
119 | 2007004180 | 376.3333 | 386.3333
120 | 2007004180 | 379 | 389
121 | 2007004180 | 383.3333 | 393.3333
122 | 2007004180 | 387.6667 | 377.6667
123 | 2007004180 | 392 | 382
124 | 2007004180 | 395.3333 | 385.3333
125 | 2007004180 | 398.6667 | 388.6667
126 | 2007004180 | 402 | 392
127 | 2007004180 | 404.3333 | 394.3333
128 | 2007004180 | 406.6667 | 396.6667
129 | 2007004180 | 409 | 399
130 | 2007004180 | 409 | 399
131 | 2007004180 | 409 | 399
132 | 2007004180 | 409 | 399
133 | 2007004180 | 408.3333 | 398.3333
134 | 2007004180 | 407.6667 | 397.6667
135 | 2007004180 | 407 | 397
136 | 2007004180 | 407 | 397
137 | 2007004180 | 407 | 397
138 | 2007004180 | 407 | 397
139 | 2007004180 | 407 | 397
140 | 2007004180 | 407 | 397
141 | 2007004180 | 407 | 397
142 | 2007004180 | 406 | 396
143 | 2007004180 | 405 | 395
0 | 2002004337 | 343 | 333
1 | 2002004337 | 344 | 334
2 | 2002004337 | 345 | 335
3 | 2002004337 | 346 | 336
4 | 2002004337 | 348 | 338
5 | 2002004337 | 350 | 340
6 | 2002004337 | 352 | 342
7 | 2002004337 | 353 | 343
8 | 2002004337 | 354 | 344
9 | 2002004337 | 355 | 345
10 | 2002004337 | 356.6667 | 346.6667
11 | 2002004337 | 358.3333 | 348.3333
12 | 2002004337 | 360 | 350
13 | 2002004337 | 363.6667 | 353.6667
14 | 2002004337 | 367.3333 | 357.3333
15 | 2002004337 | 371 | 361
16 | 2002004337 | 373.3333 | 363.3333
17 | 2002004337 | 375.6667 | 365.6667
18 | 2002004337 | 378 | 368
19 | 2002004337 | 378.6667 | 368.6667
20 | 2002004337 | 379.3333 | 369.3333
21 | 2002004337 | 380 | 370
22 | 2002004337 | 381.3333 | 371.3333
23 | 2002004337 | 382.6667 | 372.6667
24 | 2002004337 | 384 | 374
25 | 2002004337 | 385.3333 | 375.3333
26 | 2002004337 | 386.6667 | 376.6667
27 | 2002004337 | 388 | 378
28 | 2002004337 | 387 | 377
29 | 2002004337 | 386 | 376
30 | 2002004337 | 385 | 375
31 | 2002004337 | 383 | 373
32 | 2002004337 | 381 | 371
33 | 2002004337 | 379 | 369
34 | 2002004337 | 378.3333 | 368.3333
35 | 2002004337 | 377.6667 | 367.6667
36 | 2002004337 | 377 | 367
37 | 2002004337 | 377.3333 | 367.3333
38 | 2002004337 | 377.6667 | 367.6667
39 | 2002004337 | 378 | 368
40 | 2002004337 | 379.6667 | 369.6667
41 | 2002004337 | 381.3333 | 371.3333
42 | 2002004337 | 383 | 373
43 | 2002004337 | 385.3333 | 375.3333
44 | 2002004337 | 387.6667 | 377.6667
45 | 2002004337 | 390 | 380
46 | 2002004337 | 391.3333 | 381.3333
47 | 2002004337 | 392.6667 | 382.6667
48 | 2002004337 | 394 | 384
49 | 2002004337 | 393.3333 | 383.3333
50 | 2002004337 | 392.6667 | 382.6667
51 | 2002004337 | 392 | 382
52 | 2002004337 | 387.6667 | 377.6667
53 | 2002004337 | 383.3333 | 373.3333
54 | 2002004337 | 379 | 369
55 | 2002004337 | 372.3333 | 362.3333
56 | 2002004337 | 365.6667 | 355.6667
57 | 2002004337 | 359 | 349
58 | 2002004337 | 353.6667 | 343.6667
59 | 2002004337 | 348.3333 | 338.3333
60 | 2002004337 | 343 | 333
61 | 2002004337 | 338.3333 | 328.3333
62 | 2002004337 | 333.6667 | 323.6667
63 | 2002004337 | 329 | 319
64 | 2002004337 | 326 | 316
65 | 2002004337 | 323 | 313
66 | 2002004337 | 320 | 310
67 | 2002004337 | 318.3333 | 308.3333
68 | 2002004337 | 316.6667 | 306.6667
69 | 2002004337 | 315 | 305
70 | 2002004337 | 315.3333 | 305.3333
71 | 2002004337 | 315.6667 | 305.6667
72 | 2002004337 | 316 | 306
73 | 2002004337 | 316.3333 | 306.3333
74 | 2002004337 | 316.6667 | 306.6667
75 | 2002004337 | 317 | 307
76 | 2002004337 | 316.3333 | 306.3333
77 | 2002004337 | 315.6667 | 305.6667
78 | 2002004337 | 315 | 305
79 | 2002004337 | 314.6667 | 304.6667
80 | 2002004337 | 314.3333 | 304.3333
81 | 2002004337 | 314 | 304
82 | 2002004337 | 316.3333 | 306.3333
83 | 2002004337 | 318.6667 | 308.6667
84 | 2002004337 | 321 | 311
85 | 2002004337 | 323.3333 | 313.3333
86 | 2002004337 | 325.6667 | 315.6667
87 | 2002004337 | 328 | 318
88 | 2002004337 | 328.3333 | 318.3333
89 | 2002004337 | 328.6667 | 318.6667
90 | 2002004337 | 329 | 339
91 | 2002004337 | 329 | 339
92 | 2002004337 | 329 | 339
93 | 2002004337 | 329 | 339
94 | 2002004337 | 328.6667 | 338.6667
95 | 2002004337 | 328.3333 | 338.3333
96 | 2002004337 | 328 | 338
97 | 2002004337 | 327.6667 | 337.6667
98 | 2002004337 | 327.3333 | 337.3333
99 | 2002004337 | 327 | 337
100 | 2002004337 | 328.6667 | 338.6667
101 | 2002004337 | 330.3333 | 340.3333
102 | 2002004337 | 332 | 342
103 | 2002004337 | 334.3333 | 344.3333
104 | 2002004337 | 336.6667 | 346.6667
105 | 2002004337 | 339 | 349
106 | 2002004337 | 339.3333 | 349.3333
107 | 2002004337 | 339.6667 | 349.6667
108 | 2002004337 | 340 | 350
109 | 2002004337 | 342.3333 | 352.3333
110 | 2002004337 | 344.6667 | 354.6667
111 | 2002004337 | 347 | 357
112 | 2002004337 | 349.6667 | 359.6667
113 | 2002004337 | 352.3333 | 362.3333
114 | 2002004337 | 355 | 365
115 | 2002004337 | 360.3333 | 370.3333
116 | 2002004337 | 365.6667 | 375.6667
117 | 2002004337 | 371 | 381
118 | 2002004337 | 373.6667 | 383.6667
119 | 2002004337 | 376.3333 | 386.3333
120 | 2002004337 | 379 | 389
121 | 2002004337 | 383.3333 | 393.3333
122 | 2002004337 | 387.6667 | 377.6667
123 | 2002004337 | 392 | 382
124 | 2002004337 | 395.3333 | 385.3333
125 | 2002004337 | 398.6667 | 388.6667
126 | 2002004337 | 402 | 392
127 | 2002004337 | 404.3333 | 394.3333
128 | 2002004337 | 406.6667 | 396.6667
129 | 2002004337 | 409 | 399
130 | 2002004337 | 409 | 399
131 | 2002004337 | 409 | 399
132 | 2002004337 | 409 | 399
133 | 2002004337 | 408.3333 | 398.3333
134 | 2002004337 | 407.6667 | 397.6667
135 | 2002004337 | 407 | 397
136 | 2002004337 | 407 | 397
137 | 2002004337 | 407 | 397
138 | 2002004337 | 407 | 397
139 | 2002004337 | 407 | 397
140 | 2002004337 | 407 | 397
141 | 2002004337 | 407 | 397
142 | 2002004337 | 406 | 396
143 | 2002004337 | 405 | 395
0 | 2004006737 | 343 | 333
1 | 2004006737 | 344 | 334
2 | 2004006737 | 345 | 335
3 | 2004006737 | 346 | 336
4 | 2004006737 | 348 | 338
5 | 2004006737 | 350 | 340
6 | 2004006737 | 352 | 342
7 | 2004006737 | 353 | 343
8 | 2004006737 | 354 | 344
9 | 2004006737 | 355 | 345
10 | 2004006737 | 356.6667 | 346.6667
11 | 2004006737 | 358.3333 | 348.3333
12 | 2004006737 | 360 | 350
13 | 2004006737 | 363.6667 | 353.6667
14 | 2004006737 | 367.3333 | 357.3333
15 | 2004006737 | 371 | 361
16 | 2004006737 | 373.3333 | 363.3333
17 | 2004006737 | 375.6667 | 365.6667
18 | 2004006737 | 378 | 368
19 | 2004006737 | 378.6667 | 368.6667
20 | 2004006737 | 379.3333 | 369.3333
21 | 2004006737 | 380 | 370
22 | 2004006737 | 381.3333 | 371.3333
23 | 2004006737 | 382.6667 | 372.6667
24 | 2004006737 | 384 | 374
25 | 2004006737 | 385.3333 | 375.3333
26 | 2004006737 | 386.6667 | 376.6667
27 | 2004006737 | 388 | 378
28 | 2004006737 | 387 | 377
29 | 2004006737 | 386 | 376
30 | 2004006737 | 385 | 375
31 | 2004006737 | 383 | 373
32 | 2004006737 | 381 | 371
33 | 2004006737 | 379 | 369
34 | 2004006737 | 378.3333 | 368.3333
35 | 2004006737 | 377.6667 | 367.6667
36 | 2004006737 | 377 | 367
37 | 2004006737 | 377.3333 | 367.3333
38 | 2004006737 | 377.6667 | 367.6667
39 | 2004006737 | 378 | 368
40 | 2004006737 | 379.6667 | 369.6667
41 | 2004006737 | 381.3333 | 371.3333
42 | 2004006737 | 383 | 373
43 | 2004006737 | 385.3333 | 375.3333
44 | 2004006737 | 387.6667 | 377.6667
45 | 2004006737 | 390 | 380
46 | 2004006737 | 391.3333 | 381.3333
47 | 2004006737 | 392.6667 | 382.6667
48 | 2004006737 | 394 | 384
49 | 2004006737 | 393.3333 | 383.3333
50 | 2004006737 | 392.6667 | 382.6667
51 | 2004006737 | 392 | 382
52 | 2004006737 | 387.6667 | 377.6667
53 | 2004006737 | 383.3333 | 373.3333
54 | 2004006737 | 379 | 369
55 | 2004006737 | 372.3333 | 362.3333
56 | 2004006737 | 365.6667 | 355.6667
57 | 2004006737 | 359 | 349
58 | 2004006737 | 353.6667 | 343.6667
59 | 2004006737 | 348.3333 | 338.3333
60 | 2004006737 | 343 | 333
61 | 2004006737 | 338.3333 | 328.3333
62 | 2004006737 | 333.6667 | 323.6667
63 | 2004006737 | 329 | 319
64 | 2004006737 | 326 | 316
65 | 2004006737 | 323 | 313
66 | 2004006737 | 320 | 310
67 | 2004006737 | 318.3333 | 308.3333
68 | 2004006737 | 316.6667 | 306.6667
69 | 2004006737 | 315 | 305
70 | 2004006737 | 315.3333 | 305.3333
71 | 2004006737 | 315.6667 | 305.6667
72 | 2004006737 | 316 | 306
73 | 2004006737 | 316.3333 | 306.3333
74 | 2004006737 | 316.6667 | 306.6667
75 | 2004006737 | 317 | 307
76 | 2004006737 | 316.3333 | 306.3333
77 | 2004006737 | 315.6667 | 305.6667
78 | 2004006737 | 315 | 305
79 | 2004006737 | 314.6667 | 304.6667
80 | 2004006737 | 314.3333 | 304.3333
81 | 2004006737 | 314 | 304
82 | 2004006737 | 316.3333 | 306.3333
83 | 2004006737 | 318.6667 | 308.6667
84 | 2004006737 | 321 | 311
85 | 2004006737 | 323.3333 | 313.3333
86 | 2004006737 | 325.6667 | 315.6667
87 | 2004006737 | 328 | 318
88 | 2004006737 | 328.3333 | 318.3333
89 | 2004006737 | 328.6667 | 318.6667
90 | 2004006737 | 329 | 339
91 | 2004006737 | 329 | 339
92 | 2004006737 | 329 | 339
93 | 2004006737 | 329 | 339
94 | 2004006737 | 328.6667 | 338.6667
95 | 2004006737 | 328.3333 | 338.3333
96 | 2004006737 | 328 | 338
97 | 2004006737 | 327.6667 | 337.6667
98 | 2004006737 | 327.3333 | 337.3333
99 | 2004006737 | 327 | 337
100 | 2004006737 | 328.6667 | 338.6667
101 | 2004006737 | 330.3333 | 340.3333
102 | 2004006737 | 332 | 342
103 | 2004006737 | 334.3333 | 344.3333
104 | 2004006737 | 336.6667 | 346.6667
105 | 2004006737 | 339 | 349
106 | 2004006737 | 339.3333 | 349.3333
107 | 2004006737 | 339.6667 | 349.6667
108 | 2004006737 | 340 | 350
109 | 2004006737 | 342.3333 | 352.3333
110 | 2004006737 | 344.6667 | 354.6667
111 | 2004006737 | 347 | 357
112 | 2004006737 | 349.6667 | 359.6667
113 | 2004006737 | 352.3333 | 362.3333
114 | 2004006737 | 355 | 365
115 | 2004006737 | 360.3333 | 370.3333
116 | 2004006737 | 365.6667 | 375.6667
117 | 2004006737 | 371 | 381
118 | 2004006737 | 373.6667 | 383.6667
119 | 2004006737 | 376.3333 | 386.3333
120 | 2004006737 | 379 | 389
121 | 2004006737 | 383.3333 | 393.3333
122 | 2004006737 | 387.6667 | 377.6667
123 | 2004006737 | 392 | 382
124 | 2004006737 | 395.3333 | 385.3333
125 | 2004006737 | 398.6667 | 388.6667
126 | 2004006737 | 402 | 392
127 | 2004006737 | 404.3333 | 394.3333
128 | 2004006737 | 406.6667 | 396.6667
129 | 2004006737 | 409 | 399
130 | 2004006737 | 409 | 399
131 | 2004006737 | 409 | 399
132 | 2004006737 | 409 | 399
133 | 2004006737 | 408.3333 | 398.3333
134 | 2004006737 | 407.6667 | 397.6667
135 | 2004006737 | 407 | 397
136 | 2004006737 | 407 | 397
137 | 2004006737 | 407 | 397
138 | 2004006737 | 407 | 397
139 | 2004006737 | 407 | 397
140 | 2004006737 | 407 | 397
141 | 2004006737 | 407 | 397
142 | 2004006737 | 406 | 396
143 | 2004006737 | 405 | 395
0 | 2005007208 | 343 | 333
1 | 2005007208 | 344 | 334
2 | 2005007208 | 345 | 335
3 | 2005007208 | 346 | 336
4 | 2005007208 | 348 | 338
5 | 2005007208 | 350 | 340
6 | 2005007208 | 352 | 342
7 | 2005007208 | 353 | 343
8 | 2005007208 | 354 | 344
9 | 2005007208 | 355 | 345
10 | 2005007208 | 356.6667 | 346.6667
11 | 2005007208 | 358.3333 | 348.3333
12 | 2005007208 | 360 | 350
13 | 2005007208 | 363.6667 | 353.6667
14 | 2005007208 | 367.3333 | 357.3333
15 | 2005007208 | 371 | 361
16 | 2005007208 | 373.3333 | 363.3333
17 | 2005007208 | 375.6667 | 365.6667
18 | 2005007208 | 378 | 368
19 | 2005007208 | 378.6667 | 368.6667
20 | 2005007208 | 379.3333 | 369.3333
21 | 2005007208 | 380 | 370
22 | 2005007208 | 381.3333 | 371.3333
23 | 2005007208 | 382.6667 | 372.6667
24 | 2005007208 | 384 | 374
25 | 2005007208 | 385.3333 | 375.3333
26 | 2005007208 | 386.6667 | 376.6667
27 | 2005007208 | 388 | 378
28 | 2005007208 | 387 | 377
29 | 2005007208 | 386 | 376
30 | 2005007208 | 385 | 375
31 | 2005007208 | 383 | 373
32 | 2005007208 | 381 | 371
33 | 2005007208 | 379 | 369
34 | 2005007208 | 378.3333 | 368.3333
35 | 2005007208 | 377.6667 | 367.6667
36 | 2005007208 | 377 | 367
37 | 2005007208 | 377.3333 | 367.3333
38 | 2005007208 | 377.6667 | 367.6667
39 | 2005007208 | 378 | 368
40 | 2005007208 | 379.6667 | 369.6667
41 | 2005007208 | 381.3333 | 371.3333
42 | 2005007208 | 383 | 373
43 | 2005007208 | 385.3333 | 375.3333
44 | 2005007208 | 387.6667 | 377.6667
45 | 2005007208 | 390 | 380
46 | 2005007208 | 391.3333 | 381.3333
47 | 2005007208 | 392.6667 | 382.6667
48 | 2005007208 | 394 | 384
49 | 2005007208 | 393.3333 | 383.3333
50 | 2005007208 | 392.6667 | 382.6667
51 | 2005007208 | 392 | 382
52 | 2005007208 | 387.6667 | 377.6667
53 | 2005007208 | 383.3333 | 373.3333
54 | 2005007208 | 379 | 369
55 | 2005007208 | 372.3333 | 362.3333
56 | 2005007208 | 365.6667 | 355.6667
57 | 2005007208 | 359 | 349
58 | 2005007208 | 353.6667 | 343.6667
59 | 2005007208 | 348.3333 | 338.3333
60 | 2005007208 | 343 | 333
61 | 2005007208 | 338.3333 | 328.3333
62 | 2005007208 | 333.6667 | 323.6667
63 | 2005007208 | 329 | 319
64 | 2005007208 | 326 | 316
65 | 2005007208 | 323 | 313
66 | 2005007208 | 320 | 310
67 | 2005007208 | 318.3333 | 308.3333
68 | 2005007208 | 316.6667 | 306.6667
69 | 2005007208 | 315 | 305
70 | 2005007208 | 315.3333 | 305.3333
71 | 2005007208 | 315.6667 | 305.6667
72 | 2005007208 | 316 | 306
73 | 2005007208 | 316.3333 | 306.3333
74 | 2005007208 | 316.6667 | 306.6667
75 | 2005007208 | 317 | 307
76 | 2005007208 | 316.3333 | 306.3333
77 | 2005007208 | 315.6667 | 305.6667
78 | 2005007208 | 315 | 305
79 | 2005007208 | 314.6667 | 304.6667
80 | 2005007208 | 314.3333 | 304.3333
81 | 2005007208 | 314 | 304
82 | 2005007208 | 316.3333 | 306.3333
83 | 2005007208 | 318.6667 | 308.6667
84 | 2005007208 | 321 | 311
85 | 2005007208 | 323.3333 | 313.3333
86 | 2005007208 | 325.6667 | 315.6667
87 | 2005007208 | 328 | 318
88 | 2005007208 | 328.3333 | 318.3333
89 | 2005007208 | 328.6667 | 318.6667
90 | 2005007208 | 329 | 339
91 | 2005007208 | 329 | 339
92 | 2005007208 | 329 | 339
93 | 2005007208 | 329 | 339
94 | 2005007208 | 328.6667 | 338.6667
95 | 2005007208 | 328.3333 | 338.3333
96 | 2005007208 | 328 | 338
97 | 2005007208 | 327.6667 | 337.6667
98 | 2005007208 | 327.3333 | 337.3333
99 | 2005007208 | 327 | 337
100 | 2005007208 | 328.6667 | 338.6667
101 | 2005007208 | 330.3333 | 340.3333
102 | 2005007208 | 332 | 342
103 | 2005007208 | 334.3333 | 344.3333
104 | 2005007208 | 336.6667 | 346.6667
105 | 2005007208 | 339 | 349
106 | 2005007208 | 339.3333 | 349.3333
107 | 2005007208 | 339.6667 | 349.6667
108 | 2005007208 | 340 | 350
109 | 2005007208 | 342.3333 | 352.3333
110 | 2005007208 | 344.6667 | 354.6667
111 | 2005007208 | 347 | 357
112 | 2005007208 | 349.6667 | 359.6667
113 | 2005007208 | 352.3333 | 362.3333
114 | 2005007208 | 355 | 365
115 | 2005007208 | 360.3333 | 370.3333
116 | 2005007208 | 365.6667 | 375.6667
117 | 2005007208 | 371 | 381
118 | 2005007208 | 373.6667 | 383.6667
119 | 2005007208 | 376.3333 | 386.3333
120 | 2005007208 | 379 | 389
121 | 2005007208 | 383.3333 | 393.3333
122 | 2005007208 | 387.6667 | 377.6667
123 | 2005007208 | 392 | 382
124 | 2005007208 | 395.3333 | 385.3333
125 | 2005007208 | 398.6667 | 388.6667
126 | 2005007208 | 402 | 392
127 | 2005007208 | 404.3333 | 394.3333
128 | 2005007208 | 406.6667 | 396.6667
129 | 2005007208 | 409 | 399
130 | 2005007208 | 409 | 399
131 | 2005007208 | 409 | 399
132 | 2005007208 | 409 | 399
133 | 2005007208 | 408.3333 | 398.3333
134 | 2005007208 | 407.6667 | 397.6667
135 | 2005007208 | 407 | 397
136 | 2005007208 | 407 | 397
137 | 2005007208 | 407 | 397
138 | 2005007208 | 407 | 397
139 | 2005007208 | 407 | 397
140 | 2005007208 | 407 | 397
141 | 2005007208 | 407 | 397
142 | 2005007208 | 406 | 396
143 | 2005007208 | 405 | 395
0 | 2007002106 | 343 | 333
1 | 2007002106 | 344 | 334
2 | 2007002106 | 345 | 335
3 | 2007002106 | 346 | 336
4 | 2007002106 | 348 | 338
5 | 2007002106 | 350 | 340
6 | 2007002106 | 352 | 342
7 | 2007002106 | 353 | 343
8 | 2007002106 | 354 | 344
9 | 2007002106 | 355 | 345
10 | 2007002106 | 356.6667 | 346.6667
11 | 2007002106 | 358.3333 | 348.3333
12 | 2007002106 | 360 | 350
13 | 2007002106 | 363.6667 | 353.6667
14 | 2007002106 | 367.3333 | 357.3333
15 | 2007002106 | 371 | 361
16 | 2007002106 | 373.3333 | 363.3333
17 | 2007002106 | 375.6667 | 365.6667
18 | 2007002106 | 378 | 368
19 | 2007002106 | 378.6667 | 368.6667
20 | 2007002106 | 379.3333 | 369.3333
21 | 2007002106 | 380 | 370
22 | 2007002106 | 381.3333 | 371.3333
23 | 2007002106 | 382.6667 | 372.6667
24 | 2007002106 | 384 | 374
25 | 2007002106 | 385.3333 | 375.3333
26 | 2007002106 | 386.6667 | 376.6667
27 | 2007002106 | 388 | 378
28 | 2007002106 | 387 | 377
29 | 2007002106 | 386 | 376
30 | 2007002106 | 385 | 375
31 | 2007002106 | 383 | 373
32 | 2007002106 | 381 | 371
33 | 2007002106 | 379 | 369
34 | 2007002106 | 378.3333 | 368.3333
35 | 2007002106 | 377.6667 | 367.6667
36 | 2007002106 | 377 | 367
37 | 2007002106 | 377.3333 | 367.3333
38 | 2007002106 | 377.6667 | 367.6667
39 | 2007002106 | 378 | 368
40 | 2007002106 | 379.6667 | 369.6667
41 | 2007002106 | 381.3333 | 371.3333
42 | 2007002106 | 383 | 373
43 | 2007002106 | 385.3333 | 375.3333
44 | 2007002106 | 387.6667 | 377.6667
45 | 2007002106 | 390 | 380
46 | 2007002106 | 391.3333 | 381.3333
47 | 2007002106 | 392.6667 | 382.6667
48 | 2007002106 | 394 | 384
49 | 2007002106 | 393.3333 | 383.3333
50 | 2007002106 | 392.6667 | 382.6667
51 | 2007002106 | 392 | 382
52 | 2007002106 | 387.6667 | 377.6667
53 | 2007002106 | 383.3333 | 373.3333
54 | 2007002106 | 379 | 369
55 | 2007002106 | 372.3333 | 362.3333
56 | 2007002106 | 365.6667 | 355.6667
57 | 2007002106 | 359 | 349
58 | 2007002106 | 353.6667 | 343.6667
59 | 2007002106 | 348.3333 | 338.3333
60 | 2007002106 | 343 | 333
61 | 2007002106 | 338.3333 | 328.3333
62 | 2007002106 | 333.6667 | 323.6667
63 | 2007002106 | 329 | 319
64 | 2007002106 | 326 | 316
65 | 2007002106 | 323 | 313
66 | 2007002106 | 320 | 310
67 | 2007002106 | 318.3333 | 308.3333
68 | 2007002106 | 316.6667 | 306.6667
69 | 2007002106 | 315 | 305
70 | 2007002106 | 315.3333 | 305.3333
71 | 2007002106 | 315.6667 | 305.6667
72 | 2007002106 | 316 | 306
73 | 2007002106 | 316.3333 | 306.3333
74 | 2007002106 | 316.6667 | 306.6667
75 | 2007002106 | 317 | 307
76 | 2007002106 | 316.3333 | 306.3333
77 | 2007002106 | 315.6667 | 305.6667
78 | 2007002106 | 315 | 305
79 | 2007002106 | 314.6667 | 304.6667
80 | 2007002106 | 314.3333 | 304.3333
81 | 2007002106 | 314 | 304
82 | 2007002106 | 316.3333 | 306.3333
83 | 2007002106 | 318.6667 | 308.6667
84 | 2007002106 | 321 | 311
85 | 2007002106 | 323.3333 | 313.3333
86 | 2007002106 | 325.6667 | 315.6667
87 | 2007002106 | 328 | 318
88 | 2007002106 | 328.3333 | 318.3333
89 | 2007002106 | 328.6667 | 318.6667
90 | 2007002106 | 329 | 339
91 | 2007002106 | 329 | 339
92 | 2007002106 | 329 | 339
93 | 2007002106 | 329 | 339
94 | 2007002106 | 328.6667 | 338.6667
95 | 2007002106 | 328.3333 | 338.3333
96 | 2007002106 | 328 | 338
97 | 2007002106 | 327.6667 | 337.6667
98 | 2007002106 | 327.3333 | 337.3333
99 | 2007002106 | 327 | 337
100 | 2007002106 | 328.6667 | 338.6667
101 | 2007002106 | 330.3333 | 340.3333
102 | 2007002106 | 332 | 342
103 | 2007002106 | 334.3333 | 344.3333
104 | 2007002106 | 336.6667 | 346.6667
105 | 2007002106 | 339 | 349
106 | 2007002106 | 339.3333 | 349.3333
107 | 2007002106 | 339.6667 | 349.6667
108 | 2007002106 | 340 | 350
109 | 2007002106 | 342.3333 | 352.3333
110 | 2007002106 | 344.6667 | 354.6667
111 | 2007002106 | 347 | 357
112 | 2007002106 | 349.6667 | 359.6667
113 | 2007002106 | 352.3333 | 362.3333
114 | 2007002106 | 355 | 365
115 | 2007002106 | 360.3333 | 370.3333
116 | 2007002106 | 365.6667 | 375.6667
117 | 2007002106 | 371 | 381
118 | 2007002106 | 373.6667 | 383.6667
119 | 2007002106 | 376.3333 | 386.3333
120 | 2007002106 | 379 | 389
121 | 2007002106 | 383.3333 | 393.3333
122 | 2007002106 | 387.6667 | 377.6667
123 | 2007002106 | 392 | 382
124 | 2007002106 | 395.3333 | 385.3333
125 | 2007002106 | 398.6667 | 388.6667
126 | 2007002106 | 402 | 392
127 | 2007002106 | 404.3333 | 394.3333
128 | 2007002106 | 406.6667 | 396.6667
129 | 2007002106 | 409 | 399
130 | 2007002106 | 409 | 399
131 | 2007002106 | 409 | 399
132 | 2007002106 | 409 | 399
133 | 2007002106 | 408.3333 | 398.3333
134 | 2007002106 | 407.6667 | 397.6667
135 | 2007002106 | 407 | 397
136 | 2007002106 | 407 | 397
137 | 2007002106 | 407 | 397
138 | 2007002106 | 407 | 397
139 | 2007002106 | 407 | 397
140 | 2007002106 | 407 | 397
141 | 2007002106 | 407 | 397
142 | 2007002106 | 406 | 396
143 | 2007002106 | 405 | 395
0 | 2003009028 | 343 | 333
1 | 2003009028 | 344 | 334
2 | 2003009028 | 345 | 335
3 | 2003009028 | 346 | 336
4 | 2003009028 | 348 | 338
5 | 2003009028 | 350 | 340
6 | 2003009028 | 352 | 342
7 | 2003009028 | 353 | 343
8 | 2003009028 | 354 | 344
9 | 2003009028 | 355 | 345
10 | 2003009028 | 356.6667 | 346.6667
11 | 2003009028 | 358.3333 | 348.3333
12 | 2003009028 | 360 | 350
13 | 2003009028 | 363.6667 | 353.6667
14 | 2003009028 | 367.3333 | 357.3333
15 | 2003009028 | 371 | 361
16 | 2003009028 | 373.3333 | 363.3333
17 | 2003009028 | 375.6667 | 365.6667
18 | 2003009028 | 378 | 368
19 | 2003009028 | 378.6667 | 368.6667
20 | 2003009028 | 379.3333 | 369.3333
21 | 2003009028 | 380 | 370
22 | 2003009028 | 381.3333 | 371.3333
23 | 2003009028 | 382.6667 | 372.6667
24 | 2003009028 | 384 | 374
25 | 2003009028 | 385.3333 | 375.3333
26 | 2003009028 | 386.6667 | 376.6667
27 | 2003009028 | 388 | 378
28 | 2003009028 | 387 | 377
29 | 2003009028 | 386 | 376
30 | 2003009028 | 385 | 375
31 | 2003009028 | 383 | 373
32 | 2003009028 | 381 | 371
33 | 2003009028 | 379 | 369
34 | 2003009028 | 378.3333 | 368.3333
35 | 2003009028 | 377.6667 | 367.6667
36 | 2003009028 | 377 | 367
37 | 2003009028 | 377.3333 | 367.3333
38 | 2003009028 | 377.6667 | 367.6667
39 | 2003009028 | 378 | 368
40 | 2003009028 | 379.6667 | 369.6667
41 | 2003009028 | 381.3333 | 371.3333
42 | 2003009028 | 383 | 373
43 | 2003009028 | 385.3333 | 375.3333
44 | 2003009028 | 387.6667 | 377.6667
45 | 2003009028 | 390 | 380
46 | 2003009028 | 391.3333 | 381.3333
47 | 2003009028 | 392.6667 | 382.6667
48 | 2003009028 | 394 | 384
49 | 2003009028 | 393.3333 | 383.3333
50 | 2003009028 | 392.6667 | 382.6667
51 | 2003009028 | 392 | 382
52 | 2003009028 | 387.6667 | 377.6667
53 | 2003009028 | 383.3333 | 373.3333
54 | 2003009028 | 379 | 369
55 | 2003009028 | 372.3333 | 362.3333
56 | 2003009028 | 365.6667 | 355.6667
57 | 2003009028 | 359 | 349
58 | 2003009028 | 353.6667 | 343.6667
59 | 2003009028 | 348.3333 | 338.3333
60 | 2003009028 | 343 | 333
61 | 2003009028 | 338.3333 | 328.3333
62 | 2003009028 | 333.6667 | 323.6667
63 | 2003009028 | 329 | 319
64 | 2003009028 | 326 | 316
65 | 2003009028 | 323 | 313
66 | 2003009028 | 320 | 310
67 | 2003009028 | 318.3333 | 308.3333
68 | 2003009028 | 316.6667 | 306.6667
69 | 2003009028 | 315 | 305
70 | 2003009028 | 315.3333 | 305.3333
71 | 2003009028 | 315.6667 | 305.6667
72 | 2003009028 | 316 | 306
73 | 2003009028 | 316.3333 | 306.3333
74 | 2003009028 | 316.6667 | 306.6667
75 | 2003009028 | 317 | 307
76 | 2003009028 | 316.3333 | 306.3333
77 | 2003009028 | 315.6667 | 305.6667
78 | 2003009028 | 315 | 305
79 | 2003009028 | 314.6667 | 304.6667
80 | 2003009028 | 314.3333 | 304.3333
81 | 2003009028 | 314 | 304
82 | 2003009028 | 316.3333 | 306.3333
83 | 2003009028 | 318.6667 | 308.6667
84 | 2003009028 | 321 | 311
85 | 2003009028 | 323.3333 | 313.3333
86 | 2003009028 | 325.6667 | 315.6667
87 | 2003009028 | 328 | 318
88 | 2003009028 | 328.3333 | 318.3333
89 | 2003009028 | 328.6667 | 318.6667
90 | 2003009028 | 329 | 339
91 | 2003009028 | 329 | 339
92 | 2003009028 | 329 | 339
93 | 2003009028 | 329 | 339
94 | 2003009028 | 328.6667 | 338.6667
95 | 2003009028 | 328.3333 | 338.3333
96 | 2003009028 | 328 | 338
97 | 2003009028 | 327.6667 | 337.6667
98 | 2003009028 | 327.3333 | 337.3333
99 | 2003009028 | 327 | 337
100 | 2003009028 | 328.6667 | 338.6667
101 | 2003009028 | 330.3333 | 340.3333
102 | 2003009028 | 332 | 342
103 | 2003009028 | 334.3333 | 344.3333
104 | 2003009028 | 336.6667 | 346.6667
105 | 2003009028 | 339 | 349
106 | 2003009028 | 339.3333 | 349.3333
107 | 2003009028 | 339.6667 | 349.6667
108 | 2003009028 | 340 | 350
109 | 2003009028 | 342.3333 | 352.3333
110 | 2003009028 | 344.6667 | 354.6667
111 | 2003009028 | 347 | 357
112 | 2003009028 | 349.6667 | 359.6667
113 | 2003009028 | 352.3333 | 362.3333
114 | 2003009028 | 355 | 365
115 | 2003009028 | 360.3333 | 370.3333
116 | 2003009028 | 365.6667 | 375.6667
117 | 2003009028 | 371 | 381
118 | 2003009028 | 373.6667 | 383.6667
119 | 2003009028 | 376.3333 | 386.3333
120 | 2003009028 | 379 | 389
121 | 2003009028 | 383.3333 | 393.3333
122 | 2003009028 | 387.6667 | 377.6667
123 | 2003009028 | 392 | 382
124 | 2003009028 | 395.3333 | 385.3333
125 | 2003009028 | 398.6667 | 388.6667
126 | 2003009028 | 402 | 392
127 | 2003009028 | 404.3333 | 394.3333
128 | 2003009028 | 406.6667 | 396.6667
129 | 2003009028 | 409 | 399
130 | 2003009028 | 409 | 399
131 | 2003009028 | 409 | 399
132 | 2003009028 | 409 | 399
133 | 2003009028 | 408.3333 | 398.3333
134 | 2003009028 | 407.6667 | 397.6667
135 | 2003009028 | 407 | 397
136 | 2003009028 | 407 | 397
137 | 2003009028 | 407 | 397
138 | 2003009028 | 407 | 397
139 | 2003009028 | 407 | 397
140 | 2003009028 | 407 | 397
141 | 2003009028 | 407 | 397
142 | 2003009028 | 406 | 396
143 | 2003009028 | 405 | 395
0 | 2014006157 | 343 | 333
1 | 2014006157 | 344 | 334
2 | 2014006157 | 345 | 335
3 | 2014006157 | 346 | 336
4 | 2014006157 | 348 | 338
5 | 2014006157 | 350 | 340
6 | 2014006157 | 352 | 342
7 | 2014006157 | 353 | 343
8 | 2014006157 | 354 | 344
9 | 2014006157 | 355 | 345
10 | 2014006157 | 356.6667 | 346.6667
11 | 2014006157 | 358.3333 | 348.3333
12 | 2014006157 | 360 | 350
13 | 2014006157 | 363.6667 | 353.6667
14 | 2014006157 | 367.3333 | 357.3333
15 | 2014006157 | 371 | 361
16 | 2014006157 | 373.3333 | 363.3333
17 | 2014006157 | 375.6667 | 365.6667
18 | 2014006157 | 378 | 368
19 | 2014006157 | 378.6667 | 368.6667
20 | 2014006157 | 379.3333 | 369.3333
21 | 2014006157 | 380 | 370
22 | 2014006157 | 381.3333 | 371.3333
23 | 2014006157 | 382.6667 | 372.6667
24 | 2014006157 | 384 | 374
25 | 2014006157 | 385.3333 | 375.3333
26 | 2014006157 | 386.6667 | 376.6667
27 | 2014006157 | 388 | 378
28 | 2014006157 | 387 | 377
29 | 2014006157 | 386 | 376
30 | 2014006157 | 385 | 375
31 | 2014006157 | 383 | 373
32 | 2014006157 | 381 | 371
33 | 2014006157 | 379 | 369
34 | 2014006157 | 378.3333 | 368.3333
35 | 2014006157 | 377.6667 | 367.6667
36 | 2014006157 | 377 | 367
37 | 2014006157 | 377.3333 | 367.3333
38 | 2014006157 | 377.6667 | 367.6667
39 | 2014006157 | 378 | 368
40 | 2014006157 | 379.6667 | 369.6667
41 | 2014006157 | 381.3333 | 371.3333
42 | 2014006157 | 383 | 373
43 | 2014006157 | 385.3333 | 375.3333
44 | 2014006157 | 387.6667 | 377.6667
45 | 2014006157 | 390 | 380
46 | 2014006157 | 391.3333 | 381.3333
47 | 2014006157 | 392.6667 | 382.6667
48 | 2014006157 | 394 | 384
49 | 2014006157 | 393.3333 | 383.3333
50 | 2014006157 | 392.6667 | 382.6667
51 | 2014006157 | 392 | 382
52 | 2014006157 | 387.6667 | 377.6667
53 | 2014006157 | 383.3333 | 373.3333
54 | 2014006157 | 379 | 369
55 | 2014006157 | 372.3333 | 362.3333
56 | 2014006157 | 365.6667 | 355.6667
57 | 2014006157 | 359 | 349
58 | 2014006157 | 353.6667 | 343.6667
59 | 2014006157 | 348.3333 | 338.3333
60 | 2014006157 | 343 | 333
61 | 2014006157 | 338.3333 | 328.3333
62 | 2014006157 | 333.6667 | 323.6667
63 | 2014006157 | 329 | 319
64 | 2014006157 | 326 | 316
65 | 2014006157 | 323 | 313
66 | 2014006157 | 320 | 310
67 | 2014006157 | 318.3333 | 308.3333
68 | 2014006157 | 316.6667 | 306.6667
69 | 2014006157 | 315 | 305
70 | 2014006157 | 315.3333 | 305.3333
71 | 2014006157 | 315.6667 | 305.6667
72 | 2014006157 | 316 | 306
73 | 2014006157 | 316.3333 | 306.3333
74 | 2014006157 | 316.6667 | 306.6667
75 | 2014006157 | 317 | 307
76 | 2014006157 | 316.3333 | 306.3333
77 | 2014006157 | 315.6667 | 305.6667
78 | 2014006157 | 315 | 305
79 | 2014006157 | 314.6667 | 304.6667
80 | 2014006157 | 314.3333 | 304.3333
81 | 2014006157 | 314 | 304
82 | 2014006157 | 316.3333 | 306.3333
83 | 2014006157 | 318.6667 | 308.6667
84 | 2014006157 | 321 | 311
85 | 2014006157 | 323.3333 | 313.3333
86 | 2014006157 | 325.6667 | 315.6667
87 | 2014006157 | 328 | 318
88 | 2014006157 | 328.3333 | 318.3333
89 | 2014006157 | 328.6667 | 318.6667
90 | 2014006157 | 329 | 339
91 | 2014006157 | 329 | 339
92 | 2014006157 | 329 | 339
93 | 2014006157 | 329 | 339
94 | 2014006157 | 328.6667 | 338.6667
95 | 2014006157 | 328.3333 | 338.3333
96 | 2014006157 | 328 | 338
97 | 2014006157 | 327.6667 | 337.6667
98 | 2014006157 | 327.3333 | 337.3333
99 | 2014006157 | 327 | 337
100 | 2014006157 | 328.6667 | 338.6667
101 | 2014006157 | 330.3333 | 340.3333
102 | 2014006157 | 332 | 342
103 | 2014006157 | 334.3333 | 344.3333
104 | 2014006157 | 336.6667 | 346.6667
105 | 2014006157 | 339 | 349
106 | 2014006157 | 339.3333 | 349.3333
107 | 2014006157 | 339.6667 | 349.6667
108 | 2014006157 | 340 | 350
109 | 2014006157 | 342.3333 | 352.3333
110 | 2014006157 | 344.6667 | 354.6667
111 | 2014006157 | 347 | 357
112 | 2014006157 | 349.6667 | 359.6667
113 | 2014006157 | 352.3333 | 362.3333
114 | 2014006157 | 355 | 365
115 | 2014006157 | 360.3333 | 370.3333
116 | 2014006157 | 365.6667 | 375.6667
117 | 2014006157 | 371 | 381
118 | 2014006157 | 373.6667 | 383.6667
119 | 2014006157 | 376.3333 | 386.3333
120 | 2014006157 | 379 | 389
121 | 2014006157 | 383.3333 | 393.3333
122 | 2014006157 | 387.6667 | 377.6667
123 | 2014006157 | 392 | 382
124 | 2014006157 | 395.3333 | 385.3333
125 | 2014006157 | 398.6667 | 388.6667
126 | 2014006157 | 402 | 392
127 | 2014006157 | 404.3333 | 394.3333
128 | 2014006157 | 406.6667 | 396.6667
129 | 2014006157 | 409 | 399
130 | 2014006157 | 409 | 399
131 | 2014006157 | 409 | 399
132 | 2014006157 | 409 | 399
133 | 2014006157 | 408.3333 | 398.3333
134 | 2014006157 | 407.6667 | 397.6667
135 | 2014006157 | 407 | 397
136 | 2014006157 | 407 | 397
137 | 2014006157 | 407 | 397
138 | 2014006157 | 407 | 397
139 | 2014006157 | 407 | 397
140 | 2014006157 | 407 | 397
141 | 2014006157 | 407 | 397
142 | 2014006157 | 406 | 396
143 | 2014006157 | 405 | 395
0 | 2006001849 | 343 | 333
1 | 2006001849 | 344 | 334
2 | 2006001849 | 345 | 335
3 | 2006001849 | 346 | 336
4 | 2006001849 | 348 | 338
5 | 2006001849 | 350 | 340
6 | 2006001849 | 352 | 342
7 | 2006001849 | 353 | 343
8 | 2006001849 | 354 | 344
9 | 2006001849 | 355 | 345
10 | 2006001849 | 356.6667 | 346.6667
11 | 2006001849 | 358.3333 | 348.3333
12 | 2006001849 | 360 | 350
13 | 2006001849 | 363.6667 | 353.6667
14 | 2006001849 | 367.3333 | 357.3333
15 | 2006001849 | 371 | 361
16 | 2006001849 | 373.3333 | 363.3333
17 | 2006001849 | 375.6667 | 365.6667
18 | 2006001849 | 378 | 368
19 | 2006001849 | 378.6667 | 368.6667
20 | 2006001849 | 379.3333 | 369.3333
21 | 2006001849 | 380 | 370
22 | 2006001849 | 381.3333 | 371.3333
23 | 2006001849 | 382.6667 | 372.6667
24 | 2006001849 | 384 | 374
25 | 2006001849 | 385.3333 | 375.3333
26 | 2006001849 | 386.6667 | 376.6667
27 | 2006001849 | 388 | 378
28 | 2006001849 | 387 | 377
29 | 2006001849 | 386 | 376
30 | 2006001849 | 385 | 375
31 | 2006001849 | 383 | 373
32 | 2006001849 | 381 | 371
33 | 2006001849 | 379 | 369
34 | 2006001849 | 378.3333 | 368.3333
35 | 2006001849 | 377.6667 | 367.6667
36 | 2006001849 | 377 | 367
37 | 2006001849 | 377.3333 | 367.3333
38 | 2006001849 | 377.6667 | 367.6667
39 | 2006001849 | 378 | 368
40 | 2006001849 | 379.6667 | 369.6667
41 | 2006001849 | 381.3333 | 371.3333
42 | 2006001849 | 383 | 373
43 | 2006001849 | 385.3333 | 375.3333
44 | 2006001849 | 387.6667 | 377.6667
45 | 2006001849 | 390 | 380
46 | 2006001849 | 391.3333 | 381.3333
47 | 2006001849 | 392.6667 | 382.6667
48 | 2006001849 | 394 | 384
49 | 2006001849 | 393.3333 | 383.3333
50 | 2006001849 | 392.6667 | 382.6667
51 | 2006001849 | 392 | 382
52 | 2006001849 | 387.6667 | 377.6667
53 | 2006001849 | 383.3333 | 373.3333
54 | 2006001849 | 379 | 369
55 | 2006001849 | 372.3333 | 362.3333
56 | 2006001849 | 365.6667 | 355.6667
57 | 2006001849 | 359 | 349
58 | 2006001849 | 353.6667 | 343.6667
59 | 2006001849 | 348.3333 | 338.3333
60 | 2006001849 | 343 | 333
61 | 2006001849 | 338.3333 | 328.3333
62 | 2006001849 | 333.6667 | 323.6667
63 | 2006001849 | 329 | 319
64 | 2006001849 | 326 | 316
65 | 2006001849 | 323 | 313
66 | 2006001849 | 320 | 310
67 | 2006001849 | 318.3333 | 308.3333
68 | 2006001849 | 316.6667 | 306.6667
69 | 2006001849 | 315 | 305
70 | 2006001849 | 315.3333 | 305.3333
71 | 2006001849 | 315.6667 | 305.6667
72 | 2006001849 | 316 | 306
73 | 2006001849 | 316.3333 | 306.3333
74 | 2006001849 | 316.6667 | 306.6667
75 | 2006001849 | 317 | 307
76 | 2006001849 | 316.3333 | 306.3333
77 | 2006001849 | 315.6667 | 305.6667
78 | 2006001849 | 315 | 305
79 | 2006001849 | 314.6667 | 304.6667
80 | 2006001849 | 314.3333 | 304.3333
81 | 2006001849 | 314 | 304
82 | 2006001849 | 316.3333 | 306.3333
83 | 2006001849 | 318.6667 | 308.6667
84 | 2006001849 | 321 | 311
85 | 2006001849 | 323.3333 | 313.3333
86 | 2006001849 | 325.6667 | 315.6667
87 | 2006001849 | 328 | 318
88 | 2006001849 | 328.3333 | 318.3333
89 | 2006001849 | 328.6667 | 318.6667
90 | 2006001849 | 329 | 339
91 | 2006001849 | 329 | 339
92 | 2006001849 | 329 | 339
93 | 2006001849 | 329 | 339
94 | 2006001849 | 328.6667 | 338.6667
95 | 2006001849 | 328.3333 | 338.3333
96 | 2006001849 | 328 | 338
97 | 2006001849 | 327.6667 | 337.6667
98 | 2006001849 | 327.3333 | 337.3333
99 | 2006001849 | 327 | 337
100 | 2006001849 | 328.6667 | 338.6667
101 | 2006001849 | 330.3333 | 340.3333
102 | 2006001849 | 332 | 342
103 | 2006001849 | 334.3333 | 344.3333
104 | 2006001849 | 336.6667 | 346.6667
105 | 2006001849 | 339 | 349
106 | 2006001849 | 339.3333 | 349.3333
107 | 2006001849 | 339.6667 | 349.6667
108 | 2006001849 | 340 | 350
109 | 2006001849 | 342.3333 | 352.3333
110 | 2006001849 | 344.6667 | 354.6667
111 | 2006001849 | 347 | 357
112 | 2006001849 | 349.6667 | 359.6667
113 | 2006001849 | 352.3333 | 362.3333
114 | 2006001849 | 355 | 365
115 | 2006001849 | 360.3333 | 370.3333
116 | 2006001849 | 365.6667 | 375.6667
117 | 2006001849 | 371 | 381
118 | 2006001849 | 373.6667 | 383.6667
119 | 2006001849 | 376.3333 | 386.3333
120 | 2006001849 | 379 | 389
121 | 2006001849 | 383.3333 | 393.3333
122 | 2006001849 | 387.6667 | 377.6667
123 | 2006001849 | 392 | 382
124 | 2006001849 | 395.3333 | 385.3333
125 | 2006001849 | 398.6667 | 388.6667
126 | 2006001849 | 402 | 392
127 | 2006001849 | 404.3333 | 394.3333
128 | 2006001849 | 406.6667 | 396.6667
129 | 2006001849 | 409 | 399
130 | 2006001849 | 409 | 399
131 | 2006001849 | 409 | 399
132 | 2006001849 | 409 | 399
133 | 2006001849 | 408.3333 | 398.3333
134 | 2006001849 | 407.6667 | 397.6667
135 | 2006001849 | 407 | 397
136 | 2006001849 | 407 | 397
137 | 2006001849 | 407 | 397
138 | 2006001849 | 407 | 397
139 | 2006001849 | 407 | 397
140 | 2006001849 | 407 | 397
141 | 2006001849 | 407 | 397
142 | 2006001849 | 406 | 396
143 | 2006001849 | 405 | 395
0 | 2010000928 | 343 | 333
1 | 2010000928 | 344 | 334
2 | 2010000928 | 345 | 335
3 | 2010000928 | 346 | 336
4 | 2010000928 | 348 | 338
5 | 2010000928 | 350 | 340
6 | 2010000928 | 352 | 342
7 | 2010000928 | 353 | 343
8 | 2010000928 | 354 | 344
9 | 2010000928 | 355 | 345
10 | 2010000928 | 356.6667 | 346.6667
11 | 2010000928 | 358.3333 | 348.3333
12 | 2010000928 | 360 | 350
13 | 2010000928 | 363.6667 | 353.6667
14 | 2010000928 | 367.3333 | 357.3333
15 | 2010000928 | 371 | 361
16 | 2010000928 | 373.3333 | 363.3333
17 | 2010000928 | 375.6667 | 365.6667
18 | 2010000928 | 378 | 368
19 | 2010000928 | 378.6667 | 368.6667
20 | 2010000928 | 379.3333 | 369.3333
21 | 2010000928 | 380 | 370
22 | 2010000928 | 381.3333 | 371.3333
23 | 2010000928 | 382.6667 | 372.6667
24 | 2010000928 | 384 | 374
25 | 2010000928 | 385.3333 | 375.3333
26 | 2010000928 | 386.6667 | 376.6667
27 | 2010000928 | 388 | 378
28 | 2010000928 | 387 | 377
29 | 2010000928 | 386 | 376
30 | 2010000928 | 385 | 375
31 | 2010000928 | 383 | 373
32 | 2010000928 | 381 | 371
33 | 2010000928 | 379 | 369
34 | 2010000928 | 378.3333 | 368.3333
35 | 2010000928 | 377.6667 | 367.6667
36 | 2010000928 | 377 | 367
37 | 2010000928 | 377.3333 | 367.3333
38 | 2010000928 | 377.6667 | 367.6667
39 | 2010000928 | 378 | 368
40 | 2010000928 | 379.6667 | 369.6667
41 | 2010000928 | 381.3333 | 371.3333
42 | 2010000928 | 383 | 373
43 | 2010000928 | 385.3333 | 375.3333
44 | 2010000928 | 387.6667 | 377.6667
45 | 2010000928 | 390 | 380
46 | 2010000928 | 391.3333 | 381.3333
47 | 2010000928 | 392.6667 | 382.6667
48 | 2010000928 | 394 | 384
49 | 2010000928 | 393.3333 | 383.3333
50 | 2010000928 | 392.6667 | 382.6667
51 | 2010000928 | 392 | 382
52 | 2010000928 | 387.6667 | 377.6667
53 | 2010000928 | 383.3333 | 373.3333
54 | 2010000928 | 379 | 369
55 | 2010000928 | 372.3333 | 362.3333
56 | 2010000928 | 365.6667 | 355.6667
57 | 2010000928 | 359 | 349
58 | 2010000928 | 353.6667 | 343.6667
59 | 2010000928 | 348.3333 | 338.3333
60 | 2010000928 | 343 | 333
61 | 2010000928 | 338.3333 | 328.3333
62 | 2010000928 | 333.6667 | 323.6667
63 | 2010000928 | 329 | 319
64 | 2010000928 | 326 | 316
65 | 2010000928 | 323 | 313
66 | 2010000928 | 320 | 310
67 | 2010000928 | 318.3333 | 308.3333
68 | 2010000928 | 316.6667 | 306.6667
69 | 2010000928 | 315 | 305
70 | 2010000928 | 315.3333 | 305.3333
71 | 2010000928 | 315.6667 | 305.6667
72 | 2010000928 | 316 | 306
73 | 2010000928 | 316.3333 | 306.3333
74 | 2010000928 | 316.6667 | 306.6667
75 | 2010000928 | 317 | 307
76 | 2010000928 | 316.3333 | 306.3333
77 | 2010000928 | 315.6667 | 305.6667
78 | 2010000928 | 315 | 305
79 | 2010000928 | 314.6667 | 304.6667
80 | 2010000928 | 314.3333 | 304.3333
81 | 2010000928 | 314 | 304
82 | 2010000928 | 316.3333 | 306.3333
83 | 2010000928 | 318.6667 | 308.6667
84 | 2010000928 | 321 | 311
85 | 2010000928 | 323.3333 | 313.3333
86 | 2010000928 | 325.6667 | 315.6667
87 | 2010000928 | 328 | 318
88 | 2010000928 | 328.3333 | 318.3333
89 | 2010000928 | 328.6667 | 318.6667
90 | 2010000928 | 329 | 339
91 | 2010000928 | 329 | 339
92 | 2010000928 | 329 | 339
93 | 2010000928 | 329 | 339
94 | 2010000928 | 328.6667 | 338.6667
95 | 2010000928 | 328.3333 | 338.3333
96 | 2010000928 | 328 | 338
97 | 2010000928 | 327.6667 | 337.6667
98 | 2010000928 | 327.3333 | 337.3333
99 | 2010000928 | 327 | 337
100 | 2010000928 | 328.6667 | 338.6667
101 | 2010000928 | 330.3333 | 340.3333
102 | 2010000928 | 332 | 342
103 | 2010000928 | 334.3333 | 344.3333
104 | 2010000928 | 336.6667 | 346.6667
105 | 2010000928 | 339 | 349
106 | 2010000928 | 339.3333 | 349.3333
107 | 2010000928 | 339.6667 | 349.6667
108 | 2010000928 | 340 | 350
109 | 2010000928 | 342.3333 | 352.3333
110 | 2010000928 | 344.6667 | 354.6667
111 | 2010000928 | 347 | 357
112 | 2010000928 | 349.6667 | 359.6667
113 | 2010000928 | 352.3333 | 362.3333
114 | 2010000928 | 355 | 365
115 | 2010000928 | 360.3333 | 370.3333
116 | 2010000928 | 365.6667 | 375.6667
117 | 2010000928 | 371 | 381
118 | 2010000928 | 373.6667 | 383.6667
119 | 2010000928 | 376.3333 | 386.3333
120 | 2010000928 | 379 | 389
121 | 2010000928 | 383.3333 | 393.3333
122 | 2010000928 | 387.6667 | 377.6667
123 | 2010000928 | 392 | 382
124 | 2010000928 | 395.3333 | 385.3333
125 | 2010000928 | 398.6667 | 388.6667
126 | 2010000928 | 402 | 392
127 | 2010000928 | 404.3333 | 394.3333
128 | 2010000928 | 406.6667 | 396.6667
129 | 2010000928 | 409 | 399
130 | 2010000928 | 409 | 399
131 | 2010000928 | 409 | 399
132 | 2010000928 | 409 | 399
133 | 2010000928 | 408.3333 | 398.3333
134 | 2010000928 | 407.6667 | 397.6667
135 | 2010000928 | 407 | 397
136 | 2010000928 | 407 | 397
137 | 2010000928 | 407 | 397
138 | 2010000928 | 407 | 397
139 | 2010000928 | 407 | 397
140 | 2010000928 | 407 | 397
141 | 2010000928 | 407 | 397
142 | 2010000928 | 406 | 396
143 | 2010000928 | 405 | 395
0 | 2002005131 | 343 | 333
1 | 2002005131 | 344 | 334
2 | 2002005131 | 345 | 335
3 | 2002005131 | 346 | 336
4 | 2002005131 | 348 | 338
5 | 2002005131 | 350 | 340
6 | 2002005131 | 352 | 342
7 | 2002005131 | 353 | 343
8 | 2002005131 | 354 | 344
9 | 2002005131 | 355 | 345
10 | 2002005131 | 356.6667 | 346.6667
11 | 2002005131 | 358.3333 | 348.3333
12 | 2002005131 | 360 | 350
13 | 2002005131 | 363.6667 | 353.6667
14 | 2002005131 | 367.3333 | 357.3333
15 | 2002005131 | 371 | 361
16 | 2002005131 | 373.3333 | 363.3333
17 | 2002005131 | 375.6667 | 365.6667
18 | 2002005131 | 378 | 368
19 | 2002005131 | 378.6667 | 368.6667
20 | 2002005131 | 379.3333 | 369.3333
21 | 2002005131 | 380 | 370
22 | 2002005131 | 381.3333 | 371.3333
23 | 2002005131 | 382.6667 | 372.6667
24 | 2002005131 | 384 | 374
25 | 2002005131 | 385.3333 | 375.3333
26 | 2002005131 | 386.6667 | 376.6667
27 | 2002005131 | 388 | 378
28 | 2002005131 | 387 | 377
29 | 2002005131 | 386 | 376
30 | 2002005131 | 385 | 375
31 | 2002005131 | 383 | 373
32 | 2002005131 | 381 | 371
33 | 2002005131 | 379 | 369
34 | 2002005131 | 378.3333 | 368.3333
35 | 2002005131 | 377.6667 | 367.6667
36 | 2002005131 | 377 | 367
37 | 2002005131 | 377.3333 | 367.3333
38 | 2002005131 | 377.6667 | 367.6667
39 | 2002005131 | 378 | 368
40 | 2002005131 | 379.6667 | 369.6667
41 | 2002005131 | 381.3333 | 371.3333
42 | 2002005131 | 383 | 373
43 | 2002005131 | 385.3333 | 375.3333
44 | 2002005131 | 387.6667 | 377.6667
45 | 2002005131 | 390 | 380
46 | 2002005131 | 391.3333 | 381.3333
47 | 2002005131 | 392.6667 | 382.6667
48 | 2002005131 | 394 | 384
49 | 2002005131 | 393.3333 | 383.3333
50 | 2002005131 | 392.6667 | 382.6667
51 | 2002005131 | 392 | 382
52 | 2002005131 | 387.6667 | 377.6667
53 | 2002005131 | 383.3333 | 373.3333
54 | 2002005131 | 379 | 369
55 | 2002005131 | 372.3333 | 362.3333
56 | 2002005131 | 365.6667 | 355.6667
57 | 2002005131 | 359 | 349
58 | 2002005131 | 353.6667 | 343.6667
59 | 2002005131 | 348.3333 | 338.3333
60 | 2002005131 | 343 | 333
61 | 2002005131 | 338.3333 | 328.3333
62 | 2002005131 | 333.6667 | 323.6667
63 | 2002005131 | 329 | 319
64 | 2002005131 | 326 | 316
65 | 2002005131 | 323 | 313
66 | 2002005131 | 320 | 310
67 | 2002005131 | 318.3333 | 308.3333
68 | 2002005131 | 316.6667 | 306.6667
69 | 2002005131 | 315 | 305
70 | 2002005131 | 315.3333 | 305.3333
71 | 2002005131 | 315.6667 | 305.6667
72 | 2002005131 | 316 | 306
73 | 2002005131 | 316.3333 | 306.3333
74 | 2002005131 | 316.6667 | 306.6667
75 | 2002005131 | 317 | 307
76 | 2002005131 | 316.3333 | 306.3333
77 | 2002005131 | 315.6667 | 305.6667
78 | 2002005131 | 315 | 305
79 | 2002005131 | 314.6667 | 304.6667
80 | 2002005131 | 314.3333 | 304.3333
81 | 2002005131 | 314 | 304
82 | 2002005131 | 316.3333 | 306.3333
83 | 2002005131 | 318.6667 | 308.6667
84 | 2002005131 | 321 | 311
85 | 2002005131 | 323.3333 | 313.3333
86 | 2002005131 | 325.6667 | 315.6667
87 | 2002005131 | 328 | 318
88 | 2002005131 | 328.3333 | 318.3333
89 | 2002005131 | 328.6667 | 318.6667
90 | 2002005131 | 329 | 339
91 | 2002005131 | 329 | 339
92 | 2002005131 | 329 | 339
93 | 2002005131 | 329 | 339
94 | 2002005131 | 328.6667 | 338.6667
95 | 2002005131 | 328.3333 | 338.3333
96 | 2002005131 | 328 | 338
97 | 2002005131 | 327.6667 | 337.6667
98 | 2002005131 | 327.3333 | 337.3333
99 | 2002005131 | 327 | 337
100 | 2002005131 | 328.6667 | 338.6667
101 | 2002005131 | 330.3333 | 340.3333
102 | 2002005131 | 332 | 342
103 | 2002005131 | 334.3333 | 344.3333
104 | 2002005131 | 336.6667 | 346.6667
105 | 2002005131 | 339 | 349
106 | 2002005131 | 339.3333 | 349.3333
107 | 2002005131 | 339.6667 | 349.6667
108 | 2002005131 | 340 | 350
109 | 2002005131 | 342.3333 | 352.3333
110 | 2002005131 | 344.6667 | 354.6667
111 | 2002005131 | 347 | 357
112 | 2002005131 | 349.6667 | 359.6667
113 | 2002005131 | 352.3333 | 362.3333
114 | 2002005131 | 355 | 365
115 | 2002005131 | 360.3333 | 370.3333
116 | 2002005131 | 365.6667 | 375.6667
117 | 2002005131 | 371 | 381
118 | 2002005131 | 373.6667 | 383.6667
119 | 2002005131 | 376.3333 | 386.3333
120 | 2002005131 | 379 | 389
121 | 2002005131 | 383.3333 | 393.3333
122 | 2002005131 | 387.6667 | 377.6667
123 | 2002005131 | 392 | 382
124 | 2002005131 | 395.3333 | 385.3333
125 | 2002005131 | 398.6667 | 388.6667
126 | 2002005131 | 402 | 392
127 | 2002005131 | 404.3333 | 394.3333
128 | 2002005131 | 406.6667 | 396.6667
129 | 2002005131 | 409 | 399
130 | 2002005131 | 409 | 399
131 | 2002005131 | 409 | 399
132 | 2002005131 | 409 | 399
133 | 2002005131 | 408.3333 | 398.3333
134 | 2002005131 | 407.6667 | 397.6667
135 | 2002005131 | 407 | 397
136 | 2002005131 | 407 | 397
137 | 2002005131 | 407 | 397
138 | 2002005131 | 407 | 397
139 | 2002005131 | 407 | 397
140 | 2002005131 | 407 | 397
141 | 2002005131 | 407 | 397
142 | 2002005131 | 406 | 396
143 | 2002005131 | 405 | 395
0 | 2015006672 | 343 | 333
1 | 2015006672 | 344 | 334
2 | 2015006672 | 345 | 335
3 | 2015006672 | 346 | 336
4 | 2015006672 | 348 | 338
5 | 2015006672 | 350 | 340
6 | 2015006672 | 352 | 342
7 | 2015006672 | 353 | 343
8 | 2015006672 | 354 | 344
9 | 2015006672 | 355 | 345
10 | 2015006672 | 356.6667 | 346.6667
11 | 2015006672 | 358.3333 | 348.3333
12 | 2015006672 | 360 | 350
13 | 2015006672 | 363.6667 | 353.6667
14 | 2015006672 | 367.3333 | 357.3333
15 | 2015006672 | 371 | 361
16 | 2015006672 | 373.3333 | 363.3333
17 | 2015006672 | 375.6667 | 365.6667
18 | 2015006672 | 378 | 368
19 | 2015006672 | 378.6667 | 368.6667
20 | 2015006672 | 379.3333 | 369.3333
21 | 2015006672 | 380 | 370
22 | 2015006672 | 381.3333 | 371.3333
23 | 2015006672 | 382.6667 | 372.6667
24 | 2015006672 | 384 | 374
25 | 2015006672 | 385.3333 | 375.3333
26 | 2015006672 | 386.6667 | 376.6667
27 | 2015006672 | 388 | 378
28 | 2015006672 | 387 | 377
29 | 2015006672 | 386 | 376
30 | 2015006672 | 385 | 375
31 | 2015006672 | 383 | 373
32 | 2015006672 | 381 | 371
33 | 2015006672 | 379 | 369
34 | 2015006672 | 378.3333 | 368.3333
35 | 2015006672 | 377.6667 | 367.6667
36 | 2015006672 | 377 | 367
37 | 2015006672 | 377.3333 | 367.3333
38 | 2015006672 | 377.6667 | 367.6667
39 | 2015006672 | 378 | 368
40 | 2015006672 | 379.6667 | 369.6667
41 | 2015006672 | 381.3333 | 371.3333
42 | 2015006672 | 383 | 373
43 | 2015006672 | 385.3333 | 375.3333
44 | 2015006672 | 387.6667 | 377.6667
45 | 2015006672 | 390 | 380
46 | 2015006672 | 391.3333 | 381.3333
47 | 2015006672 | 392.6667 | 382.6667
48 | 2015006672 | 394 | 384
49 | 2015006672 | 393.3333 | 383.3333
50 | 2015006672 | 392.6667 | 382.6667
51 | 2015006672 | 392 | 382
52 | 2015006672 | 387.6667 | 377.6667
53 | 2015006672 | 383.3333 | 373.3333
54 | 2015006672 | 379 | 369
55 | 2015006672 | 372.3333 | 362.3333
56 | 2015006672 | 365.6667 | 355.6667
57 | 2015006672 | 359 | 349
58 | 2015006672 | 353.6667 | 343.6667
59 | 2015006672 | 348.3333 | 338.3333
60 | 2015006672 | 343 | 333
61 | 2015006672 | 338.3333 | 328.3333
62 | 2015006672 | 333.6667 | 323.6667
63 | 2015006672 | 329 | 319
64 | 2015006672 | 326 | 316
65 | 2015006672 | 323 | 313
66 | 2015006672 | 320 | 310
67 | 2015006672 | 318.3333 | 308.3333
68 | 2015006672 | 316.6667 | 306.6667
69 | 2015006672 | 315 | 305
70 | 2015006672 | 315.3333 | 305.3333
71 | 2015006672 | 315.6667 | 305.6667
72 | 2015006672 | 316 | 306
73 | 2015006672 | 316.3333 | 306.3333
74 | 2015006672 | 316.6667 | 306.6667
75 | 2015006672 | 317 | 307
76 | 2015006672 | 316.3333 | 306.3333
77 | 2015006672 | 315.6667 | 305.6667
78 | 2015006672 | 315 | 305
79 | 2015006672 | 314.6667 | 304.6667
80 | 2015006672 | 314.3333 | 304.3333
81 | 2015006672 | 314 | 304
82 | 2015006672 | 316.3333 | 306.3333
83 | 2015006672 | 318.6667 | 308.6667
84 | 2015006672 | 321 | 311
85 | 2015006672 | 323.3333 | 313.3333
86 | 2015006672 | 325.6667 | 315.6667
87 | 2015006672 | 328 | 318
88 | 2015006672 | 328.3333 | 318.3333
89 | 2015006672 | 328.6667 | 318.6667
90 | 2015006672 | 329 | 339
91 | 2015006672 | 329 | 339
92 | 2015006672 | 329 | 339
93 | 2015006672 | 329 | 339
94 | 2015006672 | 328.6667 | 338.6667
95 | 2015006672 | 328.3333 | 338.3333
96 | 2015006672 | 328 | 338
97 | 2015006672 | 327.6667 | 337.6667
98 | 2015006672 | 327.3333 | 337.3333
99 | 2015006672 | 327 | 337
100 | 2015006672 | 328.6667 | 338.6667
101 | 2015006672 | 330.3333 | 340.3333
102 | 2015006672 | 332 | 342
103 | 2015006672 | 334.3333 | 344.3333
104 | 2015006672 | 336.6667 | 346.6667
105 | 2015006672 | 339 | 349
106 | 2015006672 | 339.3333 | 349.3333
107 | 2015006672 | 339.6667 | 349.6667
108 | 2015006672 | 340 | 350
109 | 2015006672 | 342.3333 | 352.3333
110 | 2015006672 | 344.6667 | 354.6667
111 | 2015006672 | 347 | 357
112 | 2015006672 | 349.6667 | 359.6667
113 | 2015006672 | 352.3333 | 362.3333
114 | 2015006672 | 355 | 365
115 | 2015006672 | 360.3333 | 370.3333
116 | 2015006672 | 365.6667 | 375.6667
117 | 2015006672 | 371 | 381
118 | 2015006672 | 373.6667 | 383.6667
119 | 2015006672 | 376.3333 | 386.3333
120 | 2015006672 | 379 | 389
121 | 2015006672 | 383.3333 | 393.3333
122 | 2015006672 | 387.6667 | 377.6667
123 | 2015006672 | 392 | 382
124 | 2015006672 | 395.3333 | 385.3333
125 | 2015006672 | 398.6667 | 388.6667
126 | 2015006672 | 402 | 392
127 | 2015006672 | 404.3333 | 394.3333
128 | 2015006672 | 406.6667 | 396.6667
129 | 2015006672 | 409 | 399
130 | 2015006672 | 409 | 399
131 | 2015006672 | 409 | 399
132 | 2015006672 | 409 | 399
133 | 2015006672 | 408.3333 | 398.3333
134 | 2015006672 | 407.6667 | 397.6667
135 | 2015006672 | 407 | 397
136 | 2015006672 | 407 | 397
137 | 2015006672 | 407 | 397
138 | 2015006672 | 407 | 397
139 | 2015006672 | 407 | 397
140 | 2015006672 | 407 | 397
141 | 2015006672 | 407 | 397
142 | 2015006672 | 406 | 396
143 | 2015006672 | 405 | 395
0 | 2005006734 | 343 | 333
1 | 2005006734 | 344 | 334
2 | 2005006734 | 345 | 335
3 | 2005006734 | 346 | 336
4 | 2005006734 | 348 | 338
5 | 2005006734 | 350 | 340
6 | 2005006734 | 352 | 342
7 | 2005006734 | 353 | 343
8 | 2005006734 | 354 | 344
9 | 2005006734 | 355 | 345
10 | 2005006734 | 356.6667 | 346.6667
11 | 2005006734 | 358.3333 | 348.3333
12 | 2005006734 | 360 | 350
13 | 2005006734 | 363.6667 | 353.6667
14 | 2005006734 | 367.3333 | 357.3333
15 | 2005006734 | 371 | 361
16 | 2005006734 | 373.3333 | 363.3333
17 | 2005006734 | 375.6667 | 365.6667
18 | 2005006734 | 378 | 368
19 | 2005006734 | 378.6667 | 368.6667
20 | 2005006734 | 379.3333 | 369.3333
21 | 2005006734 | 380 | 370
22 | 2005006734 | 381.3333 | 371.3333
23 | 2005006734 | 382.6667 | 372.6667
24 | 2005006734 | 384 | 374
25 | 2005006734 | 385.3333 | 375.3333
26 | 2005006734 | 386.6667 | 376.6667
27 | 2005006734 | 388 | 378
28 | 2005006734 | 387 | 377
29 | 2005006734 | 386 | 376
30 | 2005006734 | 385 | 375
31 | 2005006734 | 383 | 373
32 | 2005006734 | 381 | 371
33 | 2005006734 | 379 | 369
34 | 2005006734 | 378.3333 | 368.3333
35 | 2005006734 | 377.6667 | 367.6667
36 | 2005006734 | 377 | 367
37 | 2005006734 | 377.3333 | 367.3333
38 | 2005006734 | 377.6667 | 367.6667
39 | 2005006734 | 378 | 368
40 | 2005006734 | 379.6667 | 369.6667
41 | 2005006734 | 381.3333 | 371.3333
42 | 2005006734 | 383 | 373
43 | 2005006734 | 385.3333 | 375.3333
44 | 2005006734 | 387.6667 | 377.6667
45 | 2005006734 | 390 | 380
46 | 2005006734 | 391.3333 | 381.3333
47 | 2005006734 | 392.6667 | 382.6667
48 | 2005006734 | 394 | 384
49 | 2005006734 | 393.3333 | 383.3333
50 | 2005006734 | 392.6667 | 382.6667
51 | 2005006734 | 392 | 382
52 | 2005006734 | 387.6667 | 377.6667
53 | 2005006734 | 383.3333 | 373.3333
54 | 2005006734 | 379 | 369
55 | 2005006734 | 372.3333 | 362.3333
56 | 2005006734 | 365.6667 | 355.6667
57 | 2005006734 | 359 | 349
58 | 2005006734 | 353.6667 | 343.6667
59 | 2005006734 | 348.3333 | 338.3333
60 | 2005006734 | 343 | 333
61 | 2005006734 | 338.3333 | 328.3333
62 | 2005006734 | 333.6667 | 323.6667
63 | 2005006734 | 329 | 319
64 | 2005006734 | 326 | 316
65 | 2005006734 | 323 | 313
66 | 2005006734 | 320 | 310
67 | 2005006734 | 318.3333 | 308.3333
68 | 2005006734 | 316.6667 | 306.6667
69 | 2005006734 | 315 | 305
70 | 2005006734 | 315.3333 | 305.3333
71 | 2005006734 | 315.6667 | 305.6667
72 | 2005006734 | 316 | 306
73 | 2005006734 | 316.3333 | 306.3333
74 | 2005006734 | 316.6667 | 306.6667
75 | 2005006734 | 317 | 307
76 | 2005006734 | 316.3333 | 306.3333
77 | 2005006734 | 315.6667 | 305.6667
78 | 2005006734 | 315 | 305
79 | 2005006734 | 314.6667 | 304.6667
80 | 2005006734 | 314.3333 | 304.3333
81 | 2005006734 | 314 | 304
82 | 2005006734 | 316.3333 | 306.3333
83 | 2005006734 | 318.6667 | 308.6667
84 | 2005006734 | 321 | 311
85 | 2005006734 | 323.3333 | 313.3333
86 | 2005006734 | 325.6667 | 315.6667
87 | 2005006734 | 328 | 318
88 | 2005006734 | 328.3333 | 318.3333
89 | 2005006734 | 328.6667 | 318.6667
90 | 2005006734 | 329 | 339
91 | 2005006734 | 329 | 339
92 | 2005006734 | 329 | 339
93 | 2005006734 | 329 | 339
94 | 2005006734 | 328.6667 | 338.6667
95 | 2005006734 | 328.3333 | 338.3333
96 | 2005006734 | 328 | 338
97 | 2005006734 | 327.6667 | 337.6667
98 | 2005006734 | 327.3333 | 337.3333
99 | 2005006734 | 327 | 337
100 | 2005006734 | 328.6667 | 338.6667
101 | 2005006734 | 330.3333 | 340.3333
102 | 2005006734 | 332 | 342
103 | 2005006734 | 334.3333 | 344.3333
104 | 2005006734 | 336.6667 | 346.6667
105 | 2005006734 | 339 | 349
106 | 2005006734 | 339.3333 | 349.3333
107 | 2005006734 | 339.6667 | 349.6667
108 | 2005006734 | 340 | 350
109 | 2005006734 | 342.3333 | 352.3333
110 | 2005006734 | 344.6667 | 354.6667
111 | 2005006734 | 347 | 357
112 | 2005006734 | 349.6667 | 359.6667
113 | 2005006734 | 352.3333 | 362.3333
114 | 2005006734 | 355 | 365
115 | 2005006734 | 360.3333 | 370.3333
116 | 2005006734 | 365.6667 | 375.6667
117 | 2005006734 | 371 | 381
118 | 2005006734 | 373.6667 | 383.6667
119 | 2005006734 | 376.3333 | 386.3333
120 | 2005006734 | 379 | 389
121 | 2005006734 | 383.3333 | 393.3333
122 | 2005006734 | 387.6667 | 377.6667
123 | 2005006734 | 392 | 382
124 | 2005006734 | 395.3333 | 385.3333
125 | 2005006734 | 398.6667 | 388.6667
126 | 2005006734 | 402 | 392
127 | 2005006734 | 404.3333 | 394.3333
128 | 2005006734 | 406.6667 | 396.6667
129 | 2005006734 | 409 | 399
130 | 2005006734 | 409 | 399
131 | 2005006734 | 409 | 399
132 | 2005006734 | 409 | 399
133 | 2005006734 | 408.3333 | 398.3333
134 | 2005006734 | 407.6667 | 397.6667
135 | 2005006734 | 407 | 397
136 | 2005006734 | 407 | 397
137 | 2005006734 | 407 | 397
138 | 2005006734 | 407 | 397
139 | 2005006734 | 407 | 397
140 | 2005006734 | 407 | 397
141 | 2005006734 | 407 | 397
142 | 2005006734 | 406 | 396
143 | 2005006734 | 405 | 395
0 | 2008010235 | 343 | 333
1 | 2008010235 | 344 | 334
2 | 2008010235 | 345 | 335
3 | 2008010235 | 346 | 336
4 | 2008010235 | 348 | 338
5 | 2008010235 | 350 | 340
6 | 2008010235 | 352 | 342
7 | 2008010235 | 353 | 343
8 | 2008010235 | 354 | 344
9 | 2008010235 | 355 | 345
10 | 2008010235 | 356.6667 | 346.6667
11 | 2008010235 | 358.3333 | 348.3333
12 | 2008010235 | 360 | 350
13 | 2008010235 | 363.6667 | 353.6667
14 | 2008010235 | 367.3333 | 357.3333
15 | 2008010235 | 371 | 361
16 | 2008010235 | 373.3333 | 363.3333
17 | 2008010235 | 375.6667 | 365.6667
18 | 2008010235 | 378 | 368
19 | 2008010235 | 378.6667 | 368.6667
20 | 2008010235 | 379.3333 | 369.3333
21 | 2008010235 | 380 | 370
22 | 2008010235 | 381.3333 | 371.3333
23 | 2008010235 | 382.6667 | 372.6667
24 | 2008010235 | 384 | 374
25 | 2008010235 | 385.3333 | 375.3333
26 | 2008010235 | 386.6667 | 376.6667
27 | 2008010235 | 388 | 378
28 | 2008010235 | 387 | 377
29 | 2008010235 | 386 | 376
30 | 2008010235 | 385 | 375
31 | 2008010235 | 383 | 373
32 | 2008010235 | 381 | 371
33 | 2008010235 | 379 | 369
34 | 2008010235 | 378.3333 | 368.3333
35 | 2008010235 | 377.6667 | 367.6667
36 | 2008010235 | 377 | 367
37 | 2008010235 | 377.3333 | 367.3333
38 | 2008010235 | 377.6667 | 367.6667
39 | 2008010235 | 378 | 368
40 | 2008010235 | 379.6667 | 369.6667
41 | 2008010235 | 381.3333 | 371.3333
42 | 2008010235 | 383 | 373
43 | 2008010235 | 385.3333 | 375.3333
44 | 2008010235 | 387.6667 | 377.6667
45 | 2008010235 | 390 | 380
46 | 2008010235 | 391.3333 | 381.3333
47 | 2008010235 | 392.6667 | 382.6667
48 | 2008010235 | 394 | 384
49 | 2008010235 | 393.3333 | 383.3333
50 | 2008010235 | 392.6667 | 382.6667
51 | 2008010235 | 392 | 382
52 | 2008010235 | 387.6667 | 377.6667
53 | 2008010235 | 383.3333 | 373.3333
54 | 2008010235 | 379 | 369
55 | 2008010235 | 372.3333 | 362.3333
56 | 2008010235 | 365.6667 | 355.6667
57 | 2008010235 | 359 | 349
58 | 2008010235 | 353.6667 | 343.6667
59 | 2008010235 | 348.3333 | 338.3333
60 | 2008010235 | 343 | 333
61 | 2008010235 | 338.3333 | 328.3333
62 | 2008010235 | 333.6667 | 323.6667
63 | 2008010235 | 329 | 319
64 | 2008010235 | 326 | 316
65 | 2008010235 | 323 | 313
66 | 2008010235 | 320 | 310
67 | 2008010235 | 318.3333 | 308.3333
68 | 2008010235 | 316.6667 | 306.6667
69 | 2008010235 | 315 | 305
70 | 2008010235 | 315.3333 | 305.3333
71 | 2008010235 | 315.6667 | 305.6667
72 | 2008010235 | 316 | 306
73 | 2008010235 | 316.3333 | 306.3333
74 | 2008010235 | 316.6667 | 306.6667
75 | 2008010235 | 317 | 307
76 | 2008010235 | 316.3333 | 306.3333
77 | 2008010235 | 315.6667 | 305.6667
78 | 2008010235 | 315 | 305
79 | 2008010235 | 314.6667 | 304.6667
80 | 2008010235 | 314.3333 | 304.3333
81 | 2008010235 | 314 | 304
82 | 2008010235 | 316.3333 | 306.3333
83 | 2008010235 | 318.6667 | 308.6667
84 | 2008010235 | 321 | 311
85 | 2008010235 | 323.3333 | 313.3333
86 | 2008010235 | 325.6667 | 315.6667
87 | 2008010235 | 328 | 318
88 | 2008010235 | 328.3333 | 318.3333
89 | 2008010235 | 328.6667 | 318.6667
90 | 2008010235 | 329 | 339
91 | 2008010235 | 329 | 339
92 | 2008010235 | 329 | 339
93 | 2008010235 | 329 | 339
94 | 2008010235 | 328.6667 | 338.6667
95 | 2008010235 | 328.3333 | 338.3333
96 | 2008010235 | 328 | 338
97 | 2008010235 | 327.6667 | 337.6667
98 | 2008010235 | 327.3333 | 337.3333
99 | 2008010235 | 327 | 337
100 | 2008010235 | 328.6667 | 338.6667
101 | 2008010235 | 330.3333 | 340.3333
102 | 2008010235 | 332 | 342
103 | 2008010235 | 334.3333 | 344.3333
104 | 2008010235 | 336.6667 | 346.6667
105 | 2008010235 | 339 | 349
106 | 2008010235 | 339.3333 | 349.3333
107 | 2008010235 | 339.6667 | 349.6667
108 | 2008010235 | 340 | 350
109 | 2008010235 | 342.3333 | 352.3333
110 | 2008010235 | 344.6667 | 354.6667
111 | 2008010235 | 347 | 357
112 | 2008010235 | 349.6667 | 359.6667
113 | 2008010235 | 352.3333 | 362.3333
114 | 2008010235 | 355 | 365
115 | 2008010235 | 360.3333 | 370.3333
116 | 2008010235 | 365.6667 | 375.6667
117 | 2008010235 | 371 | 381
118 | 2008010235 | 373.6667 | 383.6667
119 | 2008010235 | 376.3333 | 386.3333
120 | 2008010235 | 379 | 389
121 | 2008010235 | 383.3333 | 393.3333
122 | 2008010235 | 387.6667 | 377.6667
123 | 2008010235 | 392 | 382
124 | 2008010235 | 395.3333 | 385.3333
125 | 2008010235 | 398.6667 | 388.6667
126 | 2008010235 | 402 | 392
127 | 2008010235 | 404.3333 | 394.3333
128 | 2008010235 | 406.6667 | 396.6667
129 | 2008010235 | 409 | 399
130 | 2008010235 | 409 | 399
131 | 2008010235 | 409 | 399
132 | 2008010235 | 409 | 399
133 | 2008010235 | 408.3333 | 398.3333
134 | 2008010235 | 407.6667 | 397.6667
135 | 2008010235 | 407 | 397
136 | 2008010235 | 407 | 397
137 | 2008010235 | 407 | 397
138 | 2008010235 | 407 | 397
139 | 2008010235 | 407 | 397
140 | 2008010235 | 407 | 397
141 | 2008010235 | 407 | 397
142 | 2008010235 | 406 | 396
143 | 2008010235 | 405 | 395
0 | 2007008948 | 343 | 333
1 | 2007008948 | 344 | 334
2 | 2007008948 | 345 | 335
3 | 2007008948 | 346 | 336
4 | 2007008948 | 348 | 338
5 | 2007008948 | 350 | 340
6 | 2007008948 | 352 | 342
7 | 2007008948 | 353 | 343
8 | 2007008948 | 354 | 344
9 | 2007008948 | 355 | 345
10 | 2007008948 | 356.6667 | 346.6667
11 | 2007008948 | 358.3333 | 348.3333
12 | 2007008948 | 360 | 350
13 | 2007008948 | 363.6667 | 353.6667
14 | 2007008948 | 367.3333 | 357.3333
15 | 2007008948 | 371 | 361
16 | 2007008948 | 373.3333 | 363.3333
17 | 2007008948 | 375.6667 | 365.6667
18 | 2007008948 | 378 | 368
19 | 2007008948 | 378.6667 | 368.6667
20 | 2007008948 | 379.3333 | 369.3333
21 | 2007008948 | 380 | 370
22 | 2007008948 | 381.3333 | 371.3333
23 | 2007008948 | 382.6667 | 372.6667
24 | 2007008948 | 384 | 374
25 | 2007008948 | 385.3333 | 375.3333
26 | 2007008948 | 386.6667 | 376.6667
27 | 2007008948 | 388 | 378
28 | 2007008948 | 387 | 377
29 | 2007008948 | 386 | 376
30 | 2007008948 | 385 | 375
31 | 2007008948 | 383 | 373
32 | 2007008948 | 381 | 371
33 | 2007008948 | 379 | 369
34 | 2007008948 | 378.3333 | 368.3333
35 | 2007008948 | 377.6667 | 367.6667
36 | 2007008948 | 377 | 367
37 | 2007008948 | 377.3333 | 367.3333
38 | 2007008948 | 377.6667 | 367.6667
39 | 2007008948 | 378 | 368
40 | 2007008948 | 379.6667 | 369.6667
41 | 2007008948 | 381.3333 | 371.3333
42 | 2007008948 | 383 | 373
43 | 2007008948 | 385.3333 | 375.3333
44 | 2007008948 | 387.6667 | 377.6667
45 | 2007008948 | 390 | 380
46 | 2007008948 | 391.3333 | 381.3333
47 | 2007008948 | 392.6667 | 382.6667
48 | 2007008948 | 394 | 384
49 | 2007008948 | 393.3333 | 383.3333
50 | 2007008948 | 392.6667 | 382.6667
51 | 2007008948 | 392 | 382
52 | 2007008948 | 387.6667 | 377.6667
53 | 2007008948 | 383.3333 | 373.3333
54 | 2007008948 | 379 | 369
55 | 2007008948 | 372.3333 | 362.3333
56 | 2007008948 | 365.6667 | 355.6667
57 | 2007008948 | 359 | 349
58 | 2007008948 | 353.6667 | 343.6667
59 | 2007008948 | 348.3333 | 338.3333
60 | 2007008948 | 343 | 333
61 | 2007008948 | 338.3333 | 328.3333
62 | 2007008948 | 333.6667 | 323.6667
63 | 2007008948 | 329 | 319
64 | 2007008948 | 326 | 316
65 | 2007008948 | 323 | 313
66 | 2007008948 | 320 | 310
67 | 2007008948 | 318.3333 | 308.3333
68 | 2007008948 | 316.6667 | 306.6667
69 | 2007008948 | 315 | 305
70 | 2007008948 | 315.3333 | 305.3333
71 | 2007008948 | 315.6667 | 305.6667
72 | 2007008948 | 316 | 306
73 | 2007008948 | 316.3333 | 306.3333
74 | 2007008948 | 316.6667 | 306.6667
75 | 2007008948 | 317 | 307
76 | 2007008948 | 316.3333 | 306.3333
77 | 2007008948 | 315.6667 | 305.6667
78 | 2007008948 | 315 | 305
79 | 2007008948 | 314.6667 | 304.6667
80 | 2007008948 | 314.3333 | 304.3333
81 | 2007008948 | 314 | 304
82 | 2007008948 | 316.3333 | 306.3333
83 | 2007008948 | 318.6667 | 308.6667
84 | 2007008948 | 321 | 311
85 | 2007008948 | 323.3333 | 313.3333
86 | 2007008948 | 325.6667 | 315.6667
87 | 2007008948 | 328 | 318
88 | 2007008948 | 328.3333 | 318.3333
89 | 2007008948 | 328.6667 | 318.6667
90 | 2007008948 | 329 | 339
91 | 2007008948 | 329 | 339
92 | 2007008948 | 329 | 339
93 | 2007008948 | 329 | 339
94 | 2007008948 | 328.6667 | 338.6667
95 | 2007008948 | 328.3333 | 338.3333
96 | 2007008948 | 328 | 338
97 | 2007008948 | 327.6667 | 337.6667
98 | 2007008948 | 327.3333 | 337.3333
99 | 2007008948 | 327 | 337
100 | 2007008948 | 328.6667 | 338.6667
101 | 2007008948 | 330.3333 | 340.3333
102 | 2007008948 | 332 | 342
103 | 2007008948 | 334.3333 | 344.3333
104 | 2007008948 | 336.6667 | 346.6667
105 | 2007008948 | 339 | 349
106 | 2007008948 | 339.3333 | 349.3333
107 | 2007008948 | 339.6667 | 349.6667
108 | 2007008948 | 340 | 350
109 | 2007008948 | 342.3333 | 352.3333
110 | 2007008948 | 344.6667 | 354.6667
111 | 2007008948 | 347 | 357
112 | 2007008948 | 349.6667 | 359.6667
113 | 2007008948 | 352.3333 | 362.3333
114 | 2007008948 | 355 | 365
115 | 2007008948 | 360.3333 | 370.3333
116 | 2007008948 | 365.6667 | 375.6667
117 | 2007008948 | 371 | 381
118 | 2007008948 | 373.6667 | 383.6667
119 | 2007008948 | 376.3333 | 386.3333
120 | 2007008948 | 379 | 389
121 | 2007008948 | 383.3333 | 393.3333
122 | 2007008948 | 387.6667 | 377.6667
123 | 2007008948 | 392 | 382
124 | 2007008948 | 395.3333 | 385.3333
125 | 2007008948 | 398.6667 | 388.6667
126 | 2007008948 | 402 | 392
127 | 2007008948 | 404.3333 | 394.3333
128 | 2007008948 | 406.6667 | 396.6667
129 | 2007008948 | 409 | 399
130 | 2007008948 | 409 | 399
131 | 2007008948 | 409 | 399
132 | 2007008948 | 409 | 399
133 | 2007008948 | 408.3333 | 398.3333
134 | 2007008948 | 407.6667 | 397.6667
135 | 2007008948 | 407 | 397
136 | 2007008948 | 407 | 397
137 | 2007008948 | 407 | 397
138 | 2007008948 | 407 | 397
139 | 2007008948 | 407 | 397
140 | 2007008948 | 407 | 397
141 | 2007008948 | 407 | 397
142 | 2007008948 | 406 | 396
143 | 2007008948 | 405 | 395
0 | 2009007303 | 343 | 333
1 | 2009007303 | 344 | 334
2 | 2009007303 | 345 | 335
3 | 2009007303 | 346 | 336
4 | 2009007303 | 348 | 338
5 | 2009007303 | 350 | 340
6 | 2009007303 | 352 | 342
7 | 2009007303 | 353 | 343
8 | 2009007303 | 354 | 344
9 | 2009007303 | 355 | 345
10 | 2009007303 | 356.6667 | 346.6667
11 | 2009007303 | 358.3333 | 348.3333
12 | 2009007303 | 360 | 350
13 | 2009007303 | 363.6667 | 353.6667
14 | 2009007303 | 367.3333 | 357.3333
15 | 2009007303 | 371 | 361
16 | 2009007303 | 373.3333 | 363.3333
17 | 2009007303 | 375.6667 | 365.6667
18 | 2009007303 | 378 | 368
19 | 2009007303 | 378.6667 | 368.6667
20 | 2009007303 | 379.3333 | 369.3333
21 | 2009007303 | 380 | 370
22 | 2009007303 | 381.3333 | 371.3333
23 | 2009007303 | 382.6667 | 372.6667
24 | 2009007303 | 384 | 374
25 | 2009007303 | 385.3333 | 375.3333
26 | 2009007303 | 386.6667 | 376.6667
27 | 2009007303 | 388 | 378
28 | 2009007303 | 387 | 377
29 | 2009007303 | 386 | 376
30 | 2009007303 | 385 | 375
31 | 2009007303 | 383 | 373
32 | 2009007303 | 381 | 371
33 | 2009007303 | 379 | 369
34 | 2009007303 | 378.3333 | 368.3333
35 | 2009007303 | 377.6667 | 367.6667
36 | 2009007303 | 377 | 367
37 | 2009007303 | 377.3333 | 367.3333
38 | 2009007303 | 377.6667 | 367.6667
39 | 2009007303 | 378 | 368
40 | 2009007303 | 379.6667 | 369.6667
41 | 2009007303 | 381.3333 | 371.3333
42 | 2009007303 | 383 | 373
43 | 2009007303 | 385.3333 | 375.3333
44 | 2009007303 | 387.6667 | 377.6667
45 | 2009007303 | 390 | 380
46 | 2009007303 | 391.3333 | 381.3333
47 | 2009007303 | 392.6667 | 382.6667
48 | 2009007303 | 394 | 384
49 | 2009007303 | 393.3333 | 383.3333
50 | 2009007303 | 392.6667 | 382.6667
51 | 2009007303 | 392 | 382
52 | 2009007303 | 387.6667 | 377.6667
53 | 2009007303 | 383.3333 | 373.3333
54 | 2009007303 | 379 | 369
55 | 2009007303 | 372.3333 | 362.3333
56 | 2009007303 | 365.6667 | 355.6667
57 | 2009007303 | 359 | 349
58 | 2009007303 | 353.6667 | 343.6667
59 | 2009007303 | 348.3333 | 338.3333
60 | 2009007303 | 343 | 333
61 | 2009007303 | 338.3333 | 328.3333
62 | 2009007303 | 333.6667 | 323.6667
63 | 2009007303 | 329 | 319
64 | 2009007303 | 326 | 316
65 | 2009007303 | 323 | 313
66 | 2009007303 | 320 | 310
67 | 2009007303 | 318.3333 | 308.3333
68 | 2009007303 | 316.6667 | 306.6667
69 | 2009007303 | 315 | 305
70 | 2009007303 | 315.3333 | 305.3333
71 | 2009007303 | 315.6667 | 305.6667
72 | 2009007303 | 316 | 306
73 | 2009007303 | 316.3333 | 306.3333
74 | 2009007303 | 316.6667 | 306.6667
75 | 2009007303 | 317 | 307
76 | 2009007303 | 316.3333 | 306.3333
77 | 2009007303 | 315.6667 | 305.6667
78 | 2009007303 | 315 | 305
79 | 2009007303 | 314.6667 | 304.6667
80 | 2009007303 | 314.3333 | 304.3333
81 | 2009007303 | 314 | 304
82 | 2009007303 | 316.3333 | 306.3333
83 | 2009007303 | 318.6667 | 308.6667
84 | 2009007303 | 321 | 311
85 | 2009007303 | 323.3333 | 313.3333
86 | 2009007303 | 325.6667 | 315.6667
87 | 2009007303 | 328 | 318
88 | 2009007303 | 328.3333 | 318.3333
89 | 2009007303 | 328.6667 | 318.6667
90 | 2009007303 | 329 | 339
91 | 2009007303 | 329 | 339
92 | 2009007303 | 329 | 339
93 | 2009007303 | 329 | 339
94 | 2009007303 | 328.6667 | 338.6667
95 | 2009007303 | 328.3333 | 338.3333
96 | 2009007303 | 328 | 338
97 | 2009007303 | 327.6667 | 337.6667
98 | 2009007303 | 327.3333 | 337.3333
99 | 2009007303 | 327 | 337
100 | 2009007303 | 328.6667 | 338.6667
101 | 2009007303 | 330.3333 | 340.3333
102 | 2009007303 | 332 | 342
103 | 2009007303 | 334.3333 | 344.3333
104 | 2009007303 | 336.6667 | 346.6667
105 | 2009007303 | 339 | 349
106 | 2009007303 | 339.3333 | 349.3333
107 | 2009007303 | 339.6667 | 349.6667
108 | 2009007303 | 340 | 350
109 | 2009007303 | 342.3333 | 352.3333
110 | 2009007303 | 344.6667 | 354.6667
111 | 2009007303 | 347 | 357
112 | 2009007303 | 349.6667 | 359.6667
113 | 2009007303 | 352.3333 | 362.3333
114 | 2009007303 | 355 | 365
115 | 2009007303 | 360.3333 | 370.3333
116 | 2009007303 | 365.6667 | 375.6667
117 | 2009007303 | 371 | 381
118 | 2009007303 | 373.6667 | 383.6667
119 | 2009007303 | 376.3333 | 386.3333
120 | 2009007303 | 379 | 389
121 | 2009007303 | 383.3333 | 393.3333
122 | 2009007303 | 387.6667 | 377.6667
123 | 2009007303 | 392 | 382
124 | 2009007303 | 395.3333 | 385.3333
125 | 2009007303 | 398.6667 | 388.6667
126 | 2009007303 | 402 | 392
127 | 2009007303 | 404.3333 | 394.3333
128 | 2009007303 | 406.6667 | 396.6667
129 | 2009007303 | 409 | 399
130 | 2009007303 | 409 | 399
131 | 2009007303 | 409 | 399
132 | 2009007303 | 409 | 399
133 | 2009007303 | 408.3333 | 398.3333
134 | 2009007303 | 407.6667 | 397.6667
135 | 2009007303 | 407 | 397
136 | 2009007303 | 407 | 397
137 | 2009007303 | 407 | 397
138 | 2009007303 | 407 | 397
139 | 2009007303 | 407 | 397
140 | 2009007303 | 407 | 397
141 | 2009007303 | 407 | 397
142 | 2009007303 | 406 | 396
143 | 2009007303 | 405 | 395
0 | 2013001824 | 343 | 333
1 | 2013001824 | 344 | 334
2 | 2013001824 | 345 | 335
3 | 2013001824 | 346 | 336
4 | 2013001824 | 348 | 338
5 | 2013001824 | 350 | 340
6 | 2013001824 | 352 | 342
7 | 2013001824 | 353 | 343
8 | 2013001824 | 354 | 344
9 | 2013001824 | 355 | 345
10 | 2013001824 | 356.6667 | 346.6667
11 | 2013001824 | 358.3333 | 348.3333
12 | 2013001824 | 360 | 350
13 | 2013001824 | 363.6667 | 353.6667
14 | 2013001824 | 367.3333 | 357.3333
15 | 2013001824 | 371 | 361
16 | 2013001824 | 373.3333 | 363.3333
17 | 2013001824 | 375.6667 | 365.6667
18 | 2013001824 | 378 | 368
19 | 2013001824 | 378.6667 | 368.6667
20 | 2013001824 | 379.3333 | 369.3333
21 | 2013001824 | 380 | 370
22 | 2013001824 | 381.3333 | 371.3333
23 | 2013001824 | 382.6667 | 372.6667
24 | 2013001824 | 384 | 374
25 | 2013001824 | 385.3333 | 375.3333
26 | 2013001824 | 386.6667 | 376.6667
27 | 2013001824 | 388 | 378
28 | 2013001824 | 387 | 377
29 | 2013001824 | 386 | 376
30 | 2013001824 | 385 | 375
31 | 2013001824 | 383 | 373
32 | 2013001824 | 381 | 371
33 | 2013001824 | 379 | 369
34 | 2013001824 | 378.3333 | 368.3333
35 | 2013001824 | 377.6667 | 367.6667
36 | 2013001824 | 377 | 367
37 | 2013001824 | 377.3333 | 367.3333
38 | 2013001824 | 377.6667 | 367.6667
39 | 2013001824 | 378 | 368
40 | 2013001824 | 379.6667 | 369.6667
41 | 2013001824 | 381.3333 | 371.3333
42 | 2013001824 | 383 | 373
43 | 2013001824 | 385.3333 | 375.3333
44 | 2013001824 | 387.6667 | 377.6667
45 | 2013001824 | 390 | 380
46 | 2013001824 | 391.3333 | 381.3333
47 | 2013001824 | 392.6667 | 382.6667
48 | 2013001824 | 394 | 384
49 | 2013001824 | 393.3333 | 383.3333
50 | 2013001824 | 392.6667 | 382.6667
51 | 2013001824 | 392 | 382
52 | 2013001824 | 387.6667 | 377.6667
53 | 2013001824 | 383.3333 | 373.3333
54 | 2013001824 | 379 | 369
55 | 2013001824 | 372.3333 | 362.3333
56 | 2013001824 | 365.6667 | 355.6667
57 | 2013001824 | 359 | 349
58 | 2013001824 | 353.6667 | 343.6667
59 | 2013001824 | 348.3333 | 338.3333
60 | 2013001824 | 343 | 333
61 | 2013001824 | 338.3333 | 328.3333
62 | 2013001824 | 333.6667 | 323.6667
63 | 2013001824 | 329 | 319
64 | 2013001824 | 326 | 316
65 | 2013001824 | 323 | 313
66 | 2013001824 | 320 | 310
67 | 2013001824 | 318.3333 | 308.3333
68 | 2013001824 | 316.6667 | 306.6667
69 | 2013001824 | 315 | 305
70 | 2013001824 | 315.3333 | 305.3333
71 | 2013001824 | 315.6667 | 305.6667
72 | 2013001824 | 316 | 306
73 | 2013001824 | 316.3333 | 306.3333
74 | 2013001824 | 316.6667 | 306.6667
75 | 2013001824 | 317 | 307
76 | 2013001824 | 316.3333 | 306.3333
77 | 2013001824 | 315.6667 | 305.6667
78 | 2013001824 | 315 | 305
79 | 2013001824 | 314.6667 | 304.6667
80 | 2013001824 | 314.3333 | 304.3333
81 | 2013001824 | 314 | 304
82 | 2013001824 | 316.3333 | 306.3333
83 | 2013001824 | 318.6667 | 308.6667
84 | 2013001824 | 321 | 311
85 | 2013001824 | 323.3333 | 313.3333
86 | 2013001824 | 325.6667 | 315.6667
87 | 2013001824 | 328 | 318
88 | 2013001824 | 328.3333 | 318.3333
89 | 2013001824 | 328.6667 | 318.6667
90 | 2013001824 | 329 | 339
91 | 2013001824 | 329 | 339
92 | 2013001824 | 329 | 339
93 | 2013001824 | 329 | 339
94 | 2013001824 | 328.6667 | 338.6667
95 | 2013001824 | 328.3333 | 338.3333
96 | 2013001824 | 328 | 338
97 | 2013001824 | 327.6667 | 337.6667
98 | 2013001824 | 327.3333 | 337.3333
99 | 2013001824 | 327 | 337
100 | 2013001824 | 328.6667 | 338.6667
101 | 2013001824 | 330.3333 | 340.3333
102 | 2013001824 | 332 | 342
103 | 2013001824 | 334.3333 | 344.3333
104 | 2013001824 | 336.6667 | 346.6667
105 | 2013001824 | 339 | 349
106 | 2013001824 | 339.3333 | 349.3333
107 | 2013001824 | 339.6667 | 349.6667
108 | 2013001824 | 340 | 350
109 | 2013001824 | 342.3333 | 352.3333
110 | 2013001824 | 344.6667 | 354.6667
111 | 2013001824 | 347 | 357
112 | 2013001824 | 349.6667 | 359.6667
113 | 2013001824 | 352.3333 | 362.3333
114 | 2013001824 | 355 | 365
115 | 2013001824 | 360.3333 | 370.3333
116 | 2013001824 | 365.6667 | 375.6667
117 | 2013001824 | 371 | 381
118 | 2013001824 | 373.6667 | 383.6667
119 | 2013001824 | 376.3333 | 386.3333
120 | 2013001824 | 379 | 389
121 | 2013001824 | 383.3333 | 393.3333
122 | 2013001824 | 387.6667 | 377.6667
123 | 2013001824 | 392 | 382
124 | 2013001824 | 395.3333 | 385.3333
125 | 2013001824 | 398.6667 | 388.6667
126 | 2013001824 | 402 | 392
127 | 2013001824 | 404.3333 | 394.3333
128 | 2013001824 | 406.6667 | 396.6667
129 | 2013001824 | 409 | 399
130 | 2013001824 | 409 | 399
131 | 2013001824 | 409 | 399
132 | 2013001824 | 409 | 399
133 | 2013001824 | 408.3333 | 398.3333
134 | 2013001824 | 407.6667 | 397.6667
135 | 2013001824 | 407 | 397
136 | 2013001824 | 407 | 397
137 | 2013001824 | 407 | 397
138 | 2013001824 | 407 | 397
139 | 2013001824 | 407 | 397
140 | 2013001824 | 407 | 397
141 | 2013001824 | 407 | 397
142 | 2013001824 | 406 | 396
143 | 2013001824 | 405 | 395
0 | 2007005758 | 343 | 333
1 | 2007005758 | 344 | 334
2 | 2007005758 | 345 | 335
3 | 2007005758 | 346 | 336
4 | 2007005758 | 348 | 338
5 | 2007005758 | 350 | 340
6 | 2007005758 | 352 | 342
7 | 2007005758 | 353 | 343
8 | 2007005758 | 354 | 344
9 | 2007005758 | 355 | 345
10 | 2007005758 | 356.6667 | 346.6667
11 | 2007005758 | 358.3333 | 348.3333
12 | 2007005758 | 360 | 350
13 | 2007005758 | 363.6667 | 353.6667
14 | 2007005758 | 367.3333 | 357.3333
15 | 2007005758 | 371 | 361
16 | 2007005758 | 373.3333 | 363.3333
17 | 2007005758 | 375.6667 | 365.6667
18 | 2007005758 | 378 | 368
19 | 2007005758 | 378.6667 | 368.6667
20 | 2007005758 | 379.3333 | 369.3333
21 | 2007005758 | 380 | 370
22 | 2007005758 | 381.3333 | 371.3333
23 | 2007005758 | 382.6667 | 372.6667
24 | 2007005758 | 384 | 374
25 | 2007005758 | 385.3333 | 375.3333
26 | 2007005758 | 386.6667 | 376.6667
27 | 2007005758 | 388 | 378
28 | 2007005758 | 387 | 377
29 | 2007005758 | 386 | 376
30 | 2007005758 | 385 | 375
31 | 2007005758 | 383 | 373
32 | 2007005758 | 381 | 371
33 | 2007005758 | 379 | 369
34 | 2007005758 | 378.3333 | 368.3333
35 | 2007005758 | 377.6667 | 367.6667
36 | 2007005758 | 377 | 367
37 | 2007005758 | 377.3333 | 367.3333
38 | 2007005758 | 377.6667 | 367.6667
39 | 2007005758 | 378 | 368
40 | 2007005758 | 379.6667 | 369.6667
41 | 2007005758 | 381.3333 | 371.3333
42 | 2007005758 | 383 | 373
43 | 2007005758 | 385.3333 | 375.3333
44 | 2007005758 | 387.6667 | 377.6667
45 | 2007005758 | 390 | 380
46 | 2007005758 | 391.3333 | 381.3333
47 | 2007005758 | 392.6667 | 382.6667
48 | 2007005758 | 394 | 384
49 | 2007005758 | 393.3333 | 383.3333
50 | 2007005758 | 392.6667 | 382.6667
51 | 2007005758 | 392 | 382
52 | 2007005758 | 387.6667 | 377.6667
53 | 2007005758 | 383.3333 | 373.3333
54 | 2007005758 | 379 | 369
55 | 2007005758 | 372.3333 | 362.3333
56 | 2007005758 | 365.6667 | 355.6667
57 | 2007005758 | 359 | 349
58 | 2007005758 | 353.6667 | 343.6667
59 | 2007005758 | 348.3333 | 338.3333
60 | 2007005758 | 343 | 333
61 | 2007005758 | 338.3333 | 328.3333
62 | 2007005758 | 333.6667 | 323.6667
63 | 2007005758 | 329 | 319
64 | 2007005758 | 326 | 316
65 | 2007005758 | 323 | 313
66 | 2007005758 | 320 | 310
67 | 2007005758 | 318.3333 | 308.3333
68 | 2007005758 | 316.6667 | 306.6667
69 | 2007005758 | 315 | 305
70 | 2007005758 | 315.3333 | 305.3333
71 | 2007005758 | 315.6667 | 305.6667
72 | 2007005758 | 316 | 306
73 | 2007005758 | 316.3333 | 306.3333
74 | 2007005758 | 316.6667 | 306.6667
75 | 2007005758 | 317 | 307
76 | 2007005758 | 316.3333 | 306.3333
77 | 2007005758 | 315.6667 | 305.6667
78 | 2007005758 | 315 | 305
79 | 2007005758 | 314.6667 | 304.6667
80 | 2007005758 | 314.3333 | 304.3333
81 | 2007005758 | 314 | 304
82 | 2007005758 | 316.3333 | 306.3333
83 | 2007005758 | 318.6667 | 308.6667
84 | 2007005758 | 321 | 311
85 | 2007005758 | 323.3333 | 313.3333
86 | 2007005758 | 325.6667 | 315.6667
87 | 2007005758 | 328 | 318
88 | 2007005758 | 328.3333 | 318.3333
89 | 2007005758 | 328.6667 | 318.6667
90 | 2007005758 | 329 | 339
91 | 2007005758 | 329 | 339
92 | 2007005758 | 329 | 339
93 | 2007005758 | 329 | 339
94 | 2007005758 | 328.6667 | 338.6667
95 | 2007005758 | 328.3333 | 338.3333
96 | 2007005758 | 328 | 338
97 | 2007005758 | 327.6667 | 337.6667
98 | 2007005758 | 327.3333 | 337.3333
99 | 2007005758 | 327 | 337
100 | 2007005758 | 328.6667 | 338.6667
101 | 2007005758 | 330.3333 | 340.3333
102 | 2007005758 | 332 | 342
103 | 2007005758 | 334.3333 | 344.3333
104 | 2007005758 | 336.6667 | 346.6667
105 | 2007005758 | 339 | 349
106 | 2007005758 | 339.3333 | 349.3333
107 | 2007005758 | 339.6667 | 349.6667
108 | 2007005758 | 340 | 350
109 | 2007005758 | 342.3333 | 352.3333
110 | 2007005758 | 344.6667 | 354.6667
111 | 2007005758 | 347 | 357
112 | 2007005758 | 349.6667 | 359.6667
113 | 2007005758 | 352.3333 | 362.3333
114 | 2007005758 | 355 | 365
115 | 2007005758 | 360.3333 | 370.3333
116 | 2007005758 | 365.6667 | 375.6667
117 | 2007005758 | 371 | 381
118 | 2007005758 | 373.6667 | 383.6667
119 | 2007005758 | 376.3333 | 386.3333
120 | 2007005758 | 379 | 389
121 | 2007005758 | 383.3333 | 393.3333
122 | 2007005758 | 387.6667 | 377.6667
123 | 2007005758 | 392 | 382
124 | 2007005758 | 395.3333 | 385.3333
125 | 2007005758 | 398.6667 | 388.6667
126 | 2007005758 | 402 | 392
127 | 2007005758 | 404.3333 | 394.3333
128 | 2007005758 | 406.6667 | 396.6667
129 | 2007005758 | 409 | 399
130 | 2007005758 | 409 | 399
131 | 2007005758 | 409 | 399
132 | 2007005758 | 409 | 399
133 | 2007005758 | 408.3333 | 398.3333
134 | 2007005758 | 407.6667 | 397.6667
135 | 2007005758 | 407 | 397
136 | 2007005758 | 407 | 397
137 | 2007005758 | 407 | 397
138 | 2007005758 | 407 | 397
139 | 2007005758 | 407 | 397
140 | 2007005758 | 407 | 397
141 | 2007005758 | 407 | 397
142 | 2007005758 | 406 | 396
143 | 2007005758 | 405 | 395
0 | 2011009494 | 343 | 333
1 | 2011009494 | 344 | 334
2 | 2011009494 | 345 | 335
3 | 2011009494 | 346 | 336
4 | 2011009494 | 348 | 338
5 | 2011009494 | 350 | 340
6 | 2011009494 | 352 | 342
7 | 2011009494 | 353 | 343
8 | 2011009494 | 354 | 344
9 | 2011009494 | 355 | 345
10 | 2011009494 | 356.6667 | 346.6667
11 | 2011009494 | 358.3333 | 348.3333
12 | 2011009494 | 360 | 350
13 | 2011009494 | 363.6667 | 353.6667
14 | 2011009494 | 367.3333 | 357.3333
15 | 2011009494 | 371 | 361
16 | 2011009494 | 373.3333 | 363.3333
17 | 2011009494 | 375.6667 | 365.6667
18 | 2011009494 | 378 | 368
19 | 2011009494 | 378.6667 | 368.6667
20 | 2011009494 | 379.3333 | 369.3333
21 | 2011009494 | 380 | 370
22 | 2011009494 | 381.3333 | 371.3333
23 | 2011009494 | 382.6667 | 372.6667
24 | 2011009494 | 384 | 374
25 | 2011009494 | 385.3333 | 375.3333
26 | 2011009494 | 386.6667 | 376.6667
27 | 2011009494 | 388 | 378
28 | 2011009494 | 387 | 377
29 | 2011009494 | 386 | 376
30 | 2011009494 | 385 | 375
31 | 2011009494 | 383 | 373
32 | 2011009494 | 381 | 371
33 | 2011009494 | 379 | 369
34 | 2011009494 | 378.3333 | 368.3333
35 | 2011009494 | 377.6667 | 367.6667
36 | 2011009494 | 377 | 367
37 | 2011009494 | 377.3333 | 367.3333
38 | 2011009494 | 377.6667 | 367.6667
39 | 2011009494 | 378 | 368
40 | 2011009494 | 379.6667 | 369.6667
41 | 2011009494 | 381.3333 | 371.3333
42 | 2011009494 | 383 | 373
43 | 2011009494 | 385.3333 | 375.3333
44 | 2011009494 | 387.6667 | 377.6667
45 | 2011009494 | 390 | 380
46 | 2011009494 | 391.3333 | 381.3333
47 | 2011009494 | 392.6667 | 382.6667
48 | 2011009494 | 394 | 384
49 | 2011009494 | 393.3333 | 383.3333
50 | 2011009494 | 392.6667 | 382.6667
51 | 2011009494 | 392 | 382
52 | 2011009494 | 387.6667 | 377.6667
53 | 2011009494 | 383.3333 | 373.3333
54 | 2011009494 | 379 | 369
55 | 2011009494 | 372.3333 | 362.3333
56 | 2011009494 | 365.6667 | 355.6667
57 | 2011009494 | 359 | 349
58 | 2011009494 | 353.6667 | 343.6667
59 | 2011009494 | 348.3333 | 338.3333
60 | 2011009494 | 343 | 333
61 | 2011009494 | 338.3333 | 328.3333
62 | 2011009494 | 333.6667 | 323.6667
63 | 2011009494 | 329 | 319
64 | 2011009494 | 326 | 316
65 | 2011009494 | 323 | 313
66 | 2011009494 | 320 | 310
67 | 2011009494 | 318.3333 | 308.3333
68 | 2011009494 | 316.6667 | 306.6667
69 | 2011009494 | 315 | 305
70 | 2011009494 | 315.3333 | 305.3333
71 | 2011009494 | 315.6667 | 305.6667
72 | 2011009494 | 316 | 306
73 | 2011009494 | 316.3333 | 306.3333
74 | 2011009494 | 316.6667 | 306.6667
75 | 2011009494 | 317 | 307
76 | 2011009494 | 316.3333 | 306.3333
77 | 2011009494 | 315.6667 | 305.6667
78 | 2011009494 | 315 | 305
79 | 2011009494 | 314.6667 | 304.6667
80 | 2011009494 | 314.3333 | 304.3333
81 | 2011009494 | 314 | 304
82 | 2011009494 | 316.3333 | 306.3333
83 | 2011009494 | 318.6667 | 308.6667
84 | 2011009494 | 321 | 311
85 | 2011009494 | 323.3333 | 313.3333
86 | 2011009494 | 325.6667 | 315.6667
87 | 2011009494 | 328 | 318
88 | 2011009494 | 328.3333 | 318.3333
89 | 2011009494 | 328.6667 | 318.6667
90 | 2011009494 | 329 | 339
91 | 2011009494 | 329 | 339
92 | 2011009494 | 329 | 339
93 | 2011009494 | 329 | 339
94 | 2011009494 | 328.6667 | 338.6667
95 | 2011009494 | 328.3333 | 338.3333
96 | 2011009494 | 328 | 338
97 | 2011009494 | 327.6667 | 337.6667
98 | 2011009494 | 327.3333 | 337.3333
99 | 2011009494 | 327 | 337
100 | 2011009494 | 328.6667 | 338.6667
101 | 2011009494 | 330.3333 | 340.3333
102 | 2011009494 | 332 | 342
103 | 2011009494 | 334.3333 | 344.3333
104 | 2011009494 | 336.6667 | 346.6667
105 | 2011009494 | 339 | 349
106 | 2011009494 | 339.3333 | 349.3333
107 | 2011009494 | 339.6667 | 349.6667
108 | 2011009494 | 340 | 350
109 | 2011009494 | 342.3333 | 352.3333
110 | 2011009494 | 344.6667 | 354.6667
111 | 2011009494 | 347 | 357
112 | 2011009494 | 349.6667 | 359.6667
113 | 2011009494 | 352.3333 | 362.3333
114 | 2011009494 | 355 | 365
115 | 2011009494 | 360.3333 | 370.3333
116 | 2011009494 | 365.6667 | 375.6667
117 | 2011009494 | 371 | 381
118 | 2011009494 | 373.6667 | 383.6667
119 | 2011009494 | 376.3333 | 386.3333
120 | 2011009494 | 379 | 389
121 | 2011009494 | 383.3333 | 393.3333
122 | 2011009494 | 387.6667 | 377.6667
123 | 2011009494 | 392 | 382
124 | 2011009494 | 395.3333 | 385.3333
125 | 2011009494 | 398.6667 | 388.6667
126 | 2011009494 | 402 | 392
127 | 2011009494 | 404.3333 | 394.3333
128 | 2011009494 | 406.6667 | 396.6667
129 | 2011009494 | 409 | 399
130 | 2011009494 | 409 | 399
131 | 2011009494 | 409 | 399
132 | 2011009494 | 409 | 399
133 | 2011009494 | 408.3333 | 398.3333
134 | 2011009494 | 407.6667 | 397.6667
135 | 2011009494 | 407 | 397
136 | 2011009494 | 407 | 397
137 | 2011009494 | 407 | 397
138 | 2011009494 | 407 | 397
139 | 2011009494 | 407 | 397
140 | 2011009494 | 407 | 397
141 | 2011009494 | 407 | 397
142 | 2011009494 | 406 | 396
143 | 2011009494 | 405 | 395
0 | 2002002628 | 343 | 333
1 | 2002002628 | 344 | 334
2 | 2002002628 | 345 | 335
3 | 2002002628 | 346 | 336
4 | 2002002628 | 348 | 338
5 | 2002002628 | 350 | 340
6 | 2002002628 | 352 | 342
7 | 2002002628 | 353 | 343
8 | 2002002628 | 354 | 344
9 | 2002002628 | 355 | 345
10 | 2002002628 | 356.6667 | 346.6667
11 | 2002002628 | 358.3333 | 348.3333
12 | 2002002628 | 360 | 350
13 | 2002002628 | 363.6667 | 353.6667
14 | 2002002628 | 367.3333 | 357.3333
15 | 2002002628 | 371 | 361
16 | 2002002628 | 373.3333 | 363.3333
17 | 2002002628 | 375.6667 | 365.6667
18 | 2002002628 | 378 | 368
19 | 2002002628 | 378.6667 | 368.6667
20 | 2002002628 | 379.3333 | 369.3333
21 | 2002002628 | 380 | 370
22 | 2002002628 | 381.3333 | 371.3333
23 | 2002002628 | 382.6667 | 372.6667
24 | 2002002628 | 384 | 374
25 | 2002002628 | 385.3333 | 375.3333
26 | 2002002628 | 386.6667 | 376.6667
27 | 2002002628 | 388 | 378
28 | 2002002628 | 387 | 377
29 | 2002002628 | 386 | 376
30 | 2002002628 | 385 | 375
31 | 2002002628 | 383 | 373
32 | 2002002628 | 381 | 371
33 | 2002002628 | 379 | 369
34 | 2002002628 | 378.3333 | 368.3333
35 | 2002002628 | 377.6667 | 367.6667
36 | 2002002628 | 377 | 367
37 | 2002002628 | 377.3333 | 367.3333
38 | 2002002628 | 377.6667 | 367.6667
39 | 2002002628 | 378 | 368
40 | 2002002628 | 379.6667 | 369.6667
41 | 2002002628 | 381.3333 | 371.3333
42 | 2002002628 | 383 | 373
43 | 2002002628 | 385.3333 | 375.3333
44 | 2002002628 | 387.6667 | 377.6667
45 | 2002002628 | 390 | 380
46 | 2002002628 | 391.3333 | 381.3333
47 | 2002002628 | 392.6667 | 382.6667
48 | 2002002628 | 394 | 384
49 | 2002002628 | 393.3333 | 383.3333
50 | 2002002628 | 392.6667 | 382.6667
51 | 2002002628 | 392 | 382
52 | 2002002628 | 387.6667 | 377.6667
53 | 2002002628 | 383.3333 | 373.3333
54 | 2002002628 | 379 | 369
55 | 2002002628 | 372.3333 | 362.3333
56 | 2002002628 | 365.6667 | 355.6667
57 | 2002002628 | 359 | 349
58 | 2002002628 | 353.6667 | 343.6667
59 | 2002002628 | 348.3333 | 338.3333
60 | 2002002628 | 343 | 333
61 | 2002002628 | 338.3333 | 328.3333
62 | 2002002628 | 333.6667 | 323.6667
63 | 2002002628 | 329 | 319
64 | 2002002628 | 326 | 316
65 | 2002002628 | 323 | 313
66 | 2002002628 | 320 | 310
67 | 2002002628 | 318.3333 | 308.3333
68 | 2002002628 | 316.6667 | 306.6667
69 | 2002002628 | 315 | 305
70 | 2002002628 | 315.3333 | 305.3333
71 | 2002002628 | 315.6667 | 305.6667
72 | 2002002628 | 316 | 306
73 | 2002002628 | 316.3333 | 306.3333
74 | 2002002628 | 316.6667 | 306.6667
75 | 2002002628 | 317 | 307
76 | 2002002628 | 316.3333 | 306.3333
77 | 2002002628 | 315.6667 | 305.6667
78 | 2002002628 | 315 | 305
79 | 2002002628 | 314.6667 | 304.6667
80 | 2002002628 | 314.3333 | 304.3333
81 | 2002002628 | 314 | 304
82 | 2002002628 | 316.3333 | 306.3333
83 | 2002002628 | 318.6667 | 308.6667
84 | 2002002628 | 321 | 311
85 | 2002002628 | 323.3333 | 313.3333
86 | 2002002628 | 325.6667 | 315.6667
87 | 2002002628 | 328 | 318
88 | 2002002628 | 328.3333 | 318.3333
89 | 2002002628 | 328.6667 | 318.6667
90 | 2002002628 | 329 | 339
91 | 2002002628 | 329 | 339
92 | 2002002628 | 329 | 339
93 | 2002002628 | 329 | 339
94 | 2002002628 | 328.6667 | 338.6667
95 | 2002002628 | 328.3333 | 338.3333
96 | 2002002628 | 328 | 338
97 | 2002002628 | 327.6667 | 337.6667
98 | 2002002628 | 327.3333 | 337.3333
99 | 2002002628 | 327 | 337
100 | 2002002628 | 328.6667 | 338.6667
101 | 2002002628 | 330.3333 | 340.3333
102 | 2002002628 | 332 | 342
103 | 2002002628 | 334.3333 | 344.3333
104 | 2002002628 | 336.6667 | 346.6667
105 | 2002002628 | 339 | 349
106 | 2002002628 | 339.3333 | 349.3333
107 | 2002002628 | 339.6667 | 349.6667
108 | 2002002628 | 340 | 350
109 | 2002002628 | 342.3333 | 352.3333
110 | 2002002628 | 344.6667 | 354.6667
111 | 2002002628 | 347 | 357
112 | 2002002628 | 349.6667 | 359.6667
113 | 2002002628 | 352.3333 | 362.3333
114 | 2002002628 | 355 | 365
115 | 2002002628 | 360.3333 | 370.3333
116 | 2002002628 | 365.6667 | 375.6667
117 | 2002002628 | 371 | 381
118 | 2002002628 | 373.6667 | 383.6667
119 | 2002002628 | 376.3333 | 386.3333
120 | 2002002628 | 379 | 389
121 | 2002002628 | 383.3333 | 393.3333
122 | 2002002628 | 387.6667 | 377.6667
123 | 2002002628 | 392 | 382
124 | 2002002628 | 395.3333 | 385.3333
125 | 2002002628 | 398.6667 | 388.6667
126 | 2002002628 | 402 | 392
127 | 2002002628 | 404.3333 | 394.3333
128 | 2002002628 | 406.6667 | 396.6667
129 | 2002002628 | 409 | 399
130 | 2002002628 | 409 | 399
131 | 2002002628 | 409 | 399
132 | 2002002628 | 409 | 399
133 | 2002002628 | 408.3333 | 398.3333
134 | 2002002628 | 407.6667 | 397.6667
135 | 2002002628 | 407 | 397
136 | 2002002628 | 407 | 397
137 | 2002002628 | 407 | 397
138 | 2002002628 | 407 | 397
139 | 2002002628 | 407 | 397
140 | 2002002628 | 407 | 397
141 | 2002002628 | 407 | 397
142 | 2002002628 | 406 | 396
143 | 2002002628 | 405 | 395
0 | 2006011080 | 343 | 333
1 | 2006011080 | 344 | 334
2 | 2006011080 | 345 | 335
3 | 2006011080 | 346 | 336
4 | 2006011080 | 348 | 338
5 | 2006011080 | 350 | 340
6 | 2006011080 | 352 | 342
7 | 2006011080 | 353 | 343
8 | 2006011080 | 354 | 344
9 | 2006011080 | 355 | 345
10 | 2006011080 | 356.6667 | 346.6667
11 | 2006011080 | 358.3333 | 348.3333
12 | 2006011080 | 360 | 350
13 | 2006011080 | 363.6667 | 353.6667
14 | 2006011080 | 367.3333 | 357.3333
15 | 2006011080 | 371 | 361
16 | 2006011080 | 373.3333 | 363.3333
17 | 2006011080 | 375.6667 | 365.6667
18 | 2006011080 | 378 | 368
19 | 2006011080 | 378.6667 | 368.6667
20 | 2006011080 | 379.3333 | 369.3333
21 | 2006011080 | 380 | 370
22 | 2006011080 | 381.3333 | 371.3333
23 | 2006011080 | 382.6667 | 372.6667
24 | 2006011080 | 384 | 374
25 | 2006011080 | 385.3333 | 375.3333
26 | 2006011080 | 386.6667 | 376.6667
27 | 2006011080 | 388 | 378
28 | 2006011080 | 387 | 377
29 | 2006011080 | 386 | 376
30 | 2006011080 | 385 | 375
31 | 2006011080 | 383 | 373
32 | 2006011080 | 381 | 371
33 | 2006011080 | 379 | 369
34 | 2006011080 | 378.3333 | 368.3333
35 | 2006011080 | 377.6667 | 367.6667
36 | 2006011080 | 377 | 367
37 | 2006011080 | 377.3333 | 367.3333
38 | 2006011080 | 377.6667 | 367.6667
39 | 2006011080 | 378 | 368
40 | 2006011080 | 379.6667 | 369.6667
41 | 2006011080 | 381.3333 | 371.3333
42 | 2006011080 | 383 | 373
43 | 2006011080 | 385.3333 | 375.3333
44 | 2006011080 | 387.6667 | 377.6667
45 | 2006011080 | 390 | 380
46 | 2006011080 | 391.3333 | 381.3333
47 | 2006011080 | 392.6667 | 382.6667
48 | 2006011080 | 394 | 384
49 | 2006011080 | 393.3333 | 383.3333
50 | 2006011080 | 392.6667 | 382.6667
51 | 2006011080 | 392 | 382
52 | 2006011080 | 387.6667 | 377.6667
53 | 2006011080 | 383.3333 | 373.3333
54 | 2006011080 | 379 | 369
55 | 2006011080 | 372.3333 | 362.3333
56 | 2006011080 | 365.6667 | 355.6667
57 | 2006011080 | 359 | 349
58 | 2006011080 | 353.6667 | 343.6667
59 | 2006011080 | 348.3333 | 338.3333
60 | 2006011080 | 343 | 333
61 | 2006011080 | 338.3333 | 328.3333
62 | 2006011080 | 333.6667 | 323.6667
63 | 2006011080 | 329 | 319
64 | 2006011080 | 326 | 316
65 | 2006011080 | 323 | 313
66 | 2006011080 | 320 | 310
67 | 2006011080 | 318.3333 | 308.3333
68 | 2006011080 | 316.6667 | 306.6667
69 | 2006011080 | 315 | 305
70 | 2006011080 | 315.3333 | 305.3333
71 | 2006011080 | 315.6667 | 305.6667
72 | 2006011080 | 316 | 306
73 | 2006011080 | 316.3333 | 306.3333
74 | 2006011080 | 316.6667 | 306.6667
75 | 2006011080 | 317 | 307
76 | 2006011080 | 316.3333 | 306.3333
77 | 2006011080 | 315.6667 | 305.6667
78 | 2006011080 | 315 | 305
79 | 2006011080 | 314.6667 | 304.6667
80 | 2006011080 | 314.3333 | 304.3333
81 | 2006011080 | 314 | 304
82 | 2006011080 | 316.3333 | 306.3333
83 | 2006011080 | 318.6667 | 308.6667
84 | 2006011080 | 321 | 311
85 | 2006011080 | 323.3333 | 313.3333
86 | 2006011080 | 325.6667 | 315.6667
87 | 2006011080 | 328 | 318
88 | 2006011080 | 328.3333 | 318.3333
89 | 2006011080 | 328.6667 | 318.6667
90 | 2006011080 | 329 | 339
91 | 2006011080 | 329 | 339
92 | 2006011080 | 329 | 339
93 | 2006011080 | 329 | 339
94 | 2006011080 | 328.6667 | 338.6667
95 | 2006011080 | 328.3333 | 338.3333
96 | 2006011080 | 328 | 338
97 | 2006011080 | 327.6667 | 337.6667
98 | 2006011080 | 327.3333 | 337.3333
99 | 2006011080 | 327 | 337
100 | 2006011080 | 328.6667 | 338.6667
101 | 2006011080 | 330.3333 | 340.3333
102 | 2006011080 | 332 | 342
103 | 2006011080 | 334.3333 | 344.3333
104 | 2006011080 | 336.6667 | 346.6667
105 | 2006011080 | 339 | 349
106 | 2006011080 | 339.3333 | 349.3333
107 | 2006011080 | 339.6667 | 349.6667
108 | 2006011080 | 340 | 350
109 | 2006011080 | 342.3333 | 352.3333
110 | 2006011080 | 344.6667 | 354.6667
111 | 2006011080 | 347 | 357
112 | 2006011080 | 349.6667 | 359.6667
113 | 2006011080 | 352.3333 | 362.3333
114 | 2006011080 | 355 | 365
115 | 2006011080 | 360.3333 | 370.3333
116 | 2006011080 | 365.6667 | 375.6667
117 | 2006011080 | 371 | 381
118 | 2006011080 | 373.6667 | 383.6667
119 | 2006011080 | 376.3333 | 386.3333
120 | 2006011080 | 379 | 389
121 | 2006011080 | 383.3333 | 393.3333
122 | 2006011080 | 387.6667 | 377.6667
123 | 2006011080 | 392 | 382
124 | 2006011080 | 395.3333 | 385.3333
125 | 2006011080 | 398.6667 | 388.6667
126 | 2006011080 | 402 | 392
127 | 2006011080 | 404.3333 | 394.3333
128 | 2006011080 | 406.6667 | 396.6667
129 | 2006011080 | 409 | 399
130 | 2006011080 | 409 | 399
131 | 2006011080 | 409 | 399
132 | 2006011080 | 409 | 399
133 | 2006011080 | 408.3333 | 398.3333
134 | 2006011080 | 407.6667 | 397.6667
135 | 2006011080 | 407 | 397
136 | 2006011080 | 407 | 397
137 | 2006011080 | 407 | 397
138 | 2006011080 | 407 | 397
139 | 2006011080 | 407 | 397
140 | 2006011080 | 407 | 397
141 | 2006011080 | 407 | 397
142 | 2006011080 | 406 | 396
143 | 2006011080 | 405 | 395
0 | 2003004945 | 343 | 333
1 | 2003004945 | 344 | 334
2 | 2003004945 | 345 | 335
3 | 2003004945 | 346 | 336
4 | 2003004945 | 348 | 338
5 | 2003004945 | 350 | 340
6 | 2003004945 | 352 | 342
7 | 2003004945 | 353 | 343
8 | 2003004945 | 354 | 344
9 | 2003004945 | 355 | 345
10 | 2003004945 | 356.6667 | 346.6667
11 | 2003004945 | 358.3333 | 348.3333
12 | 2003004945 | 360 | 350
13 | 2003004945 | 363.6667 | 353.6667
14 | 2003004945 | 367.3333 | 357.3333
15 | 2003004945 | 371 | 361
16 | 2003004945 | 373.3333 | 363.3333
17 | 2003004945 | 375.6667 | 365.6667
18 | 2003004945 | 378 | 368
19 | 2003004945 | 378.6667 | 368.6667
20 | 2003004945 | 379.3333 | 369.3333
21 | 2003004945 | 380 | 370
22 | 2003004945 | 381.3333 | 371.3333
23 | 2003004945 | 382.6667 | 372.6667
24 | 2003004945 | 384 | 374
25 | 2003004945 | 385.3333 | 375.3333
26 | 2003004945 | 386.6667 | 376.6667
27 | 2003004945 | 388 | 378
28 | 2003004945 | 387 | 377
29 | 2003004945 | 386 | 376
30 | 2003004945 | 385 | 375
31 | 2003004945 | 383 | 373
32 | 2003004945 | 381 | 371
33 | 2003004945 | 379 | 369
34 | 2003004945 | 378.3333 | 368.3333
35 | 2003004945 | 377.6667 | 367.6667
36 | 2003004945 | 377 | 367
37 | 2003004945 | 377.3333 | 367.3333
38 | 2003004945 | 377.6667 | 367.6667
39 | 2003004945 | 378 | 368
40 | 2003004945 | 379.6667 | 369.6667
41 | 2003004945 | 381.3333 | 371.3333
42 | 2003004945 | 383 | 373
43 | 2003004945 | 385.3333 | 375.3333
44 | 2003004945 | 387.6667 | 377.6667
45 | 2003004945 | 390 | 380
46 | 2003004945 | 391.3333 | 381.3333
47 | 2003004945 | 392.6667 | 382.6667
48 | 2003004945 | 394 | 384
49 | 2003004945 | 393.3333 | 383.3333
50 | 2003004945 | 392.6667 | 382.6667
51 | 2003004945 | 392 | 382
52 | 2003004945 | 387.6667 | 377.6667
53 | 2003004945 | 383.3333 | 373.3333
54 | 2003004945 | 379 | 369
55 | 2003004945 | 372.3333 | 362.3333
56 | 2003004945 | 365.6667 | 355.6667
57 | 2003004945 | 359 | 349
58 | 2003004945 | 353.6667 | 343.6667
59 | 2003004945 | 348.3333 | 338.3333
60 | 2003004945 | 343 | 333
61 | 2003004945 | 338.3333 | 328.3333
62 | 2003004945 | 333.6667 | 323.6667
63 | 2003004945 | 329 | 319
64 | 2003004945 | 326 | 316
65 | 2003004945 | 323 | 313
66 | 2003004945 | 320 | 310
67 | 2003004945 | 318.3333 | 308.3333
68 | 2003004945 | 316.6667 | 306.6667
69 | 2003004945 | 315 | 305
70 | 2003004945 | 315.3333 | 305.3333
71 | 2003004945 | 315.6667 | 305.6667
72 | 2003004945 | 316 | 306
73 | 2003004945 | 316.3333 | 306.3333
74 | 2003004945 | 316.6667 | 306.6667
75 | 2003004945 | 317 | 307
76 | 2003004945 | 316.3333 | 306.3333
77 | 2003004945 | 315.6667 | 305.6667
78 | 2003004945 | 315 | 305
79 | 2003004945 | 314.6667 | 304.6667
80 | 2003004945 | 314.3333 | 304.3333
81 | 2003004945 | 314 | 304
82 | 2003004945 | 316.3333 | 306.3333
83 | 2003004945 | 318.6667 | 308.6667
84 | 2003004945 | 321 | 311
85 | 2003004945 | 323.3333 | 313.3333
86 | 2003004945 | 325.6667 | 315.6667
87 | 2003004945 | 328 | 318
88 | 2003004945 | 328.3333 | 318.3333
89 | 2003004945 | 328.6667 | 318.6667
90 | 2003004945 | 329 | 339
91 | 2003004945 | 329 | 339
92 | 2003004945 | 329 | 339
93 | 2003004945 | 329 | 339
94 | 2003004945 | 328.6667 | 338.6667
95 | 2003004945 | 328.3333 | 338.3333
96 | 2003004945 | 328 | 338
97 | 2003004945 | 327.6667 | 337.6667
98 | 2003004945 | 327.3333 | 337.3333
99 | 2003004945 | 327 | 337
100 | 2003004945 | 328.6667 | 338.6667
101 | 2003004945 | 330.3333 | 340.3333
102 | 2003004945 | 332 | 342
103 | 2003004945 | 334.3333 | 344.3333
104 | 2003004945 | 336.6667 | 346.6667
105 | 2003004945 | 339 | 349
106 | 2003004945 | 339.3333 | 349.3333
107 | 2003004945 | 339.6667 | 349.6667
108 | 2003004945 | 340 | 350
109 | 2003004945 | 342.3333 | 352.3333
110 | 2003004945 | 344.6667 | 354.6667
111 | 2003004945 | 347 | 357
112 | 2003004945 | 349.6667 | 359.6667
113 | 2003004945 | 352.3333 | 362.3333
114 | 2003004945 | 355 | 365
115 | 2003004945 | 360.3333 | 370.3333
116 | 2003004945 | 365.6667 | 375.6667
117 | 2003004945 | 371 | 381
118 | 2003004945 | 373.6667 | 383.6667
119 | 2003004945 | 376.3333 | 386.3333
120 | 2003004945 | 379 | 389
121 | 2003004945 | 383.3333 | 393.3333
122 | 2003004945 | 387.6667 | 377.6667
123 | 2003004945 | 392 | 382
124 | 2003004945 | 395.3333 | 385.3333
125 | 2003004945 | 398.6667 | 388.6667
126 | 2003004945 | 402 | 392
127 | 2003004945 | 404.3333 | 394.3333
128 | 2003004945 | 406.6667 | 396.6667
129 | 2003004945 | 409 | 399
130 | 2003004945 | 409 | 399
131 | 2003004945 | 409 | 399
132 | 2003004945 | 409 | 399
133 | 2003004945 | 408.3333 | 398.3333
134 | 2003004945 | 407.6667 | 397.6667
135 | 2003004945 | 407 | 397
136 | 2003004945 | 407 | 397
137 | 2003004945 | 407 | 397
138 | 2003004945 | 407 | 397
139 | 2003004945 | 407 | 397
140 | 2003004945 | 407 | 397
141 | 2003004945 | 407 | 397
142 | 2003004945 | 406 | 396
143 | 2003004945 | 405 | 395
0 | 2013002888 | 343 | 333
1 | 2013002888 | 344 | 334
2 | 2013002888 | 345 | 335
3 | 2013002888 | 346 | 336
4 | 2013002888 | 348 | 338
5 | 2013002888 | 350 | 340
6 | 2013002888 | 352 | 342
7 | 2013002888 | 353 | 343
8 | 2013002888 | 354 | 344
9 | 2013002888 | 355 | 345
10 | 2013002888 | 356.6667 | 346.6667
11 | 2013002888 | 358.3333 | 348.3333
12 | 2013002888 | 360 | 350
13 | 2013002888 | 363.6667 | 353.6667
14 | 2013002888 | 367.3333 | 357.3333
15 | 2013002888 | 371 | 361
16 | 2013002888 | 373.3333 | 363.3333
17 | 2013002888 | 375.6667 | 365.6667
18 | 2013002888 | 378 | 368
19 | 2013002888 | 378.6667 | 368.6667
20 | 2013002888 | 379.3333 | 369.3333
21 | 2013002888 | 380 | 370
22 | 2013002888 | 381.3333 | 371.3333
23 | 2013002888 | 382.6667 | 372.6667
24 | 2013002888 | 384 | 374
25 | 2013002888 | 385.3333 | 375.3333
26 | 2013002888 | 386.6667 | 376.6667
27 | 2013002888 | 388 | 378
28 | 2013002888 | 387 | 377
29 | 2013002888 | 386 | 376
30 | 2013002888 | 385 | 375
31 | 2013002888 | 383 | 373
32 | 2013002888 | 381 | 371
33 | 2013002888 | 379 | 369
34 | 2013002888 | 378.3333 | 368.3333
35 | 2013002888 | 377.6667 | 367.6667
36 | 2013002888 | 377 | 367
37 | 2013002888 | 377.3333 | 367.3333
38 | 2013002888 | 377.6667 | 367.6667
39 | 2013002888 | 378 | 368
40 | 2013002888 | 379.6667 | 369.6667
41 | 2013002888 | 381.3333 | 371.3333
42 | 2013002888 | 383 | 373
43 | 2013002888 | 385.3333 | 375.3333
44 | 2013002888 | 387.6667 | 377.6667
45 | 2013002888 | 390 | 380
46 | 2013002888 | 391.3333 | 381.3333
47 | 2013002888 | 392.6667 | 382.6667
48 | 2013002888 | 394 | 384
49 | 2013002888 | 393.3333 | 383.3333
50 | 2013002888 | 392.6667 | 382.6667
51 | 2013002888 | 392 | 382
52 | 2013002888 | 387.6667 | 377.6667
53 | 2013002888 | 383.3333 | 373.3333
54 | 2013002888 | 379 | 369
55 | 2013002888 | 372.3333 | 362.3333
56 | 2013002888 | 365.6667 | 355.6667
57 | 2013002888 | 359 | 349
58 | 2013002888 | 353.6667 | 343.6667
59 | 2013002888 | 348.3333 | 338.3333
60 | 2013002888 | 343 | 333
61 | 2013002888 | 338.3333 | 328.3333
62 | 2013002888 | 333.6667 | 323.6667
63 | 2013002888 | 329 | 319
64 | 2013002888 | 326 | 316
65 | 2013002888 | 323 | 313
66 | 2013002888 | 320 | 310
67 | 2013002888 | 318.3333 | 308.3333
68 | 2013002888 | 316.6667 | 306.6667
69 | 2013002888 | 315 | 305
70 | 2013002888 | 315.3333 | 305.3333
71 | 2013002888 | 315.6667 | 305.6667
72 | 2013002888 | 316 | 306
73 | 2013002888 | 316.3333 | 306.3333
74 | 2013002888 | 316.6667 | 306.6667
75 | 2013002888 | 317 | 307
76 | 2013002888 | 316.3333 | 306.3333
77 | 2013002888 | 315.6667 | 305.6667
78 | 2013002888 | 315 | 305
79 | 2013002888 | 314.6667 | 304.6667
80 | 2013002888 | 314.3333 | 304.3333
81 | 2013002888 | 314 | 304
82 | 2013002888 | 316.3333 | 306.3333
83 | 2013002888 | 318.6667 | 308.6667
84 | 2013002888 | 321 | 311
85 | 2013002888 | 323.3333 | 313.3333
86 | 2013002888 | 325.6667 | 315.6667
87 | 2013002888 | 328 | 318
88 | 2013002888 | 328.3333 | 318.3333
89 | 2013002888 | 328.6667 | 318.6667
90 | 2013002888 | 329 | 339
91 | 2013002888 | 329 | 339
92 | 2013002888 | 329 | 339
93 | 2013002888 | 329 | 339
94 | 2013002888 | 328.6667 | 338.6667
95 | 2013002888 | 328.3333 | 338.3333
96 | 2013002888 | 328 | 338
97 | 2013002888 | 327.6667 | 337.6667
98 | 2013002888 | 327.3333 | 337.3333
99 | 2013002888 | 327 | 337
100 | 2013002888 | 328.6667 | 338.6667
101 | 2013002888 | 330.3333 | 340.3333
102 | 2013002888 | 332 | 342
103 | 2013002888 | 334.3333 | 344.3333
104 | 2013002888 | 336.6667 | 346.6667
105 | 2013002888 | 339 | 349
106 | 2013002888 | 339.3333 | 349.3333
107 | 2013002888 | 339.6667 | 349.6667
108 | 2013002888 | 340 | 350
109 | 2013002888 | 342.3333 | 352.3333
110 | 2013002888 | 344.6667 | 354.6667
111 | 2013002888 | 347 | 357
112 | 2013002888 | 349.6667 | 359.6667
113 | 2013002888 | 352.3333 | 362.3333
114 | 2013002888 | 355 | 365
115 | 2013002888 | 360.3333 | 370.3333
116 | 2013002888 | 365.6667 | 375.6667
117 | 2013002888 | 371 | 381
118 | 2013002888 | 373.6667 | 383.6667
119 | 2013002888 | 376.3333 | 386.3333
120 | 2013002888 | 379 | 389
121 | 2013002888 | 383.3333 | 393.3333
122 | 2013002888 | 387.6667 | 377.6667
123 | 2013002888 | 392 | 382
124 | 2013002888 | 395.3333 | 385.3333
125 | 2013002888 | 398.6667 | 388.6667
126 | 2013002888 | 402 | 392
127 | 2013002888 | 404.3333 | 394.3333
128 | 2013002888 | 406.6667 | 396.6667
129 | 2013002888 | 409 | 399
130 | 2013002888 | 409 | 399
131 | 2013002888 | 409 | 399
132 | 2013002888 | 409 | 399
133 | 2013002888 | 408.3333 | 398.3333
134 | 2013002888 | 407.6667 | 397.6667
135 | 2013002888 | 407 | 397
136 | 2013002888 | 407 | 397
137 | 2013002888 | 407 | 397
138 | 2013002888 | 407 | 397
139 | 2013002888 | 407 | 397
140 | 2013002888 | 407 | 397
141 | 2013002888 | 407 | 397
142 | 2013002888 | 406 | 396
143 | 2013002888 | 405 | 395
0 | 2009006511 | 343 | 333
1 | 2009006511 | 344 | 334
2 | 2009006511 | 345 | 335
3 | 2009006511 | 346 | 336
4 | 2009006511 | 348 | 338
5 | 2009006511 | 350 | 340
6 | 2009006511 | 352 | 342
7 | 2009006511 | 353 | 343
8 | 2009006511 | 354 | 344
9 | 2009006511 | 355 | 345
10 | 2009006511 | 356.6667 | 346.6667
11 | 2009006511 | 358.3333 | 348.3333
12 | 2009006511 | 360 | 350
13 | 2009006511 | 363.6667 | 353.6667
14 | 2009006511 | 367.3333 | 357.3333
15 | 2009006511 | 371 | 361
16 | 2009006511 | 373.3333 | 363.3333
17 | 2009006511 | 375.6667 | 365.6667
18 | 2009006511 | 378 | 368
19 | 2009006511 | 378.6667 | 368.6667
20 | 2009006511 | 379.3333 | 369.3333
21 | 2009006511 | 380 | 370
22 | 2009006511 | 381.3333 | 371.3333
23 | 2009006511 | 382.6667 | 372.6667
24 | 2009006511 | 384 | 374
25 | 2009006511 | 385.3333 | 375.3333
26 | 2009006511 | 386.6667 | 376.6667
27 | 2009006511 | 388 | 378
28 | 2009006511 | 387 | 377
29 | 2009006511 | 386 | 376
30 | 2009006511 | 385 | 375
31 | 2009006511 | 383 | 373
32 | 2009006511 | 381 | 371
33 | 2009006511 | 379 | 369
34 | 2009006511 | 378.3333 | 368.3333
35 | 2009006511 | 377.6667 | 367.6667
36 | 2009006511 | 377 | 367
37 | 2009006511 | 377.3333 | 367.3333
38 | 2009006511 | 377.6667 | 367.6667
39 | 2009006511 | 378 | 368
40 | 2009006511 | 379.6667 | 369.6667
41 | 2009006511 | 381.3333 | 371.3333
42 | 2009006511 | 383 | 373
43 | 2009006511 | 385.3333 | 375.3333
44 | 2009006511 | 387.6667 | 377.6667
45 | 2009006511 | 390 | 380
46 | 2009006511 | 391.3333 | 381.3333
47 | 2009006511 | 392.6667 | 382.6667
48 | 2009006511 | 394 | 384
49 | 2009006511 | 393.3333 | 383.3333
50 | 2009006511 | 392.6667 | 382.6667
51 | 2009006511 | 392 | 382
52 | 2009006511 | 387.6667 | 377.6667
53 | 2009006511 | 383.3333 | 373.3333
54 | 2009006511 | 379 | 369
55 | 2009006511 | 372.3333 | 362.3333
56 | 2009006511 | 365.6667 | 355.6667
57 | 2009006511 | 359 | 349
58 | 2009006511 | 353.6667 | 343.6667
59 | 2009006511 | 348.3333 | 338.3333
60 | 2009006511 | 343 | 333
61 | 2009006511 | 338.3333 | 328.3333
62 | 2009006511 | 333.6667 | 323.6667
63 | 2009006511 | 329 | 319
64 | 2009006511 | 326 | 316
65 | 2009006511 | 323 | 313
66 | 2009006511 | 320 | 310
67 | 2009006511 | 318.3333 | 308.3333
68 | 2009006511 | 316.6667 | 306.6667
69 | 2009006511 | 315 | 305
70 | 2009006511 | 315.3333 | 305.3333
71 | 2009006511 | 315.6667 | 305.6667
72 | 2009006511 | 316 | 306
73 | 2009006511 | 316.3333 | 306.3333
74 | 2009006511 | 316.6667 | 306.6667
75 | 2009006511 | 317 | 307
76 | 2009006511 | 316.3333 | 306.3333
77 | 2009006511 | 315.6667 | 305.6667
78 | 2009006511 | 315 | 305
79 | 2009006511 | 314.6667 | 304.6667
80 | 2009006511 | 314.3333 | 304.3333
81 | 2009006511 | 314 | 304
82 | 2009006511 | 316.3333 | 306.3333
83 | 2009006511 | 318.6667 | 308.6667
84 | 2009006511 | 321 | 311
85 | 2009006511 | 323.3333 | 313.3333
86 | 2009006511 | 325.6667 | 315.6667
87 | 2009006511 | 328 | 318
88 | 2009006511 | 328.3333 | 318.3333
89 | 2009006511 | 328.6667 | 318.6667
90 | 2009006511 | 329 | 339
91 | 2009006511 | 329 | 339
92 | 2009006511 | 329 | 339
93 | 2009006511 | 329 | 339
94 | 2009006511 | 328.6667 | 338.6667
95 | 2009006511 | 328.3333 | 338.3333
96 | 2009006511 | 328 | 338
97 | 2009006511 | 327.6667 | 337.6667
98 | 2009006511 | 327.3333 | 337.3333
99 | 2009006511 | 327 | 337
100 | 2009006511 | 328.6667 | 338.6667
101 | 2009006511 | 330.3333 | 340.3333
102 | 2009006511 | 332 | 342
103 | 2009006511 | 334.3333 | 344.3333
104 | 2009006511 | 336.6667 | 346.6667
105 | 2009006511 | 339 | 349
106 | 2009006511 | 339.3333 | 349.3333
107 | 2009006511 | 339.6667 | 349.6667
108 | 2009006511 | 340 | 350
109 | 2009006511 | 342.3333 | 352.3333
110 | 2009006511 | 344.6667 | 354.6667
111 | 2009006511 | 347 | 357
112 | 2009006511 | 349.6667 | 359.6667
113 | 2009006511 | 352.3333 | 362.3333
114 | 2009006511 | 355 | 365
115 | 2009006511 | 360.3333 | 370.3333
116 | 2009006511 | 365.6667 | 375.6667
117 | 2009006511 | 371 | 381
118 | 2009006511 | 373.6667 | 383.6667
119 | 2009006511 | 376.3333 | 386.3333
120 | 2009006511 | 379 | 389
121 | 2009006511 | 383.3333 | 393.3333
122 | 2009006511 | 387.6667 | 377.6667
123 | 2009006511 | 392 | 382
124 | 2009006511 | 395.3333 | 385.3333
125 | 2009006511 | 398.6667 | 388.6667
126 | 2009006511 | 402 | 392
127 | 2009006511 | 404.3333 | 394.3333
128 | 2009006511 | 406.6667 | 396.6667
129 | 2009006511 | 409 | 399
130 | 2009006511 | 409 | 399
131 | 2009006511 | 409 | 399
132 | 2009006511 | 409 | 399
133 | 2009006511 | 408.3333 | 398.3333
134 | 2009006511 | 407.6667 | 397.6667
135 | 2009006511 | 407 | 397
136 | 2009006511 | 407 | 397
137 | 2009006511 | 407 | 397
138 | 2009006511 | 407 | 397
139 | 2009006511 | 407 | 397
140 | 2009006511 | 407 | 397
141 | 2009006511 | 407 | 397
142 | 2009006511 | 406 | 396
143 | 2009006511 | 405 | 395
0 | 2015007377 | 343 | 333
1 | 2015007377 | 344 | 334
2 | 2015007377 | 345 | 335
3 | 2015007377 | 346 | 336
4 | 2015007377 | 348 | 338
5 | 2015007377 | 350 | 340
6 | 2015007377 | 352 | 342
7 | 2015007377 | 353 | 343
8 | 2015007377 | 354 | 344
9 | 2015007377 | 355 | 345
10 | 2015007377 | 356.6667 | 346.6667
11 | 2015007377 | 358.3333 | 348.3333
12 | 2015007377 | 360 | 350
13 | 2015007377 | 363.6667 | 353.6667
14 | 2015007377 | 367.3333 | 357.3333
15 | 2015007377 | 371 | 361
16 | 2015007377 | 373.3333 | 363.3333
17 | 2015007377 | 375.6667 | 365.6667
18 | 2015007377 | 378 | 368
19 | 2015007377 | 378.6667 | 368.6667
20 | 2015007377 | 379.3333 | 369.3333
21 | 2015007377 | 380 | 370
22 | 2015007377 | 381.3333 | 371.3333
23 | 2015007377 | 382.6667 | 372.6667
24 | 2015007377 | 384 | 374
25 | 2015007377 | 385.3333 | 375.3333
26 | 2015007377 | 386.6667 | 376.6667
27 | 2015007377 | 388 | 378
28 | 2015007377 | 387 | 377
29 | 2015007377 | 386 | 376
30 | 2015007377 | 385 | 375
31 | 2015007377 | 383 | 373
32 | 2015007377 | 381 | 371
33 | 2015007377 | 379 | 369
34 | 2015007377 | 378.3333 | 368.3333
35 | 2015007377 | 377.6667 | 367.6667
36 | 2015007377 | 377 | 367
37 | 2015007377 | 377.3333 | 367.3333
38 | 2015007377 | 377.6667 | 367.6667
39 | 2015007377 | 378 | 368
40 | 2015007377 | 379.6667 | 369.6667
41 | 2015007377 | 381.3333 | 371.3333
42 | 2015007377 | 383 | 373
43 | 2015007377 | 385.3333 | 375.3333
44 | 2015007377 | 387.6667 | 377.6667
45 | 2015007377 | 390 | 380
46 | 2015007377 | 391.3333 | 381.3333
47 | 2015007377 | 392.6667 | 382.6667
48 | 2015007377 | 394 | 384
49 | 2015007377 | 393.3333 | 383.3333
50 | 2015007377 | 392.6667 | 382.6667
51 | 2015007377 | 392 | 382
52 | 2015007377 | 387.6667 | 377.6667
53 | 2015007377 | 383.3333 | 373.3333
54 | 2015007377 | 379 | 369
55 | 2015007377 | 372.3333 | 362.3333
56 | 2015007377 | 365.6667 | 355.6667
57 | 2015007377 | 359 | 349
58 | 2015007377 | 353.6667 | 343.6667
59 | 2015007377 | 348.3333 | 338.3333
60 | 2015007377 | 343 | 333
61 | 2015007377 | 338.3333 | 328.3333
62 | 2015007377 | 333.6667 | 323.6667
63 | 2015007377 | 329 | 319
64 | 2015007377 | 326 | 316
65 | 2015007377 | 323 | 313
66 | 2015007377 | 320 | 310
67 | 2015007377 | 318.3333 | 308.3333
68 | 2015007377 | 316.6667 | 306.6667
69 | 2015007377 | 315 | 305
70 | 2015007377 | 315.3333 | 305.3333
71 | 2015007377 | 315.6667 | 305.6667
72 | 2015007377 | 316 | 306
73 | 2015007377 | 316.3333 | 306.3333
74 | 2015007377 | 316.6667 | 306.6667
75 | 2015007377 | 317 | 307
76 | 2015007377 | 316.3333 | 306.3333
77 | 2015007377 | 315.6667 | 305.6667
78 | 2015007377 | 315 | 305
79 | 2015007377 | 314.6667 | 304.6667
80 | 2015007377 | 314.3333 | 304.3333
81 | 2015007377 | 314 | 304
82 | 2015007377 | 316.3333 | 306.3333
83 | 2015007377 | 318.6667 | 308.6667
84 | 2015007377 | 321 | 311
85 | 2015007377 | 323.3333 | 313.3333
86 | 2015007377 | 325.6667 | 315.6667
87 | 2015007377 | 328 | 318
88 | 2015007377 | 328.3333 | 318.3333
89 | 2015007377 | 328.6667 | 318.6667
90 | 2015007377 | 329 | 339
91 | 2015007377 | 329 | 339
92 | 2015007377 | 329 | 339
93 | 2015007377 | 329 | 339
94 | 2015007377 | 328.6667 | 338.6667
95 | 2015007377 | 328.3333 | 338.3333
96 | 2015007377 | 328 | 338
97 | 2015007377 | 327.6667 | 337.6667
98 | 2015007377 | 327.3333 | 337.3333
99 | 2015007377 | 327 | 337
100 | 2015007377 | 328.6667 | 338.6667
101 | 2015007377 | 330.3333 | 340.3333
102 | 2015007377 | 332 | 342
103 | 2015007377 | 334.3333 | 344.3333
104 | 2015007377 | 336.6667 | 346.6667
105 | 2015007377 | 339 | 349
106 | 2015007377 | 339.3333 | 349.3333
107 | 2015007377 | 339.6667 | 349.6667
108 | 2015007377 | 340 | 350
109 | 2015007377 | 342.3333 | 352.3333
110 | 2015007377 | 344.6667 | 354.6667
111 | 2015007377 | 347 | 357
112 | 2015007377 | 349.6667 | 359.6667
113 | 2015007377 | 352.3333 | 362.3333
114 | 2015007377 | 355 | 365
115 | 2015007377 | 360.3333 | 370.3333
116 | 2015007377 | 365.6667 | 375.6667
117 | 2015007377 | 371 | 381
118 | 2015007377 | 373.6667 | 383.6667
119 | 2015007377 | 376.3333 | 386.3333
120 | 2015007377 | 379 | 389
121 | 2015007377 | 383.3333 | 393.3333
122 | 2015007377 | 387.6667 | 377.6667
123 | 2015007377 | 392 | 382
124 | 2015007377 | 395.3333 | 385.3333
125 | 2015007377 | 398.6667 | 388.6667
126 | 2015007377 | 402 | 392
127 | 2015007377 | 404.3333 | 394.3333
128 | 2015007377 | 406.6667 | 396.6667
129 | 2015007377 | 409 | 399
130 | 2015007377 | 409 | 399
131 | 2015007377 | 409 | 399
132 | 2015007377 | 409 | 399
133 | 2015007377 | 408.3333 | 398.3333
134 | 2015007377 | 407.6667 | 397.6667
135 | 2015007377 | 407 | 397
136 | 2015007377 | 407 | 397
137 | 2015007377 | 407 | 397
138 | 2015007377 | 407 | 397
139 | 2015007377 | 407 | 397
140 | 2015007377 | 407 | 397
141 | 2015007377 | 407 | 397
142 | 2015007377 | 406 | 396
143 | 2015007377 | 405 | 395
0 | 2007007681 | 343 | 333
1 | 2007007681 | 344 | 334
2 | 2007007681 | 345 | 335
3 | 2007007681 | 346 | 336
4 | 2007007681 | 348 | 338
5 | 2007007681 | 350 | 340
6 | 2007007681 | 352 | 342
7 | 2007007681 | 353 | 343
8 | 2007007681 | 354 | 344
9 | 2007007681 | 355 | 345
10 | 2007007681 | 356.6667 | 346.6667
11 | 2007007681 | 358.3333 | 348.3333
12 | 2007007681 | 360 | 350
13 | 2007007681 | 363.6667 | 353.6667
14 | 2007007681 | 367.3333 | 357.3333
15 | 2007007681 | 371 | 361
16 | 2007007681 | 373.3333 | 363.3333
17 | 2007007681 | 375.6667 | 365.6667
18 | 2007007681 | 378 | 368
19 | 2007007681 | 378.6667 | 368.6667
20 | 2007007681 | 379.3333 | 369.3333
21 | 2007007681 | 380 | 370
22 | 2007007681 | 381.3333 | 371.3333
23 | 2007007681 | 382.6667 | 372.6667
24 | 2007007681 | 384 | 374
25 | 2007007681 | 385.3333 | 375.3333
26 | 2007007681 | 386.6667 | 376.6667
27 | 2007007681 | 388 | 378
28 | 2007007681 | 387 | 377
29 | 2007007681 | 386 | 376
30 | 2007007681 | 385 | 375
31 | 2007007681 | 383 | 373
32 | 2007007681 | 381 | 371
33 | 2007007681 | 379 | 369
34 | 2007007681 | 378.3333 | 368.3333
35 | 2007007681 | 377.6667 | 367.6667
36 | 2007007681 | 377 | 367
37 | 2007007681 | 377.3333 | 367.3333
38 | 2007007681 | 377.6667 | 367.6667
39 | 2007007681 | 378 | 368
40 | 2007007681 | 379.6667 | 369.6667
41 | 2007007681 | 381.3333 | 371.3333
42 | 2007007681 | 383 | 373
43 | 2007007681 | 385.3333 | 375.3333
44 | 2007007681 | 387.6667 | 377.6667
45 | 2007007681 | 390 | 380
46 | 2007007681 | 391.3333 | 381.3333
47 | 2007007681 | 392.6667 | 382.6667
48 | 2007007681 | 394 | 384
49 | 2007007681 | 393.3333 | 383.3333
50 | 2007007681 | 392.6667 | 382.6667
51 | 2007007681 | 392 | 382
52 | 2007007681 | 387.6667 | 377.6667
53 | 2007007681 | 383.3333 | 373.3333
54 | 2007007681 | 379 | 369
55 | 2007007681 | 372.3333 | 362.3333
56 | 2007007681 | 365.6667 | 355.6667
57 | 2007007681 | 359 | 349
58 | 2007007681 | 353.6667 | 343.6667
59 | 2007007681 | 348.3333 | 338.3333
60 | 2007007681 | 343 | 333
61 | 2007007681 | 338.3333 | 328.3333
62 | 2007007681 | 333.6667 | 323.6667
63 | 2007007681 | 329 | 319
64 | 2007007681 | 326 | 316
65 | 2007007681 | 323 | 313
66 | 2007007681 | 320 | 310
67 | 2007007681 | 318.3333 | 308.3333
68 | 2007007681 | 316.6667 | 306.6667
69 | 2007007681 | 315 | 305
70 | 2007007681 | 315.3333 | 305.3333
71 | 2007007681 | 315.6667 | 305.6667
72 | 2007007681 | 316 | 306
73 | 2007007681 | 316.3333 | 306.3333
74 | 2007007681 | 316.6667 | 306.6667
75 | 2007007681 | 317 | 307
76 | 2007007681 | 316.3333 | 306.3333
77 | 2007007681 | 315.6667 | 305.6667
78 | 2007007681 | 315 | 305
79 | 2007007681 | 314.6667 | 304.6667
80 | 2007007681 | 314.3333 | 304.3333
81 | 2007007681 | 314 | 304
82 | 2007007681 | 316.3333 | 306.3333
83 | 2007007681 | 318.6667 | 308.6667
84 | 2007007681 | 321 | 311
85 | 2007007681 | 323.3333 | 313.3333
86 | 2007007681 | 325.6667 | 315.6667
87 | 2007007681 | 328 | 318
88 | 2007007681 | 328.3333 | 318.3333
89 | 2007007681 | 328.6667 | 318.6667
90 | 2007007681 | 329 | 339
91 | 2007007681 | 329 | 339
92 | 2007007681 | 329 | 339
93 | 2007007681 | 329 | 339
94 | 2007007681 | 328.6667 | 338.6667
95 | 2007007681 | 328.3333 | 338.3333
96 | 2007007681 | 328 | 338
97 | 2007007681 | 327.6667 | 337.6667
98 | 2007007681 | 327.3333 | 337.3333
99 | 2007007681 | 327 | 337
100 | 2007007681 | 328.6667 | 338.6667
101 | 2007007681 | 330.3333 | 340.3333
102 | 2007007681 | 332 | 342
103 | 2007007681 | 334.3333 | 344.3333
104 | 2007007681 | 336.6667 | 346.6667
105 | 2007007681 | 339 | 349
106 | 2007007681 | 339.3333 | 349.3333
107 | 2007007681 | 339.6667 | 349.6667
108 | 2007007681 | 340 | 350
109 | 2007007681 | 342.3333 | 352.3333
110 | 2007007681 | 344.6667 | 354.6667
111 | 2007007681 | 347 | 357
112 | 2007007681 | 349.6667 | 359.6667
113 | 2007007681 | 352.3333 | 362.3333
114 | 2007007681 | 355 | 365
115 | 2007007681 | 360.3333 | 370.3333
116 | 2007007681 | 365.6667 | 375.6667
117 | 2007007681 | 371 | 381
118 | 2007007681 | 373.6667 | 383.6667
119 | 2007007681 | 376.3333 | 386.3333
120 | 2007007681 | 379 | 389
121 | 2007007681 | 383.3333 | 393.3333
122 | 2007007681 | 387.6667 | 377.6667
123 | 2007007681 | 392 | 382
124 | 2007007681 | 395.3333 | 385.3333
125 | 2007007681 | 398.6667 | 388.6667
126 | 2007007681 | 402 | 392
127 | 2007007681 | 404.3333 | 394.3333
128 | 2007007681 | 406.6667 | 396.6667
129 | 2007007681 | 409 | 399
130 | 2007007681 | 409 | 399
131 | 2007007681 | 409 | 399
132 | 2007007681 | 409 | 399
133 | 2007007681 | 408.3333 | 398.3333
134 | 2007007681 | 407.6667 | 397.6667
135 | 2007007681 | 407 | 397
136 | 2007007681 | 407 | 397
137 | 2007007681 | 407 | 397
138 | 2007007681 | 407 | 397
139 | 2007007681 | 407 | 397
140 | 2007007681 | 407 | 397
141 | 2007007681 | 407 | 397
142 | 2007007681 | 406 | 396
143 | 2007007681 | 405 | 395
0 | 2007007494 | 343 | 333
1 | 2007007494 | 344 | 334
2 | 2007007494 | 345 | 335
3 | 2007007494 | 346 | 336
4 | 2007007494 | 348 | 338
5 | 2007007494 | 350 | 340
6 | 2007007494 | 352 | 342
7 | 2007007494 | 353 | 343
8 | 2007007494 | 354 | 344
9 | 2007007494 | 355 | 345
10 | 2007007494 | 356.6667 | 346.6667
11 | 2007007494 | 358.3333 | 348.3333
12 | 2007007494 | 360 | 350
13 | 2007007494 | 363.6667 | 353.6667
14 | 2007007494 | 367.3333 | 357.3333
15 | 2007007494 | 371 | 361
16 | 2007007494 | 373.3333 | 363.3333
17 | 2007007494 | 375.6667 | 365.6667
18 | 2007007494 | 378 | 368
19 | 2007007494 | 378.6667 | 368.6667
20 | 2007007494 | 379.3333 | 369.3333
21 | 2007007494 | 380 | 370
22 | 2007007494 | 381.3333 | 371.3333
23 | 2007007494 | 382.6667 | 372.6667
24 | 2007007494 | 384 | 374
25 | 2007007494 | 385.3333 | 375.3333
26 | 2007007494 | 386.6667 | 376.6667
27 | 2007007494 | 388 | 378
28 | 2007007494 | 387 | 377
29 | 2007007494 | 386 | 376
30 | 2007007494 | 385 | 375
31 | 2007007494 | 383 | 373
32 | 2007007494 | 381 | 371
33 | 2007007494 | 379 | 369
34 | 2007007494 | 378.3333 | 368.3333
35 | 2007007494 | 377.6667 | 367.6667
36 | 2007007494 | 377 | 367
37 | 2007007494 | 377.3333 | 367.3333
38 | 2007007494 | 377.6667 | 367.6667
39 | 2007007494 | 378 | 368
40 | 2007007494 | 379.6667 | 369.6667
41 | 2007007494 | 381.3333 | 371.3333
42 | 2007007494 | 383 | 373
43 | 2007007494 | 385.3333 | 375.3333
44 | 2007007494 | 387.6667 | 377.6667
45 | 2007007494 | 390 | 380
46 | 2007007494 | 391.3333 | 381.3333
47 | 2007007494 | 392.6667 | 382.6667
48 | 2007007494 | 394 | 384
49 | 2007007494 | 393.3333 | 383.3333
50 | 2007007494 | 392.6667 | 382.6667
51 | 2007007494 | 392 | 382
52 | 2007007494 | 387.6667 | 377.6667
53 | 2007007494 | 383.3333 | 373.3333
54 | 2007007494 | 379 | 369
55 | 2007007494 | 372.3333 | 362.3333
56 | 2007007494 | 365.6667 | 355.6667
57 | 2007007494 | 359 | 349
58 | 2007007494 | 353.6667 | 343.6667
59 | 2007007494 | 348.3333 | 338.3333
60 | 2007007494 | 343 | 333
61 | 2007007494 | 338.3333 | 328.3333
62 | 2007007494 | 333.6667 | 323.6667
63 | 2007007494 | 329 | 319
64 | 2007007494 | 326 | 316
65 | 2007007494 | 323 | 313
66 | 2007007494 | 320 | 310
67 | 2007007494 | 318.3333 | 308.3333
68 | 2007007494 | 316.6667 | 306.6667
69 | 2007007494 | 315 | 305
70 | 2007007494 | 315.3333 | 305.3333
71 | 2007007494 | 315.6667 | 305.6667
72 | 2007007494 | 316 | 306
73 | 2007007494 | 316.3333 | 306.3333
74 | 2007007494 | 316.6667 | 306.6667
75 | 2007007494 | 317 | 307
76 | 2007007494 | 316.3333 | 306.3333
77 | 2007007494 | 315.6667 | 305.6667
78 | 2007007494 | 315 | 305
79 | 2007007494 | 314.6667 | 304.6667
80 | 2007007494 | 314.3333 | 304.3333
81 | 2007007494 | 314 | 304
82 | 2007007494 | 316.3333 | 306.3333
83 | 2007007494 | 318.6667 | 308.6667
84 | 2007007494 | 321 | 311
85 | 2007007494 | 323.3333 | 313.3333
86 | 2007007494 | 325.6667 | 315.6667
87 | 2007007494 | 328 | 318
88 | 2007007494 | 328.3333 | 318.3333
89 | 2007007494 | 328.6667 | 318.6667
90 | 2007007494 | 329 | 339
91 | 2007007494 | 329 | 339
92 | 2007007494 | 329 | 339
93 | 2007007494 | 329 | 339
94 | 2007007494 | 328.6667 | 338.6667
95 | 2007007494 | 328.3333 | 338.3333
96 | 2007007494 | 328 | 338
97 | 2007007494 | 327.6667 | 337.6667
98 | 2007007494 | 327.3333 | 337.3333
99 | 2007007494 | 327 | 337
100 | 2007007494 | 328.6667 | 338.6667
101 | 2007007494 | 330.3333 | 340.3333
102 | 2007007494 | 332 | 342
103 | 2007007494 | 334.3333 | 344.3333
104 | 2007007494 | 336.6667 | 346.6667
105 | 2007007494 | 339 | 349
106 | 2007007494 | 339.3333 | 349.3333
107 | 2007007494 | 339.6667 | 349.6667
108 | 2007007494 | 340 | 350
109 | 2007007494 | 342.3333 | 352.3333
110 | 2007007494 | 344.6667 | 354.6667
111 | 2007007494 | 347 | 357
112 | 2007007494 | 349.6667 | 359.6667
113 | 2007007494 | 352.3333 | 362.3333
114 | 2007007494 | 355 | 365
115 | 2007007494 | 360.3333 | 370.3333
116 | 2007007494 | 365.6667 | 375.6667
117 | 2007007494 | 371 | 381
118 | 2007007494 | 373.6667 | 383.6667
119 | 2007007494 | 376.3333 | 386.3333
120 | 2007007494 | 379 | 389
121 | 2007007494 | 383.3333 | 393.3333
122 | 2007007494 | 387.6667 | 377.6667
123 | 2007007494 | 392 | 382
124 | 2007007494 | 395.3333 | 385.3333
125 | 2007007494 | 398.6667 | 388.6667
126 | 2007007494 | 402 | 392
127 | 2007007494 | 404.3333 | 394.3333
128 | 2007007494 | 406.6667 | 396.6667
129 | 2007007494 | 409 | 399
130 | 2007007494 | 409 | 399
131 | 2007007494 | 409 | 399
132 | 2007007494 | 409 | 399
133 | 2007007494 | 408.3333 | 398.3333
134 | 2007007494 | 407.6667 | 397.6667
135 | 2007007494 | 407 | 397
136 | 2007007494 | 407 | 397
137 | 2007007494 | 407 | 397
138 | 2007007494 | 407 | 397
139 | 2007007494 | 407 | 397
140 | 2007007494 | 407 | 397
141 | 2007007494 | 407 | 397
142 | 2007007494 | 406 | 396
143 | 2007007494 | 405 | 395
0 | 2006005337 | 343 | 333
1 | 2006005337 | 344 | 334
2 | 2006005337 | 345 | 335
3 | 2006005337 | 346 | 336
4 | 2006005337 | 348 | 338
5 | 2006005337 | 350 | 340
6 | 2006005337 | 352 | 342
7 | 2006005337 | 353 | 343
8 | 2006005337 | 354 | 344
9 | 2006005337 | 355 | 345
10 | 2006005337 | 356.6667 | 346.6667
11 | 2006005337 | 358.3333 | 348.3333
12 | 2006005337 | 360 | 350
13 | 2006005337 | 363.6667 | 353.6667
14 | 2006005337 | 367.3333 | 357.3333
15 | 2006005337 | 371 | 361
16 | 2006005337 | 373.3333 | 363.3333
17 | 2006005337 | 375.6667 | 365.6667
18 | 2006005337 | 378 | 368
19 | 2006005337 | 378.6667 | 368.6667
20 | 2006005337 | 379.3333 | 369.3333
21 | 2006005337 | 380 | 370
22 | 2006005337 | 381.3333 | 371.3333
23 | 2006005337 | 382.6667 | 372.6667
24 | 2006005337 | 384 | 374
25 | 2006005337 | 385.3333 | 375.3333
26 | 2006005337 | 386.6667 | 376.6667
27 | 2006005337 | 388 | 378
28 | 2006005337 | 387 | 377
29 | 2006005337 | 386 | 376
30 | 2006005337 | 385 | 375
31 | 2006005337 | 383 | 373
32 | 2006005337 | 381 | 371
33 | 2006005337 | 379 | 369
34 | 2006005337 | 378.3333 | 368.3333
35 | 2006005337 | 377.6667 | 367.6667
36 | 2006005337 | 377 | 367
37 | 2006005337 | 377.3333 | 367.3333
38 | 2006005337 | 377.6667 | 367.6667
39 | 2006005337 | 378 | 368
40 | 2006005337 | 379.6667 | 369.6667
41 | 2006005337 | 381.3333 | 371.3333
42 | 2006005337 | 383 | 373
43 | 2006005337 | 385.3333 | 375.3333
44 | 2006005337 | 387.6667 | 377.6667
45 | 2006005337 | 390 | 380
46 | 2006005337 | 391.3333 | 381.3333
47 | 2006005337 | 392.6667 | 382.6667
48 | 2006005337 | 394 | 384
49 | 2006005337 | 393.3333 | 383.3333
50 | 2006005337 | 392.6667 | 382.6667
51 | 2006005337 | 392 | 382
52 | 2006005337 | 387.6667 | 377.6667
53 | 2006005337 | 383.3333 | 373.3333
54 | 2006005337 | 379 | 369
55 | 2006005337 | 372.3333 | 362.3333
56 | 2006005337 | 365.6667 | 355.6667
57 | 2006005337 | 359 | 349
58 | 2006005337 | 353.6667 | 343.6667
59 | 2006005337 | 348.3333 | 338.3333
60 | 2006005337 | 343 | 333
61 | 2006005337 | 338.3333 | 328.3333
62 | 2006005337 | 333.6667 | 323.6667
63 | 2006005337 | 329 | 319
64 | 2006005337 | 326 | 316
65 | 2006005337 | 323 | 313
66 | 2006005337 | 320 | 310
67 | 2006005337 | 318.3333 | 308.3333
68 | 2006005337 | 316.6667 | 306.6667
69 | 2006005337 | 315 | 305
70 | 2006005337 | 315.3333 | 305.3333
71 | 2006005337 | 315.6667 | 305.6667
72 | 2006005337 | 316 | 306
73 | 2006005337 | 316.3333 | 306.3333
74 | 2006005337 | 316.6667 | 306.6667
75 | 2006005337 | 317 | 307
76 | 2006005337 | 316.3333 | 306.3333
77 | 2006005337 | 315.6667 | 305.6667
78 | 2006005337 | 315 | 305
79 | 2006005337 | 314.6667 | 304.6667
80 | 2006005337 | 314.3333 | 304.3333
81 | 2006005337 | 314 | 304
82 | 2006005337 | 316.3333 | 306.3333
83 | 2006005337 | 318.6667 | 308.6667
84 | 2006005337 | 321 | 311
85 | 2006005337 | 323.3333 | 313.3333
86 | 2006005337 | 325.6667 | 315.6667
87 | 2006005337 | 328 | 318
88 | 2006005337 | 328.3333 | 318.3333
89 | 2006005337 | 328.6667 | 318.6667
90 | 2006005337 | 329 | 339
91 | 2006005337 | 329 | 339
92 | 2006005337 | 329 | 339
93 | 2006005337 | 329 | 339
94 | 2006005337 | 328.6667 | 338.6667
95 | 2006005337 | 328.3333 | 338.3333
96 | 2006005337 | 328 | 338
97 | 2006005337 | 327.6667 | 337.6667
98 | 2006005337 | 327.3333 | 337.3333
99 | 2006005337 | 327 | 337
100 | 2006005337 | 328.6667 | 338.6667
101 | 2006005337 | 330.3333 | 340.3333
102 | 2006005337 | 332 | 342
103 | 2006005337 | 334.3333 | 344.3333
104 | 2006005337 | 336.6667 | 346.6667
105 | 2006005337 | 339 | 349
106 | 2006005337 | 339.3333 | 349.3333
107 | 2006005337 | 339.6667 | 349.6667
108 | 2006005337 | 340 | 350
109 | 2006005337 | 342.3333 | 352.3333
110 | 2006005337 | 344.6667 | 354.6667
111 | 2006005337 | 347 | 357
112 | 2006005337 | 349.6667 | 359.6667
113 | 2006005337 | 352.3333 | 362.3333
114 | 2006005337 | 355 | 365
115 | 2006005337 | 360.3333 | 370.3333
116 | 2006005337 | 365.6667 | 375.6667
117 | 2006005337 | 371 | 381
118 | 2006005337 | 373.6667 | 383.6667
119 | 2006005337 | 376.3333 | 386.3333
120 | 2006005337 | 379 | 389
121 | 2006005337 | 383.3333 | 393.3333
122 | 2006005337 | 387.6667 | 377.6667
123 | 2006005337 | 392 | 382
124 | 2006005337 | 395.3333 | 385.3333
125 | 2006005337 | 398.6667 | 388.6667
126 | 2006005337 | 402 | 392
127 | 2006005337 | 404.3333 | 394.3333
128 | 2006005337 | 406.6667 | 396.6667
129 | 2006005337 | 409 | 399
130 | 2006005337 | 409 | 399
131 | 2006005337 | 409 | 399
132 | 2006005337 | 409 | 399
133 | 2006005337 | 408.3333 | 398.3333
134 | 2006005337 | 407.6667 | 397.6667
135 | 2006005337 | 407 | 397
136 | 2006005337 | 407 | 397
137 | 2006005337 | 407 | 397
138 | 2006005337 | 407 | 397
139 | 2006005337 | 407 | 397
140 | 2006005337 | 407 | 397
141 | 2006005337 | 407 | 397
142 | 2006005337 | 406 | 396
143 | 2006005337 | 405 | 395
0 | 2008003368 | 343 | 333
1 | 2008003368 | 344 | 334
2 | 2008003368 | 345 | 335
3 | 2008003368 | 346 | 336
4 | 2008003368 | 348 | 338
5 | 2008003368 | 350 | 340
6 | 2008003368 | 352 | 342
7 | 2008003368 | 353 | 343
8 | 2008003368 | 354 | 344
9 | 2008003368 | 355 | 345
10 | 2008003368 | 356.6667 | 346.6667
11 | 2008003368 | 358.3333 | 348.3333
12 | 2008003368 | 360 | 350
13 | 2008003368 | 363.6667 | 353.6667
14 | 2008003368 | 367.3333 | 357.3333
15 | 2008003368 | 371 | 361
16 | 2008003368 | 373.3333 | 363.3333
17 | 2008003368 | 375.6667 | 365.6667
18 | 2008003368 | 378 | 368
19 | 2008003368 | 378.6667 | 368.6667
20 | 2008003368 | 379.3333 | 369.3333
21 | 2008003368 | 380 | 370
22 | 2008003368 | 381.3333 | 371.3333
23 | 2008003368 | 382.6667 | 372.6667
24 | 2008003368 | 384 | 374
25 | 2008003368 | 385.3333 | 375.3333
26 | 2008003368 | 386.6667 | 376.6667
27 | 2008003368 | 388 | 378
28 | 2008003368 | 387 | 377
29 | 2008003368 | 386 | 376
30 | 2008003368 | 385 | 375
31 | 2008003368 | 383 | 373
32 | 2008003368 | 381 | 371
33 | 2008003368 | 379 | 369
34 | 2008003368 | 378.3333 | 368.3333
35 | 2008003368 | 377.6667 | 367.6667
36 | 2008003368 | 377 | 367
37 | 2008003368 | 377.3333 | 367.3333
38 | 2008003368 | 377.6667 | 367.6667
39 | 2008003368 | 378 | 368
40 | 2008003368 | 379.6667 | 369.6667
41 | 2008003368 | 381.3333 | 371.3333
42 | 2008003368 | 383 | 373
43 | 2008003368 | 385.3333 | 375.3333
44 | 2008003368 | 387.6667 | 377.6667
45 | 2008003368 | 390 | 380
46 | 2008003368 | 391.3333 | 381.3333
47 | 2008003368 | 392.6667 | 382.6667
48 | 2008003368 | 394 | 384
49 | 2008003368 | 393.3333 | 383.3333
50 | 2008003368 | 392.6667 | 382.6667
51 | 2008003368 | 392 | 382
52 | 2008003368 | 387.6667 | 377.6667
53 | 2008003368 | 383.3333 | 373.3333
54 | 2008003368 | 379 | 369
55 | 2008003368 | 372.3333 | 362.3333
56 | 2008003368 | 365.6667 | 355.6667
57 | 2008003368 | 359 | 349
58 | 2008003368 | 353.6667 | 343.6667
59 | 2008003368 | 348.3333 | 338.3333
60 | 2008003368 | 343 | 333
61 | 2008003368 | 338.3333 | 328.3333
62 | 2008003368 | 333.6667 | 323.6667
63 | 2008003368 | 329 | 319
64 | 2008003368 | 326 | 316
65 | 2008003368 | 323 | 313
66 | 2008003368 | 320 | 310
67 | 2008003368 | 318.3333 | 308.3333
68 | 2008003368 | 316.6667 | 306.6667
69 | 2008003368 | 315 | 305
70 | 2008003368 | 315.3333 | 305.3333
71 | 2008003368 | 315.6667 | 305.6667
72 | 2008003368 | 316 | 306
73 | 2008003368 | 316.3333 | 306.3333
74 | 2008003368 | 316.6667 | 306.6667
75 | 2008003368 | 317 | 307
76 | 2008003368 | 316.3333 | 306.3333
77 | 2008003368 | 315.6667 | 305.6667
78 | 2008003368 | 315 | 305
79 | 2008003368 | 314.6667 | 304.6667
80 | 2008003368 | 314.3333 | 304.3333
81 | 2008003368 | 314 | 304
82 | 2008003368 | 316.3333 | 306.3333
83 | 2008003368 | 318.6667 | 308.6667
84 | 2008003368 | 321 | 311
85 | 2008003368 | 323.3333 | 313.3333
86 | 2008003368 | 325.6667 | 315.6667
87 | 2008003368 | 328 | 318
88 | 2008003368 | 328.3333 | 318.3333
89 | 2008003368 | 328.6667 | 318.6667
90 | 2008003368 | 329 | 339
91 | 2008003368 | 329 | 339
92 | 2008003368 | 329 | 339
93 | 2008003368 | 329 | 339
94 | 2008003368 | 328.6667 | 338.6667
95 | 2008003368 | 328.3333 | 338.3333
96 | 2008003368 | 328 | 338
97 | 2008003368 | 327.6667 | 337.6667
98 | 2008003368 | 327.3333 | 337.3333
99 | 2008003368 | 327 | 337
100 | 2008003368 | 328.6667 | 338.6667
101 | 2008003368 | 330.3333 | 340.3333
102 | 2008003368 | 332 | 342
103 | 2008003368 | 334.3333 | 344.3333
104 | 2008003368 | 336.6667 | 346.6667
105 | 2008003368 | 339 | 349
106 | 2008003368 | 339.3333 | 349.3333
107 | 2008003368 | 339.6667 | 349.6667
108 | 2008003368 | 340 | 350
109 | 2008003368 | 342.3333 | 352.3333
110 | 2008003368 | 344.6667 | 354.6667
111 | 2008003368 | 347 | 357
112 | 2008003368 | 349.6667 | 359.6667
113 | 2008003368 | 352.3333 | 362.3333
114 | 2008003368 | 355 | 365
115 | 2008003368 | 360.3333 | 370.3333
116 | 2008003368 | 365.6667 | 375.6667
117 | 2008003368 | 371 | 381
118 | 2008003368 | 373.6667 | 383.6667
119 | 2008003368 | 376.3333 | 386.3333
120 | 2008003368 | 379 | 389
121 | 2008003368 | 383.3333 | 393.3333
122 | 2008003368 | 387.6667 | 377.6667
123 | 2008003368 | 392 | 382
124 | 2008003368 | 395.3333 | 385.3333
125 | 2008003368 | 398.6667 | 388.6667
126 | 2008003368 | 402 | 392
127 | 2008003368 | 404.3333 | 394.3333
128 | 2008003368 | 406.6667 | 396.6667
129 | 2008003368 | 409 | 399
130 | 2008003368 | 409 | 399
131 | 2008003368 | 409 | 399
132 | 2008003368 | 409 | 399
133 | 2008003368 | 408.3333 | 398.3333
134 | 2008003368 | 407.6667 | 397.6667
135 | 2008003368 | 407 | 397
136 | 2008003368 | 407 | 397
137 | 2008003368 | 407 | 397
138 | 2008003368 | 407 | 397
139 | 2008003368 | 407 | 397
140 | 2008003368 | 407 | 397
141 | 2008003368 | 407 | 397
142 | 2008003368 | 406 | 396
143 | 2008003368 | 405 | 395
0 | 2009009804 | 343 | 333
1 | 2009009804 | 344 | 334
2 | 2009009804 | 345 | 335
3 | 2009009804 | 346 | 336
4 | 2009009804 | 348 | 338
5 | 2009009804 | 350 | 340
6 | 2009009804 | 352 | 342
7 | 2009009804 | 353 | 343
8 | 2009009804 | 354 | 344
9 | 2009009804 | 355 | 345
10 | 2009009804 | 356.6667 | 346.6667
11 | 2009009804 | 358.3333 | 348.3333
12 | 2009009804 | 360 | 350
13 | 2009009804 | 363.6667 | 353.6667
14 | 2009009804 | 367.3333 | 357.3333
15 | 2009009804 | 371 | 361
16 | 2009009804 | 373.3333 | 363.3333
17 | 2009009804 | 375.6667 | 365.6667
18 | 2009009804 | 378 | 368
19 | 2009009804 | 378.6667 | 368.6667
20 | 2009009804 | 379.3333 | 369.3333
21 | 2009009804 | 380 | 370
22 | 2009009804 | 381.3333 | 371.3333
23 | 2009009804 | 382.6667 | 372.6667
24 | 2009009804 | 384 | 374
25 | 2009009804 | 385.3333 | 375.3333
26 | 2009009804 | 386.6667 | 376.6667
27 | 2009009804 | 388 | 378
28 | 2009009804 | 387 | 377
29 | 2009009804 | 386 | 376
30 | 2009009804 | 385 | 375
31 | 2009009804 | 383 | 373
32 | 2009009804 | 381 | 371
33 | 2009009804 | 379 | 369
34 | 2009009804 | 378.3333 | 368.3333
35 | 2009009804 | 377.6667 | 367.6667
36 | 2009009804 | 377 | 367
37 | 2009009804 | 377.3333 | 367.3333
38 | 2009009804 | 377.6667 | 367.6667
39 | 2009009804 | 378 | 368
40 | 2009009804 | 379.6667 | 369.6667
41 | 2009009804 | 381.3333 | 371.3333
42 | 2009009804 | 383 | 373
43 | 2009009804 | 385.3333 | 375.3333
44 | 2009009804 | 387.6667 | 377.6667
45 | 2009009804 | 390 | 380
46 | 2009009804 | 391.3333 | 381.3333
47 | 2009009804 | 392.6667 | 382.6667
48 | 2009009804 | 394 | 384
49 | 2009009804 | 393.3333 | 383.3333
50 | 2009009804 | 392.6667 | 382.6667
51 | 2009009804 | 392 | 382
52 | 2009009804 | 387.6667 | 377.6667
53 | 2009009804 | 383.3333 | 373.3333
54 | 2009009804 | 379 | 369
55 | 2009009804 | 372.3333 | 362.3333
56 | 2009009804 | 365.6667 | 355.6667
57 | 2009009804 | 359 | 349
58 | 2009009804 | 353.6667 | 343.6667
59 | 2009009804 | 348.3333 | 338.3333
60 | 2009009804 | 343 | 333
61 | 2009009804 | 338.3333 | 328.3333
62 | 2009009804 | 333.6667 | 323.6667
63 | 2009009804 | 329 | 319
64 | 2009009804 | 326 | 316
65 | 2009009804 | 323 | 313
66 | 2009009804 | 320 | 310
67 | 2009009804 | 318.3333 | 308.3333
68 | 2009009804 | 316.6667 | 306.6667
69 | 2009009804 | 315 | 305
70 | 2009009804 | 315.3333 | 305.3333
71 | 2009009804 | 315.6667 | 305.6667
72 | 2009009804 | 316 | 306
73 | 2009009804 | 316.3333 | 306.3333
74 | 2009009804 | 316.6667 | 306.6667
75 | 2009009804 | 317 | 307
76 | 2009009804 | 316.3333 | 306.3333
77 | 2009009804 | 315.6667 | 305.6667
78 | 2009009804 | 315 | 305
79 | 2009009804 | 314.6667 | 304.6667
80 | 2009009804 | 314.3333 | 304.3333
81 | 2009009804 | 314 | 304
82 | 2009009804 | 316.3333 | 306.3333
83 | 2009009804 | 318.6667 | 308.6667
84 | 2009009804 | 321 | 311
85 | 2009009804 | 323.3333 | 313.3333
86 | 2009009804 | 325.6667 | 315.6667
87 | 2009009804 | 328 | 318
88 | 2009009804 | 328.3333 | 318.3333
89 | 2009009804 | 328.6667 | 318.6667
90 | 2009009804 | 329 | 339
91 | 2009009804 | 329 | 339
92 | 2009009804 | 329 | 339
93 | 2009009804 | 329 | 339
94 | 2009009804 | 328.6667 | 338.6667
95 | 2009009804 | 328.3333 | 338.3333
96 | 2009009804 | 328 | 338
97 | 2009009804 | 327.6667 | 337.6667
98 | 2009009804 | 327.3333 | 337.3333
99 | 2009009804 | 327 | 337
100 | 2009009804 | 328.6667 | 338.6667
101 | 2009009804 | 330.3333 | 340.3333
102 | 2009009804 | 332 | 342
103 | 2009009804 | 334.3333 | 344.3333
104 | 2009009804 | 336.6667 | 346.6667
105 | 2009009804 | 339 | 349
106 | 2009009804 | 339.3333 | 349.3333
107 | 2009009804 | 339.6667 | 349.6667
108 | 2009009804 | 340 | 350
109 | 2009009804 | 342.3333 | 352.3333
110 | 2009009804 | 344.6667 | 354.6667
111 | 2009009804 | 347 | 357
112 | 2009009804 | 349.6667 | 359.6667
113 | 2009009804 | 352.3333 | 362.3333
114 | 2009009804 | 355 | 365
115 | 2009009804 | 360.3333 | 370.3333
116 | 2009009804 | 365.6667 | 375.6667
117 | 2009009804 | 371 | 381
118 | 2009009804 | 373.6667 | 383.6667
119 | 2009009804 | 376.3333 | 386.3333
120 | 2009009804 | 379 | 389
121 | 2009009804 | 383.3333 | 393.3333
122 | 2009009804 | 387.6667 | 377.6667
123 | 2009009804 | 392 | 382
124 | 2009009804 | 395.3333 | 385.3333
125 | 2009009804 | 398.6667 | 388.6667
126 | 2009009804 | 402 | 392
127 | 2009009804 | 404.3333 | 394.3333
128 | 2009009804 | 406.6667 | 396.6667
129 | 2009009804 | 409 | 399
130 | 2009009804 | 409 | 399
131 | 2009009804 | 409 | 399
132 | 2009009804 | 409 | 399
133 | 2009009804 | 408.3333 | 398.3333
134 | 2009009804 | 407.6667 | 397.6667
135 | 2009009804 | 407 | 397
136 | 2009009804 | 407 | 397
137 | 2009009804 | 407 | 397
138 | 2009009804 | 407 | 397
139 | 2009009804 | 407 | 397
140 | 2009009804 | 407 | 397
141 | 2009009804 | 407 | 397
142 | 2009009804 | 406 | 396
143 | 2009009804 | 405 | 395
0 | 2006009233 | 343 | 333
1 | 2006009233 | 344 | 334
2 | 2006009233 | 345 | 335
3 | 2006009233 | 346 | 336
4 | 2006009233 | 348 | 338
5 | 2006009233 | 350 | 340
6 | 2006009233 | 352 | 342
7 | 2006009233 | 353 | 343
8 | 2006009233 | 354 | 344
9 | 2006009233 | 355 | 345
10 | 2006009233 | 356.6667 | 346.6667
11 | 2006009233 | 358.3333 | 348.3333
12 | 2006009233 | 360 | 350
13 | 2006009233 | 363.6667 | 353.6667
14 | 2006009233 | 367.3333 | 357.3333
15 | 2006009233 | 371 | 361
16 | 2006009233 | 373.3333 | 363.3333
17 | 2006009233 | 375.6667 | 365.6667
18 | 2006009233 | 378 | 368
19 | 2006009233 | 378.6667 | 368.6667
20 | 2006009233 | 379.3333 | 369.3333
21 | 2006009233 | 380 | 370
22 | 2006009233 | 381.3333 | 371.3333
23 | 2006009233 | 382.6667 | 372.6667
24 | 2006009233 | 384 | 374
25 | 2006009233 | 385.3333 | 375.3333
26 | 2006009233 | 386.6667 | 376.6667
27 | 2006009233 | 388 | 378
28 | 2006009233 | 387 | 377
29 | 2006009233 | 386 | 376
30 | 2006009233 | 385 | 375
31 | 2006009233 | 383 | 373
32 | 2006009233 | 381 | 371
33 | 2006009233 | 379 | 369
34 | 2006009233 | 378.3333 | 368.3333
35 | 2006009233 | 377.6667 | 367.6667
36 | 2006009233 | 377 | 367
37 | 2006009233 | 377.3333 | 367.3333
38 | 2006009233 | 377.6667 | 367.6667
39 | 2006009233 | 378 | 368
40 | 2006009233 | 379.6667 | 369.6667
41 | 2006009233 | 381.3333 | 371.3333
42 | 2006009233 | 383 | 373
43 | 2006009233 | 385.3333 | 375.3333
44 | 2006009233 | 387.6667 | 377.6667
45 | 2006009233 | 390 | 380
46 | 2006009233 | 391.3333 | 381.3333
47 | 2006009233 | 392.6667 | 382.6667
48 | 2006009233 | 394 | 384
49 | 2006009233 | 393.3333 | 383.3333
50 | 2006009233 | 392.6667 | 382.6667
51 | 2006009233 | 392 | 382
52 | 2006009233 | 387.6667 | 377.6667
53 | 2006009233 | 383.3333 | 373.3333
54 | 2006009233 | 379 | 369
55 | 2006009233 | 372.3333 | 362.3333
56 | 2006009233 | 365.6667 | 355.6667
57 | 2006009233 | 359 | 349
58 | 2006009233 | 353.6667 | 343.6667
59 | 2006009233 | 348.3333 | 338.3333
60 | 2006009233 | 343 | 333
61 | 2006009233 | 338.3333 | 328.3333
62 | 2006009233 | 333.6667 | 323.6667
63 | 2006009233 | 329 | 319
64 | 2006009233 | 326 | 316
65 | 2006009233 | 323 | 313
66 | 2006009233 | 320 | 310
67 | 2006009233 | 318.3333 | 308.3333
68 | 2006009233 | 316.6667 | 306.6667
69 | 2006009233 | 315 | 305
70 | 2006009233 | 315.3333 | 305.3333
71 | 2006009233 | 315.6667 | 305.6667
72 | 2006009233 | 316 | 306
73 | 2006009233 | 316.3333 | 306.3333
74 | 2006009233 | 316.6667 | 306.6667
75 | 2006009233 | 317 | 307
76 | 2006009233 | 316.3333 | 306.3333
77 | 2006009233 | 315.6667 | 305.6667
78 | 2006009233 | 315 | 305
79 | 2006009233 | 314.6667 | 304.6667
80 | 2006009233 | 314.3333 | 304.3333
81 | 2006009233 | 314 | 304
82 | 2006009233 | 316.3333 | 306.3333
83 | 2006009233 | 318.6667 | 308.6667
84 | 2006009233 | 321 | 311
85 | 2006009233 | 323.3333 | 313.3333
86 | 2006009233 | 325.6667 | 315.6667
87 | 2006009233 | 328 | 318
88 | 2006009233 | 328.3333 | 318.3333
89 | 2006009233 | 328.6667 | 318.6667
90 | 2006009233 | 329 | 339
91 | 2006009233 | 329 | 339
92 | 2006009233 | 329 | 339
93 | 2006009233 | 329 | 339
94 | 2006009233 | 328.6667 | 338.6667
95 | 2006009233 | 328.3333 | 338.3333
96 | 2006009233 | 328 | 338
97 | 2006009233 | 327.6667 | 337.6667
98 | 2006009233 | 327.3333 | 337.3333
99 | 2006009233 | 327 | 337
100 | 2006009233 | 328.6667 | 338.6667
101 | 2006009233 | 330.3333 | 340.3333
102 | 2006009233 | 332 | 342
103 | 2006009233 | 334.3333 | 344.3333
104 | 2006009233 | 336.6667 | 346.6667
105 | 2006009233 | 339 | 349
106 | 2006009233 | 339.3333 | 349.3333
107 | 2006009233 | 339.6667 | 349.6667
108 | 2006009233 | 340 | 350
109 | 2006009233 | 342.3333 | 352.3333
110 | 2006009233 | 344.6667 | 354.6667
111 | 2006009233 | 347 | 357
112 | 2006009233 | 349.6667 | 359.6667
113 | 2006009233 | 352.3333 | 362.3333
114 | 2006009233 | 355 | 365
115 | 2006009233 | 360.3333 | 370.3333
116 | 2006009233 | 365.6667 | 375.6667
117 | 2006009233 | 371 | 381
118 | 2006009233 | 373.6667 | 383.6667
119 | 2006009233 | 376.3333 | 386.3333
120 | 2006009233 | 379 | 389
121 | 2006009233 | 383.3333 | 393.3333
122 | 2006009233 | 387.6667 | 377.6667
123 | 2006009233 | 392 | 382
124 | 2006009233 | 395.3333 | 385.3333
125 | 2006009233 | 398.6667 | 388.6667
126 | 2006009233 | 402 | 392
127 | 2006009233 | 404.3333 | 394.3333
128 | 2006009233 | 406.6667 | 396.6667
129 | 2006009233 | 409 | 399
130 | 2006009233 | 409 | 399
131 | 2006009233 | 409 | 399
132 | 2006009233 | 409 | 399
133 | 2006009233 | 408.3333 | 398.3333
134 | 2006009233 | 407.6667 | 397.6667
135 | 2006009233 | 407 | 397
136 | 2006009233 | 407 | 397
137 | 2006009233 | 407 | 397
138 | 2006009233 | 407 | 397
139 | 2006009233 | 407 | 397
140 | 2006009233 | 407 | 397
141 | 2006009233 | 407 | 397
142 | 2006009233 | 406 | 396
143 | 2006009233 | 405 | 395
0 | 2011009276 | 343 | 333
1 | 2011009276 | 344 | 334
2 | 2011009276 | 345 | 335
3 | 2011009276 | 346 | 336
4 | 2011009276 | 348 | 338
5 | 2011009276 | 350 | 340
6 | 2011009276 | 352 | 342
7 | 2011009276 | 353 | 343
8 | 2011009276 | 354 | 344
9 | 2011009276 | 355 | 345
10 | 2011009276 | 356.6667 | 346.6667
11 | 2011009276 | 358.3333 | 348.3333
12 | 2011009276 | 360 | 350
13 | 2011009276 | 363.6667 | 353.6667
14 | 2011009276 | 367.3333 | 357.3333
15 | 2011009276 | 371 | 361
16 | 2011009276 | 373.3333 | 363.3333
17 | 2011009276 | 375.6667 | 365.6667
18 | 2011009276 | 378 | 368
19 | 2011009276 | 378.6667 | 368.6667
20 | 2011009276 | 379.3333 | 369.3333
21 | 2011009276 | 380 | 370
22 | 2011009276 | 381.3333 | 371.3333
23 | 2011009276 | 382.6667 | 372.6667
24 | 2011009276 | 384 | 374
25 | 2011009276 | 385.3333 | 375.3333
26 | 2011009276 | 386.6667 | 376.6667
27 | 2011009276 | 388 | 378
28 | 2011009276 | 387 | 377
29 | 2011009276 | 386 | 376
30 | 2011009276 | 385 | 375
31 | 2011009276 | 383 | 373
32 | 2011009276 | 381 | 371
33 | 2011009276 | 379 | 369
34 | 2011009276 | 378.3333 | 368.3333
35 | 2011009276 | 377.6667 | 367.6667
36 | 2011009276 | 377 | 367
37 | 2011009276 | 377.3333 | 367.3333
38 | 2011009276 | 377.6667 | 367.6667
39 | 2011009276 | 378 | 368
40 | 2011009276 | 379.6667 | 369.6667
41 | 2011009276 | 381.3333 | 371.3333
42 | 2011009276 | 383 | 373
43 | 2011009276 | 385.3333 | 375.3333
44 | 2011009276 | 387.6667 | 377.6667
45 | 2011009276 | 390 | 380
46 | 2011009276 | 391.3333 | 381.3333
47 | 2011009276 | 392.6667 | 382.6667
48 | 2011009276 | 394 | 384
49 | 2011009276 | 393.3333 | 383.3333
50 | 2011009276 | 392.6667 | 382.6667
51 | 2011009276 | 392 | 382
52 | 2011009276 | 387.6667 | 377.6667
53 | 2011009276 | 383.3333 | 373.3333
54 | 2011009276 | 379 | 369
55 | 2011009276 | 372.3333 | 362.3333
56 | 2011009276 | 365.6667 | 355.6667
57 | 2011009276 | 359 | 349
58 | 2011009276 | 353.6667 | 343.6667
59 | 2011009276 | 348.3333 | 338.3333
60 | 2011009276 | 343 | 333
61 | 2011009276 | 338.3333 | 328.3333
62 | 2011009276 | 333.6667 | 323.6667
63 | 2011009276 | 329 | 319
64 | 2011009276 | 326 | 316
65 | 2011009276 | 323 | 313
66 | 2011009276 | 320 | 310
67 | 2011009276 | 318.3333 | 308.3333
68 | 2011009276 | 316.6667 | 306.6667
69 | 2011009276 | 315 | 305
70 | 2011009276 | 315.3333 | 305.3333
71 | 2011009276 | 315.6667 | 305.6667
72 | 2011009276 | 316 | 306
73 | 2011009276 | 316.3333 | 306.3333
74 | 2011009276 | 316.6667 | 306.6667
75 | 2011009276 | 317 | 307
76 | 2011009276 | 316.3333 | 306.3333
77 | 2011009276 | 315.6667 | 305.6667
78 | 2011009276 | 315 | 305
79 | 2011009276 | 314.6667 | 304.6667
80 | 2011009276 | 314.3333 | 304.3333
81 | 2011009276 | 314 | 304
82 | 2011009276 | 316.3333 | 306.3333
83 | 2011009276 | 318.6667 | 308.6667
84 | 2011009276 | 321 | 311
85 | 2011009276 | 323.3333 | 313.3333
86 | 2011009276 | 325.6667 | 315.6667
87 | 2011009276 | 328 | 318
88 | 2011009276 | 328.3333 | 318.3333
89 | 2011009276 | 328.6667 | 318.6667
90 | 2011009276 | 329 | 339
91 | 2011009276 | 329 | 339
92 | 2011009276 | 329 | 339
93 | 2011009276 | 329 | 339
94 | 2011009276 | 328.6667 | 338.6667
95 | 2011009276 | 328.3333 | 338.3333
96 | 2011009276 | 328 | 338
97 | 2011009276 | 327.6667 | 337.6667
98 | 2011009276 | 327.3333 | 337.3333
99 | 2011009276 | 327 | 337
100 | 2011009276 | 328.6667 | 338.6667
101 | 2011009276 | 330.3333 | 340.3333
102 | 2011009276 | 332 | 342
103 | 2011009276 | 334.3333 | 344.3333
104 | 2011009276 | 336.6667 | 346.6667
105 | 2011009276 | 339 | 349
106 | 2011009276 | 339.3333 | 349.3333
107 | 2011009276 | 339.6667 | 349.6667
108 | 2011009276 | 340 | 350
109 | 2011009276 | 342.3333 | 352.3333
110 | 2011009276 | 344.6667 | 354.6667
111 | 2011009276 | 347 | 357
112 | 2011009276 | 349.6667 | 359.6667
113 | 2011009276 | 352.3333 | 362.3333
114 | 2011009276 | 355 | 365
115 | 2011009276 | 360.3333 | 370.3333
116 | 2011009276 | 365.6667 | 375.6667
117 | 2011009276 | 371 | 381
118 | 2011009276 | 373.6667 | 383.6667
119 | 2011009276 | 376.3333 | 386.3333
120 | 2011009276 | 379 | 389
121 | 2011009276 | 383.3333 | 393.3333
122 | 2011009276 | 387.6667 | 377.6667
123 | 2011009276 | 392 | 382
124 | 2011009276 | 395.3333 | 385.3333
125 | 2011009276 | 398.6667 | 388.6667
126 | 2011009276 | 402 | 392
127 | 2011009276 | 404.3333 | 394.3333
128 | 2011009276 | 406.6667 | 396.6667
129 | 2011009276 | 409 | 399
130 | 2011009276 | 409 | 399
131 | 2011009276 | 409 | 399
132 | 2011009276 | 409 | 399
133 | 2011009276 | 408.3333 | 398.3333
134 | 2011009276 | 407.6667 | 397.6667
135 | 2011009276 | 407 | 397
136 | 2011009276 | 407 | 397
137 | 2011009276 | 407 | 397
138 | 2011009276 | 407 | 397
139 | 2011009276 | 407 | 397
140 | 2011009276 | 407 | 397
141 | 2011009276 | 407 | 397
142 | 2011009276 | 406 | 396
143 | 2011009276 | 405 | 395
0 | 2008009569 | 343 | 333
1 | 2008009569 | 344 | 334
2 | 2008009569 | 345 | 335
3 | 2008009569 | 346 | 336
4 | 2008009569 | 348 | 338
5 | 2008009569 | 350 | 340
6 | 2008009569 | 352 | 342
7 | 2008009569 | 353 | 343
8 | 2008009569 | 354 | 344
9 | 2008009569 | 355 | 345
10 | 2008009569 | 356.6667 | 346.6667
11 | 2008009569 | 358.3333 | 348.3333
12 | 2008009569 | 360 | 350
13 | 2008009569 | 363.6667 | 353.6667
14 | 2008009569 | 367.3333 | 357.3333
15 | 2008009569 | 371 | 361
16 | 2008009569 | 373.3333 | 363.3333
17 | 2008009569 | 375.6667 | 365.6667
18 | 2008009569 | 378 | 368
19 | 2008009569 | 378.6667 | 368.6667
20 | 2008009569 | 379.3333 | 369.3333
21 | 2008009569 | 380 | 370
22 | 2008009569 | 381.3333 | 371.3333
23 | 2008009569 | 382.6667 | 372.6667
24 | 2008009569 | 384 | 374
25 | 2008009569 | 385.3333 | 375.3333
26 | 2008009569 | 386.6667 | 376.6667
27 | 2008009569 | 388 | 378
28 | 2008009569 | 387 | 377
29 | 2008009569 | 386 | 376
30 | 2008009569 | 385 | 375
31 | 2008009569 | 383 | 373
32 | 2008009569 | 381 | 371
33 | 2008009569 | 379 | 369
34 | 2008009569 | 378.3333 | 368.3333
35 | 2008009569 | 377.6667 | 367.6667
36 | 2008009569 | 377 | 367
37 | 2008009569 | 377.3333 | 367.3333
38 | 2008009569 | 377.6667 | 367.6667
39 | 2008009569 | 378 | 368
40 | 2008009569 | 379.6667 | 369.6667
41 | 2008009569 | 381.3333 | 371.3333
42 | 2008009569 | 383 | 373
43 | 2008009569 | 385.3333 | 375.3333
44 | 2008009569 | 387.6667 | 377.6667
45 | 2008009569 | 390 | 380
46 | 2008009569 | 391.3333 | 381.3333
47 | 2008009569 | 392.6667 | 382.6667
48 | 2008009569 | 394 | 384
49 | 2008009569 | 393.3333 | 383.3333
50 | 2008009569 | 392.6667 | 382.6667
51 | 2008009569 | 392 | 382
52 | 2008009569 | 387.6667 | 377.6667
53 | 2008009569 | 383.3333 | 373.3333
54 | 2008009569 | 379 | 369
55 | 2008009569 | 372.3333 | 362.3333
56 | 2008009569 | 365.6667 | 355.6667
57 | 2008009569 | 359 | 349
58 | 2008009569 | 353.6667 | 343.6667
59 | 2008009569 | 348.3333 | 338.3333
60 | 2008009569 | 343 | 333
61 | 2008009569 | 338.3333 | 328.3333
62 | 2008009569 | 333.6667 | 323.6667
63 | 2008009569 | 329 | 319
64 | 2008009569 | 326 | 316
65 | 2008009569 | 323 | 313
66 | 2008009569 | 320 | 310
67 | 2008009569 | 318.3333 | 308.3333
68 | 2008009569 | 316.6667 | 306.6667
69 | 2008009569 | 315 | 305
70 | 2008009569 | 315.3333 | 305.3333
71 | 2008009569 | 315.6667 | 305.6667
72 | 2008009569 | 316 | 306
73 | 2008009569 | 316.3333 | 306.3333
74 | 2008009569 | 316.6667 | 306.6667
75 | 2008009569 | 317 | 307
76 | 2008009569 | 316.3333 | 306.3333
77 | 2008009569 | 315.6667 | 305.6667
78 | 2008009569 | 315 | 305
79 | 2008009569 | 314.6667 | 304.6667
80 | 2008009569 | 314.3333 | 304.3333
81 | 2008009569 | 314 | 304
82 | 2008009569 | 316.3333 | 306.3333
83 | 2008009569 | 318.6667 | 308.6667
84 | 2008009569 | 321 | 311
85 | 2008009569 | 323.3333 | 313.3333
86 | 2008009569 | 325.6667 | 315.6667
87 | 2008009569 | 328 | 318
88 | 2008009569 | 328.3333 | 318.3333
89 | 2008009569 | 328.6667 | 318.6667
90 | 2008009569 | 329 | 339
91 | 2008009569 | 329 | 339
92 | 2008009569 | 329 | 339
93 | 2008009569 | 329 | 339
94 | 2008009569 | 328.6667 | 338.6667
95 | 2008009569 | 328.3333 | 338.3333
96 | 2008009569 | 328 | 338
97 | 2008009569 | 327.6667 | 337.6667
98 | 2008009569 | 327.3333 | 337.3333
99 | 2008009569 | 327 | 337
100 | 2008009569 | 328.6667 | 338.6667
101 | 2008009569 | 330.3333 | 340.3333
102 | 2008009569 | 332 | 342
103 | 2008009569 | 334.3333 | 344.3333
104 | 2008009569 | 336.6667 | 346.6667
105 | 2008009569 | 339 | 349
106 | 2008009569 | 339.3333 | 349.3333
107 | 2008009569 | 339.6667 | 349.6667
108 | 2008009569 | 340 | 350
109 | 2008009569 | 342.3333 | 352.3333
110 | 2008009569 | 344.6667 | 354.6667
111 | 2008009569 | 347 | 357
112 | 2008009569 | 349.6667 | 359.6667
113 | 2008009569 | 352.3333 | 362.3333
114 | 2008009569 | 355 | 365
115 | 2008009569 | 360.3333 | 370.3333
116 | 2008009569 | 365.6667 | 375.6667
117 | 2008009569 | 371 | 381
118 | 2008009569 | 373.6667 | 383.6667
119 | 2008009569 | 376.3333 | 386.3333
120 | 2008009569 | 379 | 389
121 | 2008009569 | 383.3333 | 393.3333
122 | 2008009569 | 387.6667 | 377.6667
123 | 2008009569 | 392 | 382
124 | 2008009569 | 395.3333 | 385.3333
125 | 2008009569 | 398.6667 | 388.6667
126 | 2008009569 | 402 | 392
127 | 2008009569 | 404.3333 | 394.3333
128 | 2008009569 | 406.6667 | 396.6667
129 | 2008009569 | 409 | 399
130 | 2008009569 | 409 | 399
131 | 2008009569 | 409 | 399
132 | 2008009569 | 409 | 399
133 | 2008009569 | 408.3333 | 398.3333
134 | 2008009569 | 407.6667 | 397.6667
135 | 2008009569 | 407 | 397
136 | 2008009569 | 407 | 397
137 | 2008009569 | 407 | 397
138 | 2008009569 | 407 | 397
139 | 2008009569 | 407 | 397
140 | 2008009569 | 407 | 397
141 | 2008009569 | 407 | 397
142 | 2008009569 | 406 | 396
143 | 2008009569 | 405 | 395
0 | 2013007915 | 343 | 333
1 | 2013007915 | 344 | 334
2 | 2013007915 | 345 | 335
3 | 2013007915 | 346 | 336
4 | 2013007915 | 348 | 338
5 | 2013007915 | 350 | 340
6 | 2013007915 | 352 | 342
7 | 2013007915 | 353 | 343
8 | 2013007915 | 354 | 344
9 | 2013007915 | 355 | 345
10 | 2013007915 | 356.6667 | 346.6667
11 | 2013007915 | 358.3333 | 348.3333
12 | 2013007915 | 360 | 350
13 | 2013007915 | 363.6667 | 353.6667
14 | 2013007915 | 367.3333 | 357.3333
15 | 2013007915 | 371 | 361
16 | 2013007915 | 373.3333 | 363.3333
17 | 2013007915 | 375.6667 | 365.6667
18 | 2013007915 | 378 | 368
19 | 2013007915 | 378.6667 | 368.6667
20 | 2013007915 | 379.3333 | 369.3333
21 | 2013007915 | 380 | 370
22 | 2013007915 | 381.3333 | 371.3333
23 | 2013007915 | 382.6667 | 372.6667
24 | 2013007915 | 384 | 374
25 | 2013007915 | 385.3333 | 375.3333
26 | 2013007915 | 386.6667 | 376.6667
27 | 2013007915 | 388 | 378
28 | 2013007915 | 387 | 377
29 | 2013007915 | 386 | 376
30 | 2013007915 | 385 | 375
31 | 2013007915 | 383 | 373
32 | 2013007915 | 381 | 371
33 | 2013007915 | 379 | 369
34 | 2013007915 | 378.3333 | 368.3333
35 | 2013007915 | 377.6667 | 367.6667
36 | 2013007915 | 377 | 367
37 | 2013007915 | 377.3333 | 367.3333
38 | 2013007915 | 377.6667 | 367.6667
39 | 2013007915 | 378 | 368
40 | 2013007915 | 379.6667 | 369.6667
41 | 2013007915 | 381.3333 | 371.3333
42 | 2013007915 | 383 | 373
43 | 2013007915 | 385.3333 | 375.3333
44 | 2013007915 | 387.6667 | 377.6667
45 | 2013007915 | 390 | 380
46 | 2013007915 | 391.3333 | 381.3333
47 | 2013007915 | 392.6667 | 382.6667
48 | 2013007915 | 394 | 384
49 | 2013007915 | 393.3333 | 383.3333
50 | 2013007915 | 392.6667 | 382.6667
51 | 2013007915 | 392 | 382
52 | 2013007915 | 387.6667 | 377.6667
53 | 2013007915 | 383.3333 | 373.3333
54 | 2013007915 | 379 | 369
55 | 2013007915 | 372.3333 | 362.3333
56 | 2013007915 | 365.6667 | 355.6667
57 | 2013007915 | 359 | 349
58 | 2013007915 | 353.6667 | 343.6667
59 | 2013007915 | 348.3333 | 338.3333
60 | 2013007915 | 343 | 333
61 | 2013007915 | 338.3333 | 328.3333
62 | 2013007915 | 333.6667 | 323.6667
63 | 2013007915 | 329 | 319
64 | 2013007915 | 326 | 316
65 | 2013007915 | 323 | 313
66 | 2013007915 | 320 | 310
67 | 2013007915 | 318.3333 | 308.3333
68 | 2013007915 | 316.6667 | 306.6667
69 | 2013007915 | 315 | 305
70 | 2013007915 | 315.3333 | 305.3333
71 | 2013007915 | 315.6667 | 305.6667
72 | 2013007915 | 316 | 306
73 | 2013007915 | 316.3333 | 306.3333
74 | 2013007915 | 316.6667 | 306.6667
75 | 2013007915 | 317 | 307
76 | 2013007915 | 316.3333 | 306.3333
77 | 2013007915 | 315.6667 | 305.6667
78 | 2013007915 | 315 | 305
79 | 2013007915 | 314.6667 | 304.6667
80 | 2013007915 | 314.3333 | 304.3333
81 | 2013007915 | 314 | 304
82 | 2013007915 | 316.3333 | 306.3333
83 | 2013007915 | 318.6667 | 308.6667
84 | 2013007915 | 321 | 311
85 | 2013007915 | 323.3333 | 313.3333
86 | 2013007915 | 325.6667 | 315.6667
87 | 2013007915 | 328 | 318
88 | 2013007915 | 328.3333 | 318.3333
89 | 2013007915 | 328.6667 | 318.6667
90 | 2013007915 | 329 | 339
91 | 2013007915 | 329 | 339
92 | 2013007915 | 329 | 339
93 | 2013007915 | 329 | 339
94 | 2013007915 | 328.6667 | 338.6667
95 | 2013007915 | 328.3333 | 338.3333
96 | 2013007915 | 328 | 338
97 | 2013007915 | 327.6667 | 337.6667
98 | 2013007915 | 327.3333 | 337.3333
99 | 2013007915 | 327 | 337
100 | 2013007915 | 328.6667 | 338.6667
101 | 2013007915 | 330.3333 | 340.3333
102 | 2013007915 | 332 | 342
103 | 2013007915 | 334.3333 | 344.3333
104 | 2013007915 | 336.6667 | 346.6667
105 | 2013007915 | 339 | 349
106 | 2013007915 | 339.3333 | 349.3333
107 | 2013007915 | 339.6667 | 349.6667
108 | 2013007915 | 340 | 350
109 | 2013007915 | 342.3333 | 352.3333
110 | 2013007915 | 344.6667 | 354.6667
111 | 2013007915 | 347 | 357
112 | 2013007915 | 349.6667 | 359.6667
113 | 2013007915 | 352.3333 | 362.3333
114 | 2013007915 | 355 | 365
115 | 2013007915 | 360.3333 | 370.3333
116 | 2013007915 | 365.6667 | 375.6667
117 | 2013007915 | 371 | 381
118 | 2013007915 | 373.6667 | 383.6667
119 | 2013007915 | 376.3333 | 386.3333
120 | 2013007915 | 379 | 389
121 | 2013007915 | 383.3333 | 393.3333
122 | 2013007915 | 387.6667 | 377.6667
123 | 2013007915 | 392 | 382
124 | 2013007915 | 395.3333 | 385.3333
125 | 2013007915 | 398.6667 | 388.6667
126 | 2013007915 | 402 | 392
127 | 2013007915 | 404.3333 | 394.3333
128 | 2013007915 | 406.6667 | 396.6667
129 | 2013007915 | 409 | 399
130 | 2013007915 | 409 | 399
131 | 2013007915 | 409 | 399
132 | 2013007915 | 409 | 399
133 | 2013007915 | 408.3333 | 398.3333
134 | 2013007915 | 407.6667 | 397.6667
135 | 2013007915 | 407 | 397
136 | 2013007915 | 407 | 397
137 | 2013007915 | 407 | 397
138 | 2013007915 | 407 | 397
139 | 2013007915 | 407 | 397
140 | 2013007915 | 407 | 397
141 | 2013007915 | 407 | 397
142 | 2013007915 | 406 | 396
143 | 2013007915 | 405 | 395
0 | 2004006559 | 343 | 333
1 | 2004006559 | 344 | 334
2 | 2004006559 | 345 | 335
3 | 2004006559 | 346 | 336
4 | 2004006559 | 348 | 338
5 | 2004006559 | 350 | 340
6 | 2004006559 | 352 | 342
7 | 2004006559 | 353 | 343
8 | 2004006559 | 354 | 344
9 | 2004006559 | 355 | 345
10 | 2004006559 | 356.6667 | 346.6667
11 | 2004006559 | 358.3333 | 348.3333
12 | 2004006559 | 360 | 350
13 | 2004006559 | 363.6667 | 353.6667
14 | 2004006559 | 367.3333 | 357.3333
15 | 2004006559 | 371 | 361
16 | 2004006559 | 373.3333 | 363.3333
17 | 2004006559 | 375.6667 | 365.6667
18 | 2004006559 | 378 | 368
19 | 2004006559 | 378.6667 | 368.6667
20 | 2004006559 | 379.3333 | 369.3333
21 | 2004006559 | 380 | 370
22 | 2004006559 | 381.3333 | 371.3333
23 | 2004006559 | 382.6667 | 372.6667
24 | 2004006559 | 384 | 374
25 | 2004006559 | 385.3333 | 375.3333
26 | 2004006559 | 386.6667 | 376.6667
27 | 2004006559 | 388 | 378
28 | 2004006559 | 387 | 377
29 | 2004006559 | 386 | 376
30 | 2004006559 | 385 | 375
31 | 2004006559 | 383 | 373
32 | 2004006559 | 381 | 371
33 | 2004006559 | 379 | 369
34 | 2004006559 | 378.3333 | 368.3333
35 | 2004006559 | 377.6667 | 367.6667
36 | 2004006559 | 377 | 367
37 | 2004006559 | 377.3333 | 367.3333
38 | 2004006559 | 377.6667 | 367.6667
39 | 2004006559 | 378 | 368
40 | 2004006559 | 379.6667 | 369.6667
41 | 2004006559 | 381.3333 | 371.3333
42 | 2004006559 | 383 | 373
43 | 2004006559 | 385.3333 | 375.3333
44 | 2004006559 | 387.6667 | 377.6667
45 | 2004006559 | 390 | 380
46 | 2004006559 | 391.3333 | 381.3333
47 | 2004006559 | 392.6667 | 382.6667
48 | 2004006559 | 394 | 384
49 | 2004006559 | 393.3333 | 383.3333
50 | 2004006559 | 392.6667 | 382.6667
51 | 2004006559 | 392 | 382
52 | 2004006559 | 387.6667 | 377.6667
53 | 2004006559 | 383.3333 | 373.3333
54 | 2004006559 | 379 | 369
55 | 2004006559 | 372.3333 | 362.3333
56 | 2004006559 | 365.6667 | 355.6667
57 | 2004006559 | 359 | 349
58 | 2004006559 | 353.6667 | 343.6667
59 | 2004006559 | 348.3333 | 338.3333
60 | 2004006559 | 343 | 333
61 | 2004006559 | 338.3333 | 328.3333
62 | 2004006559 | 333.6667 | 323.6667
63 | 2004006559 | 329 | 319
64 | 2004006559 | 326 | 316
65 | 2004006559 | 323 | 313
66 | 2004006559 | 320 | 310
67 | 2004006559 | 318.3333 | 308.3333
68 | 2004006559 | 316.6667 | 306.6667
69 | 2004006559 | 315 | 305
70 | 2004006559 | 315.3333 | 305.3333
71 | 2004006559 | 315.6667 | 305.6667
72 | 2004006559 | 316 | 306
73 | 2004006559 | 316.3333 | 306.3333
74 | 2004006559 | 316.6667 | 306.6667
75 | 2004006559 | 317 | 307
76 | 2004006559 | 316.3333 | 306.3333
77 | 2004006559 | 315.6667 | 305.6667
78 | 2004006559 | 315 | 305
79 | 2004006559 | 314.6667 | 304.6667
80 | 2004006559 | 314.3333 | 304.3333
81 | 2004006559 | 314 | 304
82 | 2004006559 | 316.3333 | 306.3333
83 | 2004006559 | 318.6667 | 308.6667
84 | 2004006559 | 321 | 311
85 | 2004006559 | 323.3333 | 313.3333
86 | 2004006559 | 325.6667 | 315.6667
87 | 2004006559 | 328 | 318
88 | 2004006559 | 328.3333 | 318.3333
89 | 2004006559 | 328.6667 | 318.6667
90 | 2004006559 | 329 | 339
91 | 2004006559 | 329 | 339
92 | 2004006559 | 329 | 339
93 | 2004006559 | 329 | 339
94 | 2004006559 | 328.6667 | 338.6667
95 | 2004006559 | 328.3333 | 338.3333
96 | 2004006559 | 328 | 338
97 | 2004006559 | 327.6667 | 337.6667
98 | 2004006559 | 327.3333 | 337.3333
99 | 2004006559 | 327 | 337
100 | 2004006559 | 328.6667 | 338.6667
101 | 2004006559 | 330.3333 | 340.3333
102 | 2004006559 | 332 | 342
103 | 2004006559 | 334.3333 | 344.3333
104 | 2004006559 | 336.6667 | 346.6667
105 | 2004006559 | 339 | 349
106 | 2004006559 | 339.3333 | 349.3333
107 | 2004006559 | 339.6667 | 349.6667
108 | 2004006559 | 340 | 350
109 | 2004006559 | 342.3333 | 352.3333
110 | 2004006559 | 344.6667 | 354.6667
111 | 2004006559 | 347 | 357
112 | 2004006559 | 349.6667 | 359.6667
113 | 2004006559 | 352.3333 | 362.3333
114 | 2004006559 | 355 | 365
115 | 2004006559 | 360.3333 | 370.3333
116 | 2004006559 | 365.6667 | 375.6667
117 | 2004006559 | 371 | 381
118 | 2004006559 | 373.6667 | 383.6667
119 | 2004006559 | 376.3333 | 386.3333
120 | 2004006559 | 379 | 389
121 | 2004006559 | 383.3333 | 393.3333
122 | 2004006559 | 387.6667 | 377.6667
123 | 2004006559 | 392 | 382
124 | 2004006559 | 395.3333 | 385.3333
125 | 2004006559 | 398.6667 | 388.6667
126 | 2004006559 | 402 | 392
127 | 2004006559 | 404.3333 | 394.3333
128 | 2004006559 | 406.6667 | 396.6667
129 | 2004006559 | 409 | 399
130 | 2004006559 | 409 | 399
131 | 2004006559 | 409 | 399
132 | 2004006559 | 409 | 399
133 | 2004006559 | 408.3333 | 398.3333
134 | 2004006559 | 407.6667 | 397.6667
135 | 2004006559 | 407 | 397
136 | 2004006559 | 407 | 397
137 | 2004006559 | 407 | 397
138 | 2004006559 | 407 | 397
139 | 2004006559 | 407 | 397
140 | 2004006559 | 407 | 397
141 | 2004006559 | 407 | 397
142 | 2004006559 | 406 | 396
143 | 2004006559 | 405 | 395
0 | 2006010617 | 343 | 333
1 | 2006010617 | 344 | 334
2 | 2006010617 | 345 | 335
3 | 2006010617 | 346 | 336
4 | 2006010617 | 348 | 338
5 | 2006010617 | 350 | 340
6 | 2006010617 | 352 | 342
7 | 2006010617 | 353 | 343
8 | 2006010617 | 354 | 344
9 | 2006010617 | 355 | 345
10 | 2006010617 | 356.6667 | 346.6667
11 | 2006010617 | 358.3333 | 348.3333
12 | 2006010617 | 360 | 350
13 | 2006010617 | 363.6667 | 353.6667
14 | 2006010617 | 367.3333 | 357.3333
15 | 2006010617 | 371 | 361
16 | 2006010617 | 373.3333 | 363.3333
17 | 2006010617 | 375.6667 | 365.6667
18 | 2006010617 | 378 | 368
19 | 2006010617 | 378.6667 | 368.6667
20 | 2006010617 | 379.3333 | 369.3333
21 | 2006010617 | 380 | 370
22 | 2006010617 | 381.3333 | 371.3333
23 | 2006010617 | 382.6667 | 372.6667
24 | 2006010617 | 384 | 374
25 | 2006010617 | 385.3333 | 375.3333
26 | 2006010617 | 386.6667 | 376.6667
27 | 2006010617 | 388 | 378
28 | 2006010617 | 387 | 377
29 | 2006010617 | 386 | 376
30 | 2006010617 | 385 | 375
31 | 2006010617 | 383 | 373
32 | 2006010617 | 381 | 371
33 | 2006010617 | 379 | 369
34 | 2006010617 | 378.3333 | 368.3333
35 | 2006010617 | 377.6667 | 367.6667
36 | 2006010617 | 377 | 367
37 | 2006010617 | 377.3333 | 367.3333
38 | 2006010617 | 377.6667 | 367.6667
39 | 2006010617 | 378 | 368
40 | 2006010617 | 379.6667 | 369.6667
41 | 2006010617 | 381.3333 | 371.3333
42 | 2006010617 | 383 | 373
43 | 2006010617 | 385.3333 | 375.3333
44 | 2006010617 | 387.6667 | 377.6667
45 | 2006010617 | 390 | 380
46 | 2006010617 | 391.3333 | 381.3333
47 | 2006010617 | 392.6667 | 382.6667
48 | 2006010617 | 394 | 384
49 | 2006010617 | 393.3333 | 383.3333
50 | 2006010617 | 392.6667 | 382.6667
51 | 2006010617 | 392 | 382
52 | 2006010617 | 387.6667 | 377.6667
53 | 2006010617 | 383.3333 | 373.3333
54 | 2006010617 | 379 | 369
55 | 2006010617 | 372.3333 | 362.3333
56 | 2006010617 | 365.6667 | 355.6667
57 | 2006010617 | 359 | 349
58 | 2006010617 | 353.6667 | 343.6667
59 | 2006010617 | 348.3333 | 338.3333
60 | 2006010617 | 343 | 333
61 | 2006010617 | 338.3333 | 328.3333
62 | 2006010617 | 333.6667 | 323.6667
63 | 2006010617 | 329 | 319
64 | 2006010617 | 326 | 316
65 | 2006010617 | 323 | 313
66 | 2006010617 | 320 | 310
67 | 2006010617 | 318.3333 | 308.3333
68 | 2006010617 | 316.6667 | 306.6667
69 | 2006010617 | 315 | 305
70 | 2006010617 | 315.3333 | 305.3333
71 | 2006010617 | 315.6667 | 305.6667
72 | 2006010617 | 316 | 306
73 | 2006010617 | 316.3333 | 306.3333
74 | 2006010617 | 316.6667 | 306.6667
75 | 2006010617 | 317 | 307
76 | 2006010617 | 316.3333 | 306.3333
77 | 2006010617 | 315.6667 | 305.6667
78 | 2006010617 | 315 | 305
79 | 2006010617 | 314.6667 | 304.6667
80 | 2006010617 | 314.3333 | 304.3333
81 | 2006010617 | 314 | 304
82 | 2006010617 | 316.3333 | 306.3333
83 | 2006010617 | 318.6667 | 308.6667
84 | 2006010617 | 321 | 311
85 | 2006010617 | 323.3333 | 313.3333
86 | 2006010617 | 325.6667 | 315.6667
87 | 2006010617 | 328 | 318
88 | 2006010617 | 328.3333 | 318.3333
89 | 2006010617 | 328.6667 | 318.6667
90 | 2006010617 | 329 | 339
91 | 2006010617 | 329 | 339
92 | 2006010617 | 329 | 339
93 | 2006010617 | 329 | 339
94 | 2006010617 | 328.6667 | 338.6667
95 | 2006010617 | 328.3333 | 338.3333
96 | 2006010617 | 328 | 338
97 | 2006010617 | 327.6667 | 337.6667
98 | 2006010617 | 327.3333 | 337.3333
99 | 2006010617 | 327 | 337
100 | 2006010617 | 328.6667 | 338.6667
101 | 2006010617 | 330.3333 | 340.3333
102 | 2006010617 | 332 | 342
103 | 2006010617 | 334.3333 | 344.3333
104 | 2006010617 | 336.6667 | 346.6667
105 | 2006010617 | 339 | 349
106 | 2006010617 | 339.3333 | 349.3333
107 | 2006010617 | 339.6667 | 349.6667
108 | 2006010617 | 340 | 350
109 | 2006010617 | 342.3333 | 352.3333
110 | 2006010617 | 344.6667 | 354.6667
111 | 2006010617 | 347 | 357
112 | 2006010617 | 349.6667 | 359.6667
113 | 2006010617 | 352.3333 | 362.3333
114 | 2006010617 | 355 | 365
115 | 2006010617 | 360.3333 | 370.3333
116 | 2006010617 | 365.6667 | 375.6667
117 | 2006010617 | 371 | 381
118 | 2006010617 | 373.6667 | 383.6667
119 | 2006010617 | 376.3333 | 386.3333
120 | 2006010617 | 379 | 389
121 | 2006010617 | 383.3333 | 393.3333
122 | 2006010617 | 387.6667 | 377.6667
123 | 2006010617 | 392 | 382
124 | 2006010617 | 395.3333 | 385.3333
125 | 2006010617 | 398.6667 | 388.6667
126 | 2006010617 | 402 | 392
127 | 2006010617 | 404.3333 | 394.3333
128 | 2006010617 | 406.6667 | 396.6667
129 | 2006010617 | 409 | 399
130 | 2006010617 | 409 | 399
131 | 2006010617 | 409 | 399
132 | 2006010617 | 409 | 399
133 | 2006010617 | 408.3333 | 398.3333
134 | 2006010617 | 407.6667 | 397.6667
135 | 2006010617 | 407 | 397
136 | 2006010617 | 407 | 397
137 | 2006010617 | 407 | 397
138 | 2006010617 | 407 | 397
139 | 2006010617 | 407 | 397
140 | 2006010617 | 407 | 397
141 | 2006010617 | 407 | 397
142 | 2006010617 | 406 | 396
143 | 2006010617 | 405 | 395
0 | 2008005685 | 343 | 333
1 | 2008005685 | 344 | 334
2 | 2008005685 | 345 | 335
3 | 2008005685 | 346 | 336
4 | 2008005685 | 348 | 338
5 | 2008005685 | 350 | 340
6 | 2008005685 | 352 | 342
7 | 2008005685 | 353 | 343
8 | 2008005685 | 354 | 344
9 | 2008005685 | 355 | 345
10 | 2008005685 | 356.6667 | 346.6667
11 | 2008005685 | 358.3333 | 348.3333
12 | 2008005685 | 360 | 350
13 | 2008005685 | 363.6667 | 353.6667
14 | 2008005685 | 367.3333 | 357.3333
15 | 2008005685 | 371 | 361
16 | 2008005685 | 373.3333 | 363.3333
17 | 2008005685 | 375.6667 | 365.6667
18 | 2008005685 | 378 | 368
19 | 2008005685 | 378.6667 | 368.6667
20 | 2008005685 | 379.3333 | 369.3333
21 | 2008005685 | 380 | 370
22 | 2008005685 | 381.3333 | 371.3333
23 | 2008005685 | 382.6667 | 372.6667
24 | 2008005685 | 384 | 374
25 | 2008005685 | 385.3333 | 375.3333
26 | 2008005685 | 386.6667 | 376.6667
27 | 2008005685 | 388 | 378
28 | 2008005685 | 387 | 377
29 | 2008005685 | 386 | 376
30 | 2008005685 | 385 | 375
31 | 2008005685 | 383 | 373
32 | 2008005685 | 381 | 371
33 | 2008005685 | 379 | 369
34 | 2008005685 | 378.3333 | 368.3333
35 | 2008005685 | 377.6667 | 367.6667
36 | 2008005685 | 377 | 367
37 | 2008005685 | 377.3333 | 367.3333
38 | 2008005685 | 377.6667 | 367.6667
39 | 2008005685 | 378 | 368
40 | 2008005685 | 379.6667 | 369.6667
41 | 2008005685 | 381.3333 | 371.3333
42 | 2008005685 | 383 | 373
43 | 2008005685 | 385.3333 | 375.3333
44 | 2008005685 | 387.6667 | 377.6667
45 | 2008005685 | 390 | 380
46 | 2008005685 | 391.3333 | 381.3333
47 | 2008005685 | 392.6667 | 382.6667
48 | 2008005685 | 394 | 384
49 | 2008005685 | 393.3333 | 383.3333
50 | 2008005685 | 392.6667 | 382.6667
51 | 2008005685 | 392 | 382
52 | 2008005685 | 387.6667 | 377.6667
53 | 2008005685 | 383.3333 | 373.3333
54 | 2008005685 | 379 | 369
55 | 2008005685 | 372.3333 | 362.3333
56 | 2008005685 | 365.6667 | 355.6667
57 | 2008005685 | 359 | 349
58 | 2008005685 | 353.6667 | 343.6667
59 | 2008005685 | 348.3333 | 338.3333
60 | 2008005685 | 343 | 333
61 | 2008005685 | 338.3333 | 328.3333
62 | 2008005685 | 333.6667 | 323.6667
63 | 2008005685 | 329 | 319
64 | 2008005685 | 326 | 316
65 | 2008005685 | 323 | 313
66 | 2008005685 | 320 | 310
67 | 2008005685 | 318.3333 | 308.3333
68 | 2008005685 | 316.6667 | 306.6667
69 | 2008005685 | 315 | 305
70 | 2008005685 | 315.3333 | 305.3333
71 | 2008005685 | 315.6667 | 305.6667
72 | 2008005685 | 316 | 306
73 | 2008005685 | 316.3333 | 306.3333
74 | 2008005685 | 316.6667 | 306.6667
75 | 2008005685 | 317 | 307
76 | 2008005685 | 316.3333 | 306.3333
77 | 2008005685 | 315.6667 | 305.6667
78 | 2008005685 | 315 | 305
79 | 2008005685 | 314.6667 | 304.6667
80 | 2008005685 | 314.3333 | 304.3333
81 | 2008005685 | 314 | 304
82 | 2008005685 | 316.3333 | 306.3333
83 | 2008005685 | 318.6667 | 308.6667
84 | 2008005685 | 321 | 311
85 | 2008005685 | 323.3333 | 313.3333
86 | 2008005685 | 325.6667 | 315.6667
87 | 2008005685 | 328 | 318
88 | 2008005685 | 328.3333 | 318.3333
89 | 2008005685 | 328.6667 | 318.6667
90 | 2008005685 | 329 | 339
91 | 2008005685 | 329 | 339
92 | 2008005685 | 329 | 339
93 | 2008005685 | 329 | 339
94 | 2008005685 | 328.6667 | 338.6667
95 | 2008005685 | 328.3333 | 338.3333
96 | 2008005685 | 328 | 338
97 | 2008005685 | 327.6667 | 337.6667
98 | 2008005685 | 327.3333 | 337.3333
99 | 2008005685 | 327 | 337
100 | 2008005685 | 328.6667 | 338.6667
101 | 2008005685 | 330.3333 | 340.3333
102 | 2008005685 | 332 | 342
103 | 2008005685 | 334.3333 | 344.3333
104 | 2008005685 | 336.6667 | 346.6667
105 | 2008005685 | 339 | 349
106 | 2008005685 | 339.3333 | 349.3333
107 | 2008005685 | 339.6667 | 349.6667
108 | 2008005685 | 340 | 350
109 | 2008005685 | 342.3333 | 352.3333
110 | 2008005685 | 344.6667 | 354.6667
111 | 2008005685 | 347 | 357
112 | 2008005685 | 349.6667 | 359.6667
113 | 2008005685 | 352.3333 | 362.3333
114 | 2008005685 | 355 | 365
115 | 2008005685 | 360.3333 | 370.3333
116 | 2008005685 | 365.6667 | 375.6667
117 | 2008005685 | 371 | 381
118 | 2008005685 | 373.6667 | 383.6667
119 | 2008005685 | 376.3333 | 386.3333
120 | 2008005685 | 379 | 389
121 | 2008005685 | 383.3333 | 393.3333
122 | 2008005685 | 387.6667 | 377.6667
123 | 2008005685 | 392 | 382
124 | 2008005685 | 395.3333 | 385.3333
125 | 2008005685 | 398.6667 | 388.6667
126 | 2008005685 | 402 | 392
127 | 2008005685 | 404.3333 | 394.3333
128 | 2008005685 | 406.6667 | 396.6667
129 | 2008005685 | 409 | 399
130 | 2008005685 | 409 | 399
131 | 2008005685 | 409 | 399
132 | 2008005685 | 409 | 399
133 | 2008005685 | 408.3333 | 398.3333
134 | 2008005685 | 407.6667 | 397.6667
135 | 2008005685 | 407 | 397
136 | 2008005685 | 407 | 397
137 | 2008005685 | 407 | 397
138 | 2008005685 | 407 | 397
139 | 2008005685 | 407 | 397
140 | 2008005685 | 407 | 397
141 | 2008005685 | 407 | 397
142 | 2008005685 | 406 | 396
143 | 2008005685 | 405 | 395
0 | 2004000147 | 343 | 333
1 | 2004000147 | 344 | 334
2 | 2004000147 | 345 | 335
3 | 2004000147 | 346 | 336
4 | 2004000147 | 348 | 338
5 | 2004000147 | 350 | 340
6 | 2004000147 | 352 | 342
7 | 2004000147 | 353 | 343
8 | 2004000147 | 354 | 344
9 | 2004000147 | 355 | 345
10 | 2004000147 | 356.6667 | 346.6667
11 | 2004000147 | 358.3333 | 348.3333
12 | 2004000147 | 360 | 350
13 | 2004000147 | 363.6667 | 353.6667
14 | 2004000147 | 367.3333 | 357.3333
15 | 2004000147 | 371 | 361
16 | 2004000147 | 373.3333 | 363.3333
17 | 2004000147 | 375.6667 | 365.6667
18 | 2004000147 | 378 | 368
19 | 2004000147 | 378.6667 | 368.6667
20 | 2004000147 | 379.3333 | 369.3333
21 | 2004000147 | 380 | 370
22 | 2004000147 | 381.3333 | 371.3333
23 | 2004000147 | 382.6667 | 372.6667
24 | 2004000147 | 384 | 374
25 | 2004000147 | 385.3333 | 375.3333
26 | 2004000147 | 386.6667 | 376.6667
27 | 2004000147 | 388 | 378
28 | 2004000147 | 387 | 377
29 | 2004000147 | 386 | 376
30 | 2004000147 | 385 | 375
31 | 2004000147 | 383 | 373
32 | 2004000147 | 381 | 371
33 | 2004000147 | 379 | 369
34 | 2004000147 | 378.3333 | 368.3333
35 | 2004000147 | 377.6667 | 367.6667
36 | 2004000147 | 377 | 367
37 | 2004000147 | 377.3333 | 367.3333
38 | 2004000147 | 377.6667 | 367.6667
39 | 2004000147 | 378 | 368
40 | 2004000147 | 379.6667 | 369.6667
41 | 2004000147 | 381.3333 | 371.3333
42 | 2004000147 | 383 | 373
43 | 2004000147 | 385.3333 | 375.3333
44 | 2004000147 | 387.6667 | 377.6667
45 | 2004000147 | 390 | 380
46 | 2004000147 | 391.3333 | 381.3333
47 | 2004000147 | 392.6667 | 382.6667
48 | 2004000147 | 394 | 384
49 | 2004000147 | 393.3333 | 383.3333
50 | 2004000147 | 392.6667 | 382.6667
51 | 2004000147 | 392 | 382
52 | 2004000147 | 387.6667 | 377.6667
53 | 2004000147 | 383.3333 | 373.3333
54 | 2004000147 | 379 | 369
55 | 2004000147 | 372.3333 | 362.3333
56 | 2004000147 | 365.6667 | 355.6667
57 | 2004000147 | 359 | 349
58 | 2004000147 | 353.6667 | 343.6667
59 | 2004000147 | 348.3333 | 338.3333
60 | 2004000147 | 343 | 333
61 | 2004000147 | 338.3333 | 328.3333
62 | 2004000147 | 333.6667 | 323.6667
63 | 2004000147 | 329 | 319
64 | 2004000147 | 326 | 316
65 | 2004000147 | 323 | 313
66 | 2004000147 | 320 | 310
67 | 2004000147 | 318.3333 | 308.3333
68 | 2004000147 | 316.6667 | 306.6667
69 | 2004000147 | 315 | 305
70 | 2004000147 | 315.3333 | 305.3333
71 | 2004000147 | 315.6667 | 305.6667
72 | 2004000147 | 316 | 306
73 | 2004000147 | 316.3333 | 306.3333
74 | 2004000147 | 316.6667 | 306.6667
75 | 2004000147 | 317 | 307
76 | 2004000147 | 316.3333 | 306.3333
77 | 2004000147 | 315.6667 | 305.6667
78 | 2004000147 | 315 | 305
79 | 2004000147 | 314.6667 | 304.6667
80 | 2004000147 | 314.3333 | 304.3333
81 | 2004000147 | 314 | 304
82 | 2004000147 | 316.3333 | 306.3333
83 | 2004000147 | 318.6667 | 308.6667
84 | 2004000147 | 321 | 311
85 | 2004000147 | 323.3333 | 313.3333
86 | 2004000147 | 325.6667 | 315.6667
87 | 2004000147 | 328 | 318
88 | 2004000147 | 328.3333 | 318.3333
89 | 2004000147 | 328.6667 | 318.6667
90 | 2004000147 | 329 | 339
91 | 2004000147 | 329 | 339
92 | 2004000147 | 329 | 339
93 | 2004000147 | 329 | 339
94 | 2004000147 | 328.6667 | 338.6667
95 | 2004000147 | 328.3333 | 338.3333
96 | 2004000147 | 328 | 338
97 | 2004000147 | 327.6667 | 337.6667
98 | 2004000147 | 327.3333 | 337.3333
99 | 2004000147 | 327 | 337
100 | 2004000147 | 328.6667 | 338.6667
101 | 2004000147 | 330.3333 | 340.3333
102 | 2004000147 | 332 | 342
103 | 2004000147 | 334.3333 | 344.3333
104 | 2004000147 | 336.6667 | 346.6667
105 | 2004000147 | 339 | 349
106 | 2004000147 | 339.3333 | 349.3333
107 | 2004000147 | 339.6667 | 349.6667
108 | 2004000147 | 340 | 350
109 | 2004000147 | 342.3333 | 352.3333
110 | 2004000147 | 344.6667 | 354.6667
111 | 2004000147 | 347 | 357
112 | 2004000147 | 349.6667 | 359.6667
113 | 2004000147 | 352.3333 | 362.3333
114 | 2004000147 | 355 | 365
115 | 2004000147 | 360.3333 | 370.3333
116 | 2004000147 | 365.6667 | 375.6667
117 | 2004000147 | 371 | 381
118 | 2004000147 | 373.6667 | 383.6667
119 | 2004000147 | 376.3333 | 386.3333
120 | 2004000147 | 379 | 389
121 | 2004000147 | 383.3333 | 393.3333
122 | 2004000147 | 387.6667 | 377.6667
123 | 2004000147 | 392 | 382
124 | 2004000147 | 395.3333 | 385.3333
125 | 2004000147 | 398.6667 | 388.6667
126 | 2004000147 | 402 | 392
127 | 2004000147 | 404.3333 | 394.3333
128 | 2004000147 | 406.6667 | 396.6667
129 | 2004000147 | 409 | 399
130 | 2004000147 | 409 | 399
131 | 2004000147 | 409 | 399
132 | 2004000147 | 409 | 399
133 | 2004000147 | 408.3333 | 398.3333
134 | 2004000147 | 407.6667 | 397.6667
135 | 2004000147 | 407 | 397
136 | 2004000147 | 407 | 397
137 | 2004000147 | 407 | 397
138 | 2004000147 | 407 | 397
139 | 2004000147 | 407 | 397
140 | 2004000147 | 407 | 397
141 | 2004000147 | 407 | 397
142 | 2004000147 | 406 | 396
143 | 2004000147 | 405 | 395
0 | 2009007812 | 343 | 333
1 | 2009007812 | 344 | 334
2 | 2009007812 | 345 | 335
3 | 2009007812 | 346 | 336
4 | 2009007812 | 348 | 338
5 | 2009007812 | 350 | 340
6 | 2009007812 | 352 | 342
7 | 2009007812 | 353 | 343
8 | 2009007812 | 354 | 344
9 | 2009007812 | 355 | 345
10 | 2009007812 | 356.6667 | 346.6667
11 | 2009007812 | 358.3333 | 348.3333
12 | 2009007812 | 360 | 350
13 | 2009007812 | 363.6667 | 353.6667
14 | 2009007812 | 367.3333 | 357.3333
15 | 2009007812 | 371 | 361
16 | 2009007812 | 373.3333 | 363.3333
17 | 2009007812 | 375.6667 | 365.6667
18 | 2009007812 | 378 | 368
19 | 2009007812 | 378.6667 | 368.6667
20 | 2009007812 | 379.3333 | 369.3333
21 | 2009007812 | 380 | 370
22 | 2009007812 | 381.3333 | 371.3333
23 | 2009007812 | 382.6667 | 372.6667
24 | 2009007812 | 384 | 374
25 | 2009007812 | 385.3333 | 375.3333
26 | 2009007812 | 386.6667 | 376.6667
27 | 2009007812 | 388 | 378
28 | 2009007812 | 387 | 377
29 | 2009007812 | 386 | 376
30 | 2009007812 | 385 | 375
31 | 2009007812 | 383 | 373
32 | 2009007812 | 381 | 371
33 | 2009007812 | 379 | 369
34 | 2009007812 | 378.3333 | 368.3333
35 | 2009007812 | 377.6667 | 367.6667
36 | 2009007812 | 377 | 367
37 | 2009007812 | 377.3333 | 367.3333
38 | 2009007812 | 377.6667 | 367.6667
39 | 2009007812 | 378 | 368
40 | 2009007812 | 379.6667 | 369.6667
41 | 2009007812 | 381.3333 | 371.3333
42 | 2009007812 | 383 | 373
43 | 2009007812 | 385.3333 | 375.3333
44 | 2009007812 | 387.6667 | 377.6667
45 | 2009007812 | 390 | 380
46 | 2009007812 | 391.3333 | 381.3333
47 | 2009007812 | 392.6667 | 382.6667
48 | 2009007812 | 394 | 384
49 | 2009007812 | 393.3333 | 383.3333
50 | 2009007812 | 392.6667 | 382.6667
51 | 2009007812 | 392 | 382
52 | 2009007812 | 387.6667 | 377.6667
53 | 2009007812 | 383.3333 | 373.3333
54 | 2009007812 | 379 | 369
55 | 2009007812 | 372.3333 | 362.3333
56 | 2009007812 | 365.6667 | 355.6667
57 | 2009007812 | 359 | 349
58 | 2009007812 | 353.6667 | 343.6667
59 | 2009007812 | 348.3333 | 338.3333
60 | 2009007812 | 343 | 333
61 | 2009007812 | 338.3333 | 328.3333
62 | 2009007812 | 333.6667 | 323.6667
63 | 2009007812 | 329 | 319
64 | 2009007812 | 326 | 316
65 | 2009007812 | 323 | 313
66 | 2009007812 | 320 | 310
67 | 2009007812 | 318.3333 | 308.3333
68 | 2009007812 | 316.6667 | 306.6667
69 | 2009007812 | 315 | 305
70 | 2009007812 | 315.3333 | 305.3333
71 | 2009007812 | 315.6667 | 305.6667
72 | 2009007812 | 316 | 306
73 | 2009007812 | 316.3333 | 306.3333
74 | 2009007812 | 316.6667 | 306.6667
75 | 2009007812 | 317 | 307
76 | 2009007812 | 316.3333 | 306.3333
77 | 2009007812 | 315.6667 | 305.6667
78 | 2009007812 | 315 | 305
79 | 2009007812 | 314.6667 | 304.6667
80 | 2009007812 | 314.3333 | 304.3333
81 | 2009007812 | 314 | 304
82 | 2009007812 | 316.3333 | 306.3333
83 | 2009007812 | 318.6667 | 308.6667
84 | 2009007812 | 321 | 311
85 | 2009007812 | 323.3333 | 313.3333
86 | 2009007812 | 325.6667 | 315.6667
87 | 2009007812 | 328 | 318
88 | 2009007812 | 328.3333 | 318.3333
89 | 2009007812 | 328.6667 | 318.6667
90 | 2009007812 | 329 | 339
91 | 2009007812 | 329 | 339
92 | 2009007812 | 329 | 339
93 | 2009007812 | 329 | 339
94 | 2009007812 | 328.6667 | 338.6667
95 | 2009007812 | 328.3333 | 338.3333
96 | 2009007812 | 328 | 338
97 | 2009007812 | 327.6667 | 337.6667
98 | 2009007812 | 327.3333 | 337.3333
99 | 2009007812 | 327 | 337
100 | 2009007812 | 328.6667 | 338.6667
101 | 2009007812 | 330.3333 | 340.3333
102 | 2009007812 | 332 | 342
103 | 2009007812 | 334.3333 | 344.3333
104 | 2009007812 | 336.6667 | 346.6667
105 | 2009007812 | 339 | 349
106 | 2009007812 | 339.3333 | 349.3333
107 | 2009007812 | 339.6667 | 349.6667
108 | 2009007812 | 340 | 350
109 | 2009007812 | 342.3333 | 352.3333
110 | 2009007812 | 344.6667 | 354.6667
111 | 2009007812 | 347 | 357
112 | 2009007812 | 349.6667 | 359.6667
113 | 2009007812 | 352.3333 | 362.3333
114 | 2009007812 | 355 | 365
115 | 2009007812 | 360.3333 | 370.3333
116 | 2009007812 | 365.6667 | 375.6667
117 | 2009007812 | 371 | 381
118 | 2009007812 | 373.6667 | 383.6667
119 | 2009007812 | 376.3333 | 386.3333
120 | 2009007812 | 379 | 389
121 | 2009007812 | 383.3333 | 393.3333
122 | 2009007812 | 387.6667 | 377.6667
123 | 2009007812 | 392 | 382
124 | 2009007812 | 395.3333 | 385.3333
125 | 2009007812 | 398.6667 | 388.6667
126 | 2009007812 | 402 | 392
127 | 2009007812 | 404.3333 | 394.3333
128 | 2009007812 | 406.6667 | 396.6667
129 | 2009007812 | 409 | 399
130 | 2009007812 | 409 | 399
131 | 2009007812 | 409 | 399
132 | 2009007812 | 409 | 399
133 | 2009007812 | 408.3333 | 398.3333
134 | 2009007812 | 407.6667 | 397.6667
135 | 2009007812 | 407 | 397
136 | 2009007812 | 407 | 397
137 | 2009007812 | 407 | 397
138 | 2009007812 | 407 | 397
139 | 2009007812 | 407 | 397
140 | 2009007812 | 407 | 397
141 | 2009007812 | 407 | 397
142 | 2009007812 | 406 | 396
143 | 2009007812 | 405 | 395
0 | 2011006329 | 343 | 333
1 | 2011006329 | 344 | 334
2 | 2011006329 | 345 | 335
3 | 2011006329 | 346 | 336
4 | 2011006329 | 348 | 338
5 | 2011006329 | 350 | 340
6 | 2011006329 | 352 | 342
7 | 2011006329 | 353 | 343
8 | 2011006329 | 354 | 344
9 | 2011006329 | 355 | 345
10 | 2011006329 | 356.6667 | 346.6667
11 | 2011006329 | 358.3333 | 348.3333
12 | 2011006329 | 360 | 350
13 | 2011006329 | 363.6667 | 353.6667
14 | 2011006329 | 367.3333 | 357.3333
15 | 2011006329 | 371 | 361
16 | 2011006329 | 373.3333 | 363.3333
17 | 2011006329 | 375.6667 | 365.6667
18 | 2011006329 | 378 | 368
19 | 2011006329 | 378.6667 | 368.6667
20 | 2011006329 | 379.3333 | 369.3333
21 | 2011006329 | 380 | 370
22 | 2011006329 | 381.3333 | 371.3333
23 | 2011006329 | 382.6667 | 372.6667
24 | 2011006329 | 384 | 374
25 | 2011006329 | 385.3333 | 375.3333
26 | 2011006329 | 386.6667 | 376.6667
27 | 2011006329 | 388 | 378
28 | 2011006329 | 387 | 377
29 | 2011006329 | 386 | 376
30 | 2011006329 | 385 | 375
31 | 2011006329 | 383 | 373
32 | 2011006329 | 381 | 371
33 | 2011006329 | 379 | 369
34 | 2011006329 | 378.3333 | 368.3333
35 | 2011006329 | 377.6667 | 367.6667
36 | 2011006329 | 377 | 367
37 | 2011006329 | 377.3333 | 367.3333
38 | 2011006329 | 377.6667 | 367.6667
39 | 2011006329 | 378 | 368
40 | 2011006329 | 379.6667 | 369.6667
41 | 2011006329 | 381.3333 | 371.3333
42 | 2011006329 | 383 | 373
43 | 2011006329 | 385.3333 | 375.3333
44 | 2011006329 | 387.6667 | 377.6667
45 | 2011006329 | 390 | 380
46 | 2011006329 | 391.3333 | 381.3333
47 | 2011006329 | 392.6667 | 382.6667
48 | 2011006329 | 394 | 384
49 | 2011006329 | 393.3333 | 383.3333
50 | 2011006329 | 392.6667 | 382.6667
51 | 2011006329 | 392 | 382
52 | 2011006329 | 387.6667 | 377.6667
53 | 2011006329 | 383.3333 | 373.3333
54 | 2011006329 | 379 | 369
55 | 2011006329 | 372.3333 | 362.3333
56 | 2011006329 | 365.6667 | 355.6667
57 | 2011006329 | 359 | 349
58 | 2011006329 | 353.6667 | 343.6667
59 | 2011006329 | 348.3333 | 338.3333
60 | 2011006329 | 343 | 333
61 | 2011006329 | 338.3333 | 328.3333
62 | 2011006329 | 333.6667 | 323.6667
63 | 2011006329 | 329 | 319
64 | 2011006329 | 326 | 316
65 | 2011006329 | 323 | 313
66 | 2011006329 | 320 | 310
67 | 2011006329 | 318.3333 | 308.3333
68 | 2011006329 | 316.6667 | 306.6667
69 | 2011006329 | 315 | 305
70 | 2011006329 | 315.3333 | 305.3333
71 | 2011006329 | 315.6667 | 305.6667
72 | 2011006329 | 316 | 306
73 | 2011006329 | 316.3333 | 306.3333
74 | 2011006329 | 316.6667 | 306.6667
75 | 2011006329 | 317 | 307
76 | 2011006329 | 316.3333 | 306.3333
77 | 2011006329 | 315.6667 | 305.6667
78 | 2011006329 | 315 | 305
79 | 2011006329 | 314.6667 | 304.6667
80 | 2011006329 | 314.3333 | 304.3333
81 | 2011006329 | 314 | 304
82 | 2011006329 | 316.3333 | 306.3333
83 | 2011006329 | 318.6667 | 308.6667
84 | 2011006329 | 321 | 311
85 | 2011006329 | 323.3333 | 313.3333
86 | 2011006329 | 325.6667 | 315.6667
87 | 2011006329 | 328 | 318
88 | 2011006329 | 328.3333 | 318.3333
89 | 2011006329 | 328.6667 | 318.6667
90 | 2011006329 | 329 | 339
91 | 2011006329 | 329 | 339
92 | 2011006329 | 329 | 339
93 | 2011006329 | 329 | 339
94 | 2011006329 | 328.6667 | 338.6667
95 | 2011006329 | 328.3333 | 338.3333
96 | 2011006329 | 328 | 338
97 | 2011006329 | 327.6667 | 337.6667
98 | 2011006329 | 327.3333 | 337.3333
99 | 2011006329 | 327 | 337
100 | 2011006329 | 328.6667 | 338.6667
101 | 2011006329 | 330.3333 | 340.3333
102 | 2011006329 | 332 | 342
103 | 2011006329 | 334.3333 | 344.3333
104 | 2011006329 | 336.6667 | 346.6667
105 | 2011006329 | 339 | 349
106 | 2011006329 | 339.3333 | 349.3333
107 | 2011006329 | 339.6667 | 349.6667
108 | 2011006329 | 340 | 350
109 | 2011006329 | 342.3333 | 352.3333
110 | 2011006329 | 344.6667 | 354.6667
111 | 2011006329 | 347 | 357
112 | 2011006329 | 349.6667 | 359.6667
113 | 2011006329 | 352.3333 | 362.3333
114 | 2011006329 | 355 | 365
115 | 2011006329 | 360.3333 | 370.3333
116 | 2011006329 | 365.6667 | 375.6667
117 | 2011006329 | 371 | 381
118 | 2011006329 | 373.6667 | 383.6667
119 | 2011006329 | 376.3333 | 386.3333
120 | 2011006329 | 379 | 389
121 | 2011006329 | 383.3333 | 393.3333
122 | 2011006329 | 387.6667 | 377.6667
123 | 2011006329 | 392 | 382
124 | 2011006329 | 395.3333 | 385.3333
125 | 2011006329 | 398.6667 | 388.6667
126 | 2011006329 | 402 | 392
127 | 2011006329 | 404.3333 | 394.3333
128 | 2011006329 | 406.6667 | 396.6667
129 | 2011006329 | 409 | 399
130 | 2011006329 | 409 | 399
131 | 2011006329 | 409 | 399
132 | 2011006329 | 409 | 399
133 | 2011006329 | 408.3333 | 398.3333
134 | 2011006329 | 407.6667 | 397.6667
135 | 2011006329 | 407 | 397
136 | 2011006329 | 407 | 397
137 | 2011006329 | 407 | 397
138 | 2011006329 | 407 | 397
139 | 2011006329 | 407 | 397
140 | 2011006329 | 407 | 397
141 | 2011006329 | 407 | 397
142 | 2011006329 | 406 | 396
143 | 2011006329 | 405 | 395
0 | 2010001261 | 343 | 333
1 | 2010001261 | 344 | 334
2 | 2010001261 | 345 | 335
3 | 2010001261 | 346 | 336
4 | 2010001261 | 348 | 338
5 | 2010001261 | 350 | 340
6 | 2010001261 | 352 | 342
7 | 2010001261 | 353 | 343
8 | 2010001261 | 354 | 344
9 | 2010001261 | 355 | 345
10 | 2010001261 | 356.6667 | 346.6667
11 | 2010001261 | 358.3333 | 348.3333
12 | 2010001261 | 360 | 350
13 | 2010001261 | 363.6667 | 353.6667
14 | 2010001261 | 367.3333 | 357.3333
15 | 2010001261 | 371 | 361
16 | 2010001261 | 373.3333 | 363.3333
17 | 2010001261 | 375.6667 | 365.6667
18 | 2010001261 | 378 | 368
19 | 2010001261 | 378.6667 | 368.6667
20 | 2010001261 | 379.3333 | 369.3333
21 | 2010001261 | 380 | 370
22 | 2010001261 | 381.3333 | 371.3333
23 | 2010001261 | 382.6667 | 372.6667
24 | 2010001261 | 384 | 374
25 | 2010001261 | 385.3333 | 375.3333
26 | 2010001261 | 386.6667 | 376.6667
27 | 2010001261 | 388 | 378
28 | 2010001261 | 387 | 377
29 | 2010001261 | 386 | 376
30 | 2010001261 | 385 | 375
31 | 2010001261 | 383 | 373
32 | 2010001261 | 381 | 371
33 | 2010001261 | 379 | 369
34 | 2010001261 | 378.3333 | 368.3333
35 | 2010001261 | 377.6667 | 367.6667
36 | 2010001261 | 377 | 367
37 | 2010001261 | 377.3333 | 367.3333
38 | 2010001261 | 377.6667 | 367.6667
39 | 2010001261 | 378 | 368
40 | 2010001261 | 379.6667 | 369.6667
41 | 2010001261 | 381.3333 | 371.3333
42 | 2010001261 | 383 | 373
43 | 2010001261 | 385.3333 | 375.3333
44 | 2010001261 | 387.6667 | 377.6667
45 | 2010001261 | 390 | 380
46 | 2010001261 | 391.3333 | 381.3333
47 | 2010001261 | 392.6667 | 382.6667
48 | 2010001261 | 394 | 384
49 | 2010001261 | 393.3333 | 383.3333
50 | 2010001261 | 392.6667 | 382.6667
51 | 2010001261 | 392 | 382
52 | 2010001261 | 387.6667 | 377.6667
53 | 2010001261 | 383.3333 | 373.3333
54 | 2010001261 | 379 | 369
55 | 2010001261 | 372.3333 | 362.3333
56 | 2010001261 | 365.6667 | 355.6667
57 | 2010001261 | 359 | 349
58 | 2010001261 | 353.6667 | 343.6667
59 | 2010001261 | 348.3333 | 338.3333
60 | 2010001261 | 343 | 333
61 | 2010001261 | 338.3333 | 328.3333
62 | 2010001261 | 333.6667 | 323.6667
63 | 2010001261 | 329 | 319
64 | 2010001261 | 326 | 316
65 | 2010001261 | 323 | 313
66 | 2010001261 | 320 | 310
67 | 2010001261 | 318.3333 | 308.3333
68 | 2010001261 | 316.6667 | 306.6667
69 | 2010001261 | 315 | 305
70 | 2010001261 | 315.3333 | 305.3333
71 | 2010001261 | 315.6667 | 305.6667
72 | 2010001261 | 316 | 306
73 | 2010001261 | 316.3333 | 306.3333
74 | 2010001261 | 316.6667 | 306.6667
75 | 2010001261 | 317 | 307
76 | 2010001261 | 316.3333 | 306.3333
77 | 2010001261 | 315.6667 | 305.6667
78 | 2010001261 | 315 | 305
79 | 2010001261 | 314.6667 | 304.6667
80 | 2010001261 | 314.3333 | 304.3333
81 | 2010001261 | 314 | 304
82 | 2010001261 | 316.3333 | 306.3333
83 | 2010001261 | 318.6667 | 308.6667
84 | 2010001261 | 321 | 311
85 | 2010001261 | 323.3333 | 313.3333
86 | 2010001261 | 325.6667 | 315.6667
87 | 2010001261 | 328 | 318
88 | 2010001261 | 328.3333 | 318.3333
89 | 2010001261 | 328.6667 | 318.6667
90 | 2010001261 | 329 | 339
91 | 2010001261 | 329 | 339
92 | 2010001261 | 329 | 339
93 | 2010001261 | 329 | 339
94 | 2010001261 | 328.6667 | 338.6667
95 | 2010001261 | 328.3333 | 338.3333
96 | 2010001261 | 328 | 338
97 | 2010001261 | 327.6667 | 337.6667
98 | 2010001261 | 327.3333 | 337.3333
99 | 2010001261 | 327 | 337
100 | 2010001261 | 328.6667 | 338.6667
101 | 2010001261 | 330.3333 | 340.3333
102 | 2010001261 | 332 | 342
103 | 2010001261 | 334.3333 | 344.3333
104 | 2010001261 | 336.6667 | 346.6667
105 | 2010001261 | 339 | 349
106 | 2010001261 | 339.3333 | 349.3333
107 | 2010001261 | 339.6667 | 349.6667
108 | 2010001261 | 340 | 350
109 | 2010001261 | 342.3333 | 352.3333
110 | 2010001261 | 344.6667 | 354.6667
111 | 2010001261 | 347 | 357
112 | 2010001261 | 349.6667 | 359.6667
113 | 2010001261 | 352.3333 | 362.3333
114 | 2010001261 | 355 | 365
115 | 2010001261 | 360.3333 | 370.3333
116 | 2010001261 | 365.6667 | 375.6667
117 | 2010001261 | 371 | 381
118 | 2010001261 | 373.6667 | 383.6667
119 | 2010001261 | 376.3333 | 386.3333
120 | 2010001261 | 379 | 389
121 | 2010001261 | 383.3333 | 393.3333
122 | 2010001261 | 387.6667 | 377.6667
123 | 2010001261 | 392 | 382
124 | 2010001261 | 395.3333 | 385.3333
125 | 2010001261 | 398.6667 | 388.6667
126 | 2010001261 | 402 | 392
127 | 2010001261 | 404.3333 | 394.3333
128 | 2010001261 | 406.6667 | 396.6667
129 | 2010001261 | 409 | 399
130 | 2010001261 | 409 | 399
131 | 2010001261 | 409 | 399
132 | 2010001261 | 409 | 399
133 | 2010001261 | 408.3333 | 398.3333
134 | 2010001261 | 407.6667 | 397.6667
135 | 2010001261 | 407 | 397
136 | 2010001261 | 407 | 397
137 | 2010001261 | 407 | 397
138 | 2010001261 | 407 | 397
139 | 2010001261 | 407 | 397
140 | 2010001261 | 407 | 397
141 | 2010001261 | 407 | 397
142 | 2010001261 | 406 | 396
143 | 2010001261 | 405 | 395
0 | 2003005092 | 343 | 333
1 | 2003005092 | 344 | 334
2 | 2003005092 | 345 | 335
3 | 2003005092 | 346 | 336
4 | 2003005092 | 348 | 338
5 | 2003005092 | 350 | 340
6 | 2003005092 | 352 | 342
7 | 2003005092 | 353 | 343
8 | 2003005092 | 354 | 344
9 | 2003005092 | 355 | 345
10 | 2003005092 | 356.6667 | 346.6667
11 | 2003005092 | 358.3333 | 348.3333
12 | 2003005092 | 360 | 350
13 | 2003005092 | 363.6667 | 353.6667
14 | 2003005092 | 367.3333 | 357.3333
15 | 2003005092 | 371 | 361
16 | 2003005092 | 373.3333 | 363.3333
17 | 2003005092 | 375.6667 | 365.6667
18 | 2003005092 | 378 | 368
19 | 2003005092 | 378.6667 | 368.6667
20 | 2003005092 | 379.3333 | 369.3333
21 | 2003005092 | 380 | 370
22 | 2003005092 | 381.3333 | 371.3333
23 | 2003005092 | 382.6667 | 372.6667
24 | 2003005092 | 384 | 374
25 | 2003005092 | 385.3333 | 375.3333
26 | 2003005092 | 386.6667 | 376.6667
27 | 2003005092 | 388 | 378
28 | 2003005092 | 387 | 377
29 | 2003005092 | 386 | 376
30 | 2003005092 | 385 | 375
31 | 2003005092 | 383 | 373
32 | 2003005092 | 381 | 371
33 | 2003005092 | 379 | 369
34 | 2003005092 | 378.3333 | 368.3333
35 | 2003005092 | 377.6667 | 367.6667
36 | 2003005092 | 377 | 367
37 | 2003005092 | 377.3333 | 367.3333
38 | 2003005092 | 377.6667 | 367.6667
39 | 2003005092 | 378 | 368
40 | 2003005092 | 379.6667 | 369.6667
41 | 2003005092 | 381.3333 | 371.3333
42 | 2003005092 | 383 | 373
43 | 2003005092 | 385.3333 | 375.3333
44 | 2003005092 | 387.6667 | 377.6667
45 | 2003005092 | 390 | 380
46 | 2003005092 | 391.3333 | 381.3333
47 | 2003005092 | 392.6667 | 382.6667
48 | 2003005092 | 394 | 384
49 | 2003005092 | 393.3333 | 383.3333
50 | 2003005092 | 392.6667 | 382.6667
51 | 2003005092 | 392 | 382
52 | 2003005092 | 387.6667 | 377.6667
53 | 2003005092 | 383.3333 | 373.3333
54 | 2003005092 | 379 | 369
55 | 2003005092 | 372.3333 | 362.3333
56 | 2003005092 | 365.6667 | 355.6667
57 | 2003005092 | 359 | 349
58 | 2003005092 | 353.6667 | 343.6667
59 | 2003005092 | 348.3333 | 338.3333
60 | 2003005092 | 343 | 333
61 | 2003005092 | 338.3333 | 328.3333
62 | 2003005092 | 333.6667 | 323.6667
63 | 2003005092 | 329 | 319
64 | 2003005092 | 326 | 316
65 | 2003005092 | 323 | 313
66 | 2003005092 | 320 | 310
67 | 2003005092 | 318.3333 | 308.3333
68 | 2003005092 | 316.6667 | 306.6667
69 | 2003005092 | 315 | 305
70 | 2003005092 | 315.3333 | 305.3333
71 | 2003005092 | 315.6667 | 305.6667
72 | 2003005092 | 316 | 306
73 | 2003005092 | 316.3333 | 306.3333
74 | 2003005092 | 316.6667 | 306.6667
75 | 2003005092 | 317 | 307
76 | 2003005092 | 316.3333 | 306.3333
77 | 2003005092 | 315.6667 | 305.6667
78 | 2003005092 | 315 | 305
79 | 2003005092 | 314.6667 | 304.6667
80 | 2003005092 | 314.3333 | 304.3333
81 | 2003005092 | 314 | 304
82 | 2003005092 | 316.3333 | 306.3333
83 | 2003005092 | 318.6667 | 308.6667
84 | 2003005092 | 321 | 311
85 | 2003005092 | 323.3333 | 313.3333
86 | 2003005092 | 325.6667 | 315.6667
87 | 2003005092 | 328 | 318
88 | 2003005092 | 328.3333 | 318.3333
89 | 2003005092 | 328.6667 | 318.6667
90 | 2003005092 | 329 | 339
91 | 2003005092 | 329 | 339
92 | 2003005092 | 329 | 339
93 | 2003005092 | 329 | 339
94 | 2003005092 | 328.6667 | 338.6667
95 | 2003005092 | 328.3333 | 338.3333
96 | 2003005092 | 328 | 338
97 | 2003005092 | 327.6667 | 337.6667
98 | 2003005092 | 327.3333 | 337.3333
99 | 2003005092 | 327 | 337
100 | 2003005092 | 328.6667 | 338.6667
101 | 2003005092 | 330.3333 | 340.3333
102 | 2003005092 | 332 | 342
103 | 2003005092 | 334.3333 | 344.3333
104 | 2003005092 | 336.6667 | 346.6667
105 | 2003005092 | 339 | 349
106 | 2003005092 | 339.3333 | 349.3333
107 | 2003005092 | 339.6667 | 349.6667
108 | 2003005092 | 340 | 350
109 | 2003005092 | 342.3333 | 352.3333
110 | 2003005092 | 344.6667 | 354.6667
111 | 2003005092 | 347 | 357
112 | 2003005092 | 349.6667 | 359.6667
113 | 2003005092 | 352.3333 | 362.3333
114 | 2003005092 | 355 | 365
115 | 2003005092 | 360.3333 | 370.3333
116 | 2003005092 | 365.6667 | 375.6667
117 | 2003005092 | 371 | 381
118 | 2003005092 | 373.6667 | 383.6667
119 | 2003005092 | 376.3333 | 386.3333
120 | 2003005092 | 379 | 389
121 | 2003005092 | 383.3333 | 393.3333
122 | 2003005092 | 387.6667 | 377.6667
123 | 2003005092 | 392 | 382
124 | 2003005092 | 395.3333 | 385.3333
125 | 2003005092 | 398.6667 | 388.6667
126 | 2003005092 | 402 | 392
127 | 2003005092 | 404.3333 | 394.3333
128 | 2003005092 | 406.6667 | 396.6667
129 | 2003005092 | 409 | 399
130 | 2003005092 | 409 | 399
131 | 2003005092 | 409 | 399
132 | 2003005092 | 409 | 399
133 | 2003005092 | 408.3333 | 398.3333
134 | 2003005092 | 407.6667 | 397.6667
135 | 2003005092 | 407 | 397
136 | 2003005092 | 407 | 397
137 | 2003005092 | 407 | 397
138 | 2003005092 | 407 | 397
139 | 2003005092 | 407 | 397
140 | 2003005092 | 407 | 397
141 | 2003005092 | 407 | 397
142 | 2003005092 | 406 | 396
143 | 2003005092 | 405 | 395
0 | 2009004702 | 343 | 333
1 | 2009004702 | 344 | 334
2 | 2009004702 | 345 | 335
3 | 2009004702 | 346 | 336
4 | 2009004702 | 348 | 338
5 | 2009004702 | 350 | 340
6 | 2009004702 | 352 | 342
7 | 2009004702 | 353 | 343
8 | 2009004702 | 354 | 344
9 | 2009004702 | 355 | 345
10 | 2009004702 | 356.6667 | 346.6667
11 | 2009004702 | 358.3333 | 348.3333
12 | 2009004702 | 360 | 350
13 | 2009004702 | 363.6667 | 353.6667
14 | 2009004702 | 367.3333 | 357.3333
15 | 2009004702 | 371 | 361
16 | 2009004702 | 373.3333 | 363.3333
17 | 2009004702 | 375.6667 | 365.6667
18 | 2009004702 | 378 | 368
19 | 2009004702 | 378.6667 | 368.6667
20 | 2009004702 | 379.3333 | 369.3333
21 | 2009004702 | 380 | 370
22 | 2009004702 | 381.3333 | 371.3333
23 | 2009004702 | 382.6667 | 372.6667
24 | 2009004702 | 384 | 374
25 | 2009004702 | 385.3333 | 375.3333
26 | 2009004702 | 386.6667 | 376.6667
27 | 2009004702 | 388 | 378
28 | 2009004702 | 387 | 377
29 | 2009004702 | 386 | 376
30 | 2009004702 | 385 | 375
31 | 2009004702 | 383 | 373
32 | 2009004702 | 381 | 371
33 | 2009004702 | 379 | 369
34 | 2009004702 | 378.3333 | 368.3333
35 | 2009004702 | 377.6667 | 367.6667
36 | 2009004702 | 377 | 367
37 | 2009004702 | 377.3333 | 367.3333
38 | 2009004702 | 377.6667 | 367.6667
39 | 2009004702 | 378 | 368
40 | 2009004702 | 379.6667 | 369.6667
41 | 2009004702 | 381.3333 | 371.3333
42 | 2009004702 | 383 | 373
43 | 2009004702 | 385.3333 | 375.3333
44 | 2009004702 | 387.6667 | 377.6667
45 | 2009004702 | 390 | 380
46 | 2009004702 | 391.3333 | 381.3333
47 | 2009004702 | 392.6667 | 382.6667
48 | 2009004702 | 394 | 384
49 | 2009004702 | 393.3333 | 383.3333
50 | 2009004702 | 392.6667 | 382.6667
51 | 2009004702 | 392 | 382
52 | 2009004702 | 387.6667 | 377.6667
53 | 2009004702 | 383.3333 | 373.3333
54 | 2009004702 | 379 | 369
55 | 2009004702 | 372.3333 | 362.3333
56 | 2009004702 | 365.6667 | 355.6667
57 | 2009004702 | 359 | 349
58 | 2009004702 | 353.6667 | 343.6667
59 | 2009004702 | 348.3333 | 338.3333
60 | 2009004702 | 343 | 333
61 | 2009004702 | 338.3333 | 328.3333
62 | 2009004702 | 333.6667 | 323.6667
63 | 2009004702 | 329 | 319
64 | 2009004702 | 326 | 316
65 | 2009004702 | 323 | 313
66 | 2009004702 | 320 | 310
67 | 2009004702 | 318.3333 | 308.3333
68 | 2009004702 | 316.6667 | 306.6667
69 | 2009004702 | 315 | 305
70 | 2009004702 | 315.3333 | 305.3333
71 | 2009004702 | 315.6667 | 305.6667
72 | 2009004702 | 316 | 306
73 | 2009004702 | 316.3333 | 306.3333
74 | 2009004702 | 316.6667 | 306.6667
75 | 2009004702 | 317 | 307
76 | 2009004702 | 316.3333 | 306.3333
77 | 2009004702 | 315.6667 | 305.6667
78 | 2009004702 | 315 | 305
79 | 2009004702 | 314.6667 | 304.6667
80 | 2009004702 | 314.3333 | 304.3333
81 | 2009004702 | 314 | 304
82 | 2009004702 | 316.3333 | 306.3333
83 | 2009004702 | 318.6667 | 308.6667
84 | 2009004702 | 321 | 311
85 | 2009004702 | 323.3333 | 313.3333
86 | 2009004702 | 325.6667 | 315.6667
87 | 2009004702 | 328 | 318
88 | 2009004702 | 328.3333 | 318.3333
89 | 2009004702 | 328.6667 | 318.6667
90 | 2009004702 | 329 | 339
91 | 2009004702 | 329 | 339
92 | 2009004702 | 329 | 339
93 | 2009004702 | 329 | 339
94 | 2009004702 | 328.6667 | 338.6667
95 | 2009004702 | 328.3333 | 338.3333
96 | 2009004702 | 328 | 338
97 | 2009004702 | 327.6667 | 337.6667
98 | 2009004702 | 327.3333 | 337.3333
99 | 2009004702 | 327 | 337
100 | 2009004702 | 328.6667 | 338.6667
101 | 2009004702 | 330.3333 | 340.3333
102 | 2009004702 | 332 | 342
103 | 2009004702 | 334.3333 | 344.3333
104 | 2009004702 | 336.6667 | 346.6667
105 | 2009004702 | 339 | 349
106 | 2009004702 | 339.3333 | 349.3333
107 | 2009004702 | 339.6667 | 349.6667
108 | 2009004702 | 340 | 350
109 | 2009004702 | 342.3333 | 352.3333
110 | 2009004702 | 344.6667 | 354.6667
111 | 2009004702 | 347 | 357
112 | 2009004702 | 349.6667 | 359.6667
113 | 2009004702 | 352.3333 | 362.3333
114 | 2009004702 | 355 | 365
115 | 2009004702 | 360.3333 | 370.3333
116 | 2009004702 | 365.6667 | 375.6667
117 | 2009004702 | 371 | 381
118 | 2009004702 | 373.6667 | 383.6667
119 | 2009004702 | 376.3333 | 386.3333
120 | 2009004702 | 379 | 389
121 | 2009004702 | 383.3333 | 393.3333
122 | 2009004702 | 387.6667 | 377.6667
123 | 2009004702 | 392 | 382
124 | 2009004702 | 395.3333 | 385.3333
125 | 2009004702 | 398.6667 | 388.6667
126 | 2009004702 | 402 | 392
127 | 2009004702 | 404.3333 | 394.3333
128 | 2009004702 | 406.6667 | 396.6667
129 | 2009004702 | 409 | 399
130 | 2009004702 | 409 | 399
131 | 2009004702 | 409 | 399
132 | 2009004702 | 409 | 399
133 | 2009004702 | 408.3333 | 398.3333
134 | 2009004702 | 407.6667 | 397.6667
135 | 2009004702 | 407 | 397
136 | 2009004702 | 407 | 397
137 | 2009004702 | 407 | 397
138 | 2009004702 | 407 | 397
139 | 2009004702 | 407 | 397
140 | 2009004702 | 407 | 397
141 | 2009004702 | 407 | 397
142 | 2009004702 | 406 | 396
143 | 2009004702 | 405 | 395
0 | 2008001082 | 343 | 333
1 | 2008001082 | 344 | 334
2 | 2008001082 | 345 | 335
3 | 2008001082 | 346 | 336
4 | 2008001082 | 348 | 338
5 | 2008001082 | 350 | 340
6 | 2008001082 | 352 | 342
7 | 2008001082 | 353 | 343
8 | 2008001082 | 354 | 344
9 | 2008001082 | 355 | 345
10 | 2008001082 | 356.6667 | 346.6667
11 | 2008001082 | 358.3333 | 348.3333
12 | 2008001082 | 360 | 350
13 | 2008001082 | 363.6667 | 353.6667
14 | 2008001082 | 367.3333 | 357.3333
15 | 2008001082 | 371 | 361
16 | 2008001082 | 373.3333 | 363.3333
17 | 2008001082 | 375.6667 | 365.6667
18 | 2008001082 | 378 | 368
19 | 2008001082 | 378.6667 | 368.6667
20 | 2008001082 | 379.3333 | 369.3333
21 | 2008001082 | 380 | 370
22 | 2008001082 | 381.3333 | 371.3333
23 | 2008001082 | 382.6667 | 372.6667
24 | 2008001082 | 384 | 374
25 | 2008001082 | 385.3333 | 375.3333
26 | 2008001082 | 386.6667 | 376.6667
27 | 2008001082 | 388 | 378
28 | 2008001082 | 387 | 377
29 | 2008001082 | 386 | 376
30 | 2008001082 | 385 | 375
31 | 2008001082 | 383 | 373
32 | 2008001082 | 381 | 371
33 | 2008001082 | 379 | 369
34 | 2008001082 | 378.3333 | 368.3333
35 | 2008001082 | 377.6667 | 367.6667
36 | 2008001082 | 377 | 367
37 | 2008001082 | 377.3333 | 367.3333
38 | 2008001082 | 377.6667 | 367.6667
39 | 2008001082 | 378 | 368
40 | 2008001082 | 379.6667 | 369.6667
41 | 2008001082 | 381.3333 | 371.3333
42 | 2008001082 | 383 | 373
43 | 2008001082 | 385.3333 | 375.3333
44 | 2008001082 | 387.6667 | 377.6667
45 | 2008001082 | 390 | 380
46 | 2008001082 | 391.3333 | 381.3333
47 | 2008001082 | 392.6667 | 382.6667
48 | 2008001082 | 394 | 384
49 | 2008001082 | 393.3333 | 383.3333
50 | 2008001082 | 392.6667 | 382.6667
51 | 2008001082 | 392 | 382
52 | 2008001082 | 387.6667 | 377.6667
53 | 2008001082 | 383.3333 | 373.3333
54 | 2008001082 | 379 | 369
55 | 2008001082 | 372.3333 | 362.3333
56 | 2008001082 | 365.6667 | 355.6667
57 | 2008001082 | 359 | 349
58 | 2008001082 | 353.6667 | 343.6667
59 | 2008001082 | 348.3333 | 338.3333
60 | 2008001082 | 343 | 333
61 | 2008001082 | 338.3333 | 328.3333
62 | 2008001082 | 333.6667 | 323.6667
63 | 2008001082 | 329 | 319
64 | 2008001082 | 326 | 316
65 | 2008001082 | 323 | 313
66 | 2008001082 | 320 | 310
67 | 2008001082 | 318.3333 | 308.3333
68 | 2008001082 | 316.6667 | 306.6667
69 | 2008001082 | 315 | 305
70 | 2008001082 | 315.3333 | 305.3333
71 | 2008001082 | 315.6667 | 305.6667
72 | 2008001082 | 316 | 306
73 | 2008001082 | 316.3333 | 306.3333
74 | 2008001082 | 316.6667 | 306.6667
75 | 2008001082 | 317 | 307
76 | 2008001082 | 316.3333 | 306.3333
77 | 2008001082 | 315.6667 | 305.6667
78 | 2008001082 | 315 | 305
79 | 2008001082 | 314.6667 | 304.6667
80 | 2008001082 | 314.3333 | 304.3333
81 | 2008001082 | 314 | 304
82 | 2008001082 | 316.3333 | 306.3333
83 | 2008001082 | 318.6667 | 308.6667
84 | 2008001082 | 321 | 311
85 | 2008001082 | 323.3333 | 313.3333
86 | 2008001082 | 325.6667 | 315.6667
87 | 2008001082 | 328 | 318
88 | 2008001082 | 328.3333 | 318.3333
89 | 2008001082 | 328.6667 | 318.6667
90 | 2008001082 | 329 | 339
91 | 2008001082 | 329 | 339
92 | 2008001082 | 329 | 339
93 | 2008001082 | 329 | 339
94 | 2008001082 | 328.6667 | 338.6667
95 | 2008001082 | 328.3333 | 338.3333
96 | 2008001082 | 328 | 338
97 | 2008001082 | 327.6667 | 337.6667
98 | 2008001082 | 327.3333 | 337.3333
99 | 2008001082 | 327 | 337
100 | 2008001082 | 328.6667 | 338.6667
101 | 2008001082 | 330.3333 | 340.3333
102 | 2008001082 | 332 | 342
103 | 2008001082 | 334.3333 | 344.3333
104 | 2008001082 | 336.6667 | 346.6667
105 | 2008001082 | 339 | 349
106 | 2008001082 | 339.3333 | 349.3333
107 | 2008001082 | 339.6667 | 349.6667
108 | 2008001082 | 340 | 350
109 | 2008001082 | 342.3333 | 352.3333
110 | 2008001082 | 344.6667 | 354.6667
111 | 2008001082 | 347 | 357
112 | 2008001082 | 349.6667 | 359.6667
113 | 2008001082 | 352.3333 | 362.3333
114 | 2008001082 | 355 | 365
115 | 2008001082 | 360.3333 | 370.3333
116 | 2008001082 | 365.6667 | 375.6667
117 | 2008001082 | 371 | 381
118 | 2008001082 | 373.6667 | 383.6667
119 | 2008001082 | 376.3333 | 386.3333
120 | 2008001082 | 379 | 389
121 | 2008001082 | 383.3333 | 393.3333
122 | 2008001082 | 387.6667 | 377.6667
123 | 2008001082 | 392 | 382
124 | 2008001082 | 395.3333 | 385.3333
125 | 2008001082 | 398.6667 | 388.6667
126 | 2008001082 | 402 | 392
127 | 2008001082 | 404.3333 | 394.3333
128 | 2008001082 | 406.6667 | 396.6667
129 | 2008001082 | 409 | 399
130 | 2008001082 | 409 | 399
131 | 2008001082 | 409 | 399
132 | 2008001082 | 409 | 399
133 | 2008001082 | 408.3333 | 398.3333
134 | 2008001082 | 407.6667 | 397.6667
135 | 2008001082 | 407 | 397
136 | 2008001082 | 407 | 397
137 | 2008001082 | 407 | 397
138 | 2008001082 | 407 | 397
139 | 2008001082 | 407 | 397
140 | 2008001082 | 407 | 397
141 | 2008001082 | 407 | 397
142 | 2008001082 | 406 | 396
143 | 2008001082 | 405 | 395
0 | 2003009540 | 343 | 333
1 | 2003009540 | 344 | 334
2 | 2003009540 | 345 | 335
3 | 2003009540 | 346 | 336
4 | 2003009540 | 348 | 338
5 | 2003009540 | 350 | 340
6 | 2003009540 | 352 | 342
7 | 2003009540 | 353 | 343
8 | 2003009540 | 354 | 344
9 | 2003009540 | 355 | 345
10 | 2003009540 | 356.6667 | 346.6667
11 | 2003009540 | 358.3333 | 348.3333
12 | 2003009540 | 360 | 350
13 | 2003009540 | 363.6667 | 353.6667
14 | 2003009540 | 367.3333 | 357.3333
15 | 2003009540 | 371 | 361
16 | 2003009540 | 373.3333 | 363.3333
17 | 2003009540 | 375.6667 | 365.6667
18 | 2003009540 | 378 | 368
19 | 2003009540 | 378.6667 | 368.6667
20 | 2003009540 | 379.3333 | 369.3333
21 | 2003009540 | 380 | 370
22 | 2003009540 | 381.3333 | 371.3333
23 | 2003009540 | 382.6667 | 372.6667
24 | 2003009540 | 384 | 374
25 | 2003009540 | 385.3333 | 375.3333
26 | 2003009540 | 386.6667 | 376.6667
27 | 2003009540 | 388 | 378
28 | 2003009540 | 387 | 377
29 | 2003009540 | 386 | 376
30 | 2003009540 | 385 | 375
31 | 2003009540 | 383 | 373
32 | 2003009540 | 381 | 371
33 | 2003009540 | 379 | 369
34 | 2003009540 | 378.3333 | 368.3333
35 | 2003009540 | 377.6667 | 367.6667
36 | 2003009540 | 377 | 367
37 | 2003009540 | 377.3333 | 367.3333
38 | 2003009540 | 377.6667 | 367.6667
39 | 2003009540 | 378 | 368
40 | 2003009540 | 379.6667 | 369.6667
41 | 2003009540 | 381.3333 | 371.3333
42 | 2003009540 | 383 | 373
43 | 2003009540 | 385.3333 | 375.3333
44 | 2003009540 | 387.6667 | 377.6667
45 | 2003009540 | 390 | 380
46 | 2003009540 | 391.3333 | 381.3333
47 | 2003009540 | 392.6667 | 382.6667
48 | 2003009540 | 394 | 384
49 | 2003009540 | 393.3333 | 383.3333
50 | 2003009540 | 392.6667 | 382.6667
51 | 2003009540 | 392 | 382
52 | 2003009540 | 387.6667 | 377.6667
53 | 2003009540 | 383.3333 | 373.3333
54 | 2003009540 | 379 | 369
55 | 2003009540 | 372.3333 | 362.3333
56 | 2003009540 | 365.6667 | 355.6667
57 | 2003009540 | 359 | 349
58 | 2003009540 | 353.6667 | 343.6667
59 | 2003009540 | 348.3333 | 338.3333
60 | 2003009540 | 343 | 333
61 | 2003009540 | 338.3333 | 328.3333
62 | 2003009540 | 333.6667 | 323.6667
63 | 2003009540 | 329 | 319
64 | 2003009540 | 326 | 316
65 | 2003009540 | 323 | 313
66 | 2003009540 | 320 | 310
67 | 2003009540 | 318.3333 | 308.3333
68 | 2003009540 | 316.6667 | 306.6667
69 | 2003009540 | 315 | 305
70 | 2003009540 | 315.3333 | 305.3333
71 | 2003009540 | 315.6667 | 305.6667
72 | 2003009540 | 316 | 306
73 | 2003009540 | 316.3333 | 306.3333
74 | 2003009540 | 316.6667 | 306.6667
75 | 2003009540 | 317 | 307
76 | 2003009540 | 316.3333 | 306.3333
77 | 2003009540 | 315.6667 | 305.6667
78 | 2003009540 | 315 | 305
79 | 2003009540 | 314.6667 | 304.6667
80 | 2003009540 | 314.3333 | 304.3333
81 | 2003009540 | 314 | 304
82 | 2003009540 | 316.3333 | 306.3333
83 | 2003009540 | 318.6667 | 308.6667
84 | 2003009540 | 321 | 311
85 | 2003009540 | 323.3333 | 313.3333
86 | 2003009540 | 325.6667 | 315.6667
87 | 2003009540 | 328 | 318
88 | 2003009540 | 328.3333 | 318.3333
89 | 2003009540 | 328.6667 | 318.6667
90 | 2003009540 | 329 | 339
91 | 2003009540 | 329 | 339
92 | 2003009540 | 329 | 339
93 | 2003009540 | 329 | 339
94 | 2003009540 | 328.6667 | 338.6667
95 | 2003009540 | 328.3333 | 338.3333
96 | 2003009540 | 328 | 338
97 | 2003009540 | 327.6667 | 337.6667
98 | 2003009540 | 327.3333 | 337.3333
99 | 2003009540 | 327 | 337
100 | 2003009540 | 328.6667 | 338.6667
101 | 2003009540 | 330.3333 | 340.3333
102 | 2003009540 | 332 | 342
103 | 2003009540 | 334.3333 | 344.3333
104 | 2003009540 | 336.6667 | 346.6667
105 | 2003009540 | 339 | 349
106 | 2003009540 | 339.3333 | 349.3333
107 | 2003009540 | 339.6667 | 349.6667
108 | 2003009540 | 340 | 350
109 | 2003009540 | 342.3333 | 352.3333
110 | 2003009540 | 344.6667 | 354.6667
111 | 2003009540 | 347 | 357
112 | 2003009540 | 349.6667 | 359.6667
113 | 2003009540 | 352.3333 | 362.3333
114 | 2003009540 | 355 | 365
115 | 2003009540 | 360.3333 | 370.3333
116 | 2003009540 | 365.6667 | 375.6667
117 | 2003009540 | 371 | 381
118 | 2003009540 | 373.6667 | 383.6667
119 | 2003009540 | 376.3333 | 386.3333
120 | 2003009540 | 379 | 389
121 | 2003009540 | 383.3333 | 393.3333
122 | 2003009540 | 387.6667 | 377.6667
123 | 2003009540 | 392 | 382
124 | 2003009540 | 395.3333 | 385.3333
125 | 2003009540 | 398.6667 | 388.6667
126 | 2003009540 | 402 | 392
127 | 2003009540 | 404.3333 | 394.3333
128 | 2003009540 | 406.6667 | 396.6667
129 | 2003009540 | 409 | 399
130 | 2003009540 | 409 | 399
131 | 2003009540 | 409 | 399
132 | 2003009540 | 409 | 399
133 | 2003009540 | 408.3333 | 398.3333
134 | 2003009540 | 407.6667 | 397.6667
135 | 2003009540 | 407 | 397
136 | 2003009540 | 407 | 397
137 | 2003009540 | 407 | 397
138 | 2003009540 | 407 | 397
139 | 2003009540 | 407 | 397
140 | 2003009540 | 407 | 397
141 | 2003009540 | 407 | 397
142 | 2003009540 | 406 | 396
143 | 2003009540 | 405 | 395
0 | 2008010212 | 343 | 333
1 | 2008010212 | 344 | 334
2 | 2008010212 | 345 | 335
3 | 2008010212 | 346 | 336
4 | 2008010212 | 348 | 338
5 | 2008010212 | 350 | 340
6 | 2008010212 | 352 | 342
7 | 2008010212 | 353 | 343
8 | 2008010212 | 354 | 344
9 | 2008010212 | 355 | 345
10 | 2008010212 | 356.6667 | 346.6667
11 | 2008010212 | 358.3333 | 348.3333
12 | 2008010212 | 360 | 350
13 | 2008010212 | 363.6667 | 353.6667
14 | 2008010212 | 367.3333 | 357.3333
15 | 2008010212 | 371 | 361
16 | 2008010212 | 373.3333 | 363.3333
17 | 2008010212 | 375.6667 | 365.6667
18 | 2008010212 | 378 | 368
19 | 2008010212 | 378.6667 | 368.6667
20 | 2008010212 | 379.3333 | 369.3333
21 | 2008010212 | 380 | 370
22 | 2008010212 | 381.3333 | 371.3333
23 | 2008010212 | 382.6667 | 372.6667
24 | 2008010212 | 384 | 374
25 | 2008010212 | 385.3333 | 375.3333
26 | 2008010212 | 386.6667 | 376.6667
27 | 2008010212 | 388 | 378
28 | 2008010212 | 387 | 377
29 | 2008010212 | 386 | 376
30 | 2008010212 | 385 | 375
31 | 2008010212 | 383 | 373
32 | 2008010212 | 381 | 371
33 | 2008010212 | 379 | 369
34 | 2008010212 | 378.3333 | 368.3333
35 | 2008010212 | 377.6667 | 367.6667
36 | 2008010212 | 377 | 367
37 | 2008010212 | 377.3333 | 367.3333
38 | 2008010212 | 377.6667 | 367.6667
39 | 2008010212 | 378 | 368
40 | 2008010212 | 379.6667 | 369.6667
41 | 2008010212 | 381.3333 | 371.3333
42 | 2008010212 | 383 | 373
43 | 2008010212 | 385.3333 | 375.3333
44 | 2008010212 | 387.6667 | 377.6667
45 | 2008010212 | 390 | 380
46 | 2008010212 | 391.3333 | 381.3333
47 | 2008010212 | 392.6667 | 382.6667
48 | 2008010212 | 394 | 384
49 | 2008010212 | 393.3333 | 383.3333
50 | 2008010212 | 392.6667 | 382.6667
51 | 2008010212 | 392 | 382
52 | 2008010212 | 387.6667 | 377.6667
53 | 2008010212 | 383.3333 | 373.3333
54 | 2008010212 | 379 | 369
55 | 2008010212 | 372.3333 | 362.3333
56 | 2008010212 | 365.6667 | 355.6667
57 | 2008010212 | 359 | 349
58 | 2008010212 | 353.6667 | 343.6667
59 | 2008010212 | 348.3333 | 338.3333
60 | 2008010212 | 343 | 333
61 | 2008010212 | 338.3333 | 328.3333
62 | 2008010212 | 333.6667 | 323.6667
63 | 2008010212 | 329 | 319
64 | 2008010212 | 326 | 316
65 | 2008010212 | 323 | 313
66 | 2008010212 | 320 | 310
67 | 2008010212 | 318.3333 | 308.3333
68 | 2008010212 | 316.6667 | 306.6667
69 | 2008010212 | 315 | 305
70 | 2008010212 | 315.3333 | 305.3333
71 | 2008010212 | 315.6667 | 305.6667
72 | 2008010212 | 316 | 306
73 | 2008010212 | 316.3333 | 306.3333
74 | 2008010212 | 316.6667 | 306.6667
75 | 2008010212 | 317 | 307
76 | 2008010212 | 316.3333 | 306.3333
77 | 2008010212 | 315.6667 | 305.6667
78 | 2008010212 | 315 | 305
79 | 2008010212 | 314.6667 | 304.6667
80 | 2008010212 | 314.3333 | 304.3333
81 | 2008010212 | 314 | 304
82 | 2008010212 | 316.3333 | 306.3333
83 | 2008010212 | 318.6667 | 308.6667
84 | 2008010212 | 321 | 311
85 | 2008010212 | 323.3333 | 313.3333
86 | 2008010212 | 325.6667 | 315.6667
87 | 2008010212 | 328 | 318
88 | 2008010212 | 328.3333 | 318.3333
89 | 2008010212 | 328.6667 | 318.6667
90 | 2008010212 | 329 | 339
91 | 2008010212 | 329 | 339
92 | 2008010212 | 329 | 339
93 | 2008010212 | 329 | 339
94 | 2008010212 | 328.6667 | 338.6667
95 | 2008010212 | 328.3333 | 338.3333
96 | 2008010212 | 328 | 338
97 | 2008010212 | 327.6667 | 337.6667
98 | 2008010212 | 327.3333 | 337.3333
99 | 2008010212 | 327 | 337
100 | 2008010212 | 328.6667 | 338.6667
101 | 2008010212 | 330.3333 | 340.3333
102 | 2008010212 | 332 | 342
103 | 2008010212 | 334.3333 | 344.3333
104 | 2008010212 | 336.6667 | 346.6667
105 | 2008010212 | 339 | 349
106 | 2008010212 | 339.3333 | 349.3333
107 | 2008010212 | 339.6667 | 349.6667
108 | 2008010212 | 340 | 350
109 | 2008010212 | 342.3333 | 352.3333
110 | 2008010212 | 344.6667 | 354.6667
111 | 2008010212 | 347 | 357
112 | 2008010212 | 349.6667 | 359.6667
113 | 2008010212 | 352.3333 | 362.3333
114 | 2008010212 | 355 | 365
115 | 2008010212 | 360.3333 | 370.3333
116 | 2008010212 | 365.6667 | 375.6667
117 | 2008010212 | 371 | 381
118 | 2008010212 | 373.6667 | 383.6667
119 | 2008010212 | 376.3333 | 386.3333
120 | 2008010212 | 379 | 389
121 | 2008010212 | 383.3333 | 393.3333
122 | 2008010212 | 387.6667 | 377.6667
123 | 2008010212 | 392 | 382
124 | 2008010212 | 395.3333 | 385.3333
125 | 2008010212 | 398.6667 | 388.6667
126 | 2008010212 | 402 | 392
127 | 2008010212 | 404.3333 | 394.3333
128 | 2008010212 | 406.6667 | 396.6667
129 | 2008010212 | 409 | 399
130 | 2008010212 | 409 | 399
131 | 2008010212 | 409 | 399
132 | 2008010212 | 409 | 399
133 | 2008010212 | 408.3333 | 398.3333
134 | 2008010212 | 407.6667 | 397.6667
135 | 2008010212 | 407 | 397
136 | 2008010212 | 407 | 397
137 | 2008010212 | 407 | 397
138 | 2008010212 | 407 | 397
139 | 2008010212 | 407 | 397
140 | 2008010212 | 407 | 397
141 | 2008010212 | 407 | 397
142 | 2008010212 | 406 | 396
143 | 2008010212 | 405 | 395
0 | 2006004572 | 343 | 333
1 | 2006004572 | 344 | 334
2 | 2006004572 | 345 | 335
3 | 2006004572 | 346 | 336
4 | 2006004572 | 348 | 338
5 | 2006004572 | 350 | 340
6 | 2006004572 | 352 | 342
7 | 2006004572 | 353 | 343
8 | 2006004572 | 354 | 344
9 | 2006004572 | 355 | 345
10 | 2006004572 | 356.6667 | 346.6667
11 | 2006004572 | 358.3333 | 348.3333
12 | 2006004572 | 360 | 350
13 | 2006004572 | 363.6667 | 353.6667
14 | 2006004572 | 367.3333 | 357.3333
15 | 2006004572 | 371 | 361
16 | 2006004572 | 373.3333 | 363.3333
17 | 2006004572 | 375.6667 | 365.6667
18 | 2006004572 | 378 | 368
19 | 2006004572 | 378.6667 | 368.6667
20 | 2006004572 | 379.3333 | 369.3333
21 | 2006004572 | 380 | 370
22 | 2006004572 | 381.3333 | 371.3333
23 | 2006004572 | 382.6667 | 372.6667
24 | 2006004572 | 384 | 374
25 | 2006004572 | 385.3333 | 375.3333
26 | 2006004572 | 386.6667 | 376.6667
27 | 2006004572 | 388 | 378
28 | 2006004572 | 387 | 377
29 | 2006004572 | 386 | 376
30 | 2006004572 | 385 | 375
31 | 2006004572 | 383 | 373
32 | 2006004572 | 381 | 371
33 | 2006004572 | 379 | 369
34 | 2006004572 | 378.3333 | 368.3333
35 | 2006004572 | 377.6667 | 367.6667
36 | 2006004572 | 377 | 367
37 | 2006004572 | 377.3333 | 367.3333
38 | 2006004572 | 377.6667 | 367.6667
39 | 2006004572 | 378 | 368
40 | 2006004572 | 379.6667 | 369.6667
41 | 2006004572 | 381.3333 | 371.3333
42 | 2006004572 | 383 | 373
43 | 2006004572 | 385.3333 | 375.3333
44 | 2006004572 | 387.6667 | 377.6667
45 | 2006004572 | 390 | 380
46 | 2006004572 | 391.3333 | 381.3333
47 | 2006004572 | 392.6667 | 382.6667
48 | 2006004572 | 394 | 384
49 | 2006004572 | 393.3333 | 383.3333
50 | 2006004572 | 392.6667 | 382.6667
51 | 2006004572 | 392 | 382
52 | 2006004572 | 387.6667 | 377.6667
53 | 2006004572 | 383.3333 | 373.3333
54 | 2006004572 | 379 | 369
55 | 2006004572 | 372.3333 | 362.3333
56 | 2006004572 | 365.6667 | 355.6667
57 | 2006004572 | 359 | 349
58 | 2006004572 | 353.6667 | 343.6667
59 | 2006004572 | 348.3333 | 338.3333
60 | 2006004572 | 343 | 333
61 | 2006004572 | 338.3333 | 328.3333
62 | 2006004572 | 333.6667 | 323.6667
63 | 2006004572 | 329 | 319
64 | 2006004572 | 326 | 316
65 | 2006004572 | 323 | 313
66 | 2006004572 | 320 | 310
67 | 2006004572 | 318.3333 | 308.3333
68 | 2006004572 | 316.6667 | 306.6667
69 | 2006004572 | 315 | 305
70 | 2006004572 | 315.3333 | 305.3333
71 | 2006004572 | 315.6667 | 305.6667
72 | 2006004572 | 316 | 306
73 | 2006004572 | 316.3333 | 306.3333
74 | 2006004572 | 316.6667 | 306.6667
75 | 2006004572 | 317 | 307
76 | 2006004572 | 316.3333 | 306.3333
77 | 2006004572 | 315.6667 | 305.6667
78 | 2006004572 | 315 | 305
79 | 2006004572 | 314.6667 | 304.6667
80 | 2006004572 | 314.3333 | 304.3333
81 | 2006004572 | 314 | 304
82 | 2006004572 | 316.3333 | 306.3333
83 | 2006004572 | 318.6667 | 308.6667
84 | 2006004572 | 321 | 311
85 | 2006004572 | 323.3333 | 313.3333
86 | 2006004572 | 325.6667 | 315.6667
87 | 2006004572 | 328 | 318
88 | 2006004572 | 328.3333 | 318.3333
89 | 2006004572 | 328.6667 | 318.6667
90 | 2006004572 | 329 | 339
91 | 2006004572 | 329 | 339
92 | 2006004572 | 329 | 339
93 | 2006004572 | 329 | 339
94 | 2006004572 | 328.6667 | 338.6667
95 | 2006004572 | 328.3333 | 338.3333
96 | 2006004572 | 328 | 338
97 | 2006004572 | 327.6667 | 337.6667
98 | 2006004572 | 327.3333 | 337.3333
99 | 2006004572 | 327 | 337
100 | 2006004572 | 328.6667 | 338.6667
101 | 2006004572 | 330.3333 | 340.3333
102 | 2006004572 | 332 | 342
103 | 2006004572 | 334.3333 | 344.3333
104 | 2006004572 | 336.6667 | 346.6667
105 | 2006004572 | 339 | 349
106 | 2006004572 | 339.3333 | 349.3333
107 | 2006004572 | 339.6667 | 349.6667
108 | 2006004572 | 340 | 350
109 | 2006004572 | 342.3333 | 352.3333
110 | 2006004572 | 344.6667 | 354.6667
111 | 2006004572 | 347 | 357
112 | 2006004572 | 349.6667 | 359.6667
113 | 2006004572 | 352.3333 | 362.3333
114 | 2006004572 | 355 | 365
115 | 2006004572 | 360.3333 | 370.3333
116 | 2006004572 | 365.6667 | 375.6667
117 | 2006004572 | 371 | 381
118 | 2006004572 | 373.6667 | 383.6667
119 | 2006004572 | 376.3333 | 386.3333
120 | 2006004572 | 379 | 389
121 | 2006004572 | 383.3333 | 393.3333
122 | 2006004572 | 387.6667 | 377.6667
123 | 2006004572 | 392 | 382
124 | 2006004572 | 395.3333 | 385.3333
125 | 2006004572 | 398.6667 | 388.6667
126 | 2006004572 | 402 | 392
127 | 2006004572 | 404.3333 | 394.3333
128 | 2006004572 | 406.6667 | 396.6667
129 | 2006004572 | 409 | 399
130 | 2006004572 | 409 | 399
131 | 2006004572 | 409 | 399
132 | 2006004572 | 409 | 399
133 | 2006004572 | 408.3333 | 398.3333
134 | 2006004572 | 407.6667 | 397.6667
135 | 2006004572 | 407 | 397
136 | 2006004572 | 407 | 397
137 | 2006004572 | 407 | 397
138 | 2006004572 | 407 | 397
139 | 2006004572 | 407 | 397
140 | 2006004572 | 407 | 397
141 | 2006004572 | 407 | 397
142 | 2006004572 | 406 | 396
143 | 2006004572 | 405 | 395
0 | 2003005253 | 343 | 333
1 | 2003005253 | 344 | 334
2 | 2003005253 | 345 | 335
3 | 2003005253 | 346 | 336
4 | 2003005253 | 348 | 338
5 | 2003005253 | 350 | 340
6 | 2003005253 | 352 | 342
7 | 2003005253 | 353 | 343
8 | 2003005253 | 354 | 344
9 | 2003005253 | 355 | 345
10 | 2003005253 | 356.6667 | 346.6667
11 | 2003005253 | 358.3333 | 348.3333
12 | 2003005253 | 360 | 350
13 | 2003005253 | 363.6667 | 353.6667
14 | 2003005253 | 367.3333 | 357.3333
15 | 2003005253 | 371 | 361
16 | 2003005253 | 373.3333 | 363.3333
17 | 2003005253 | 375.6667 | 365.6667
18 | 2003005253 | 378 | 368
19 | 2003005253 | 378.6667 | 368.6667
20 | 2003005253 | 379.3333 | 369.3333
21 | 2003005253 | 380 | 370
22 | 2003005253 | 381.3333 | 371.3333
23 | 2003005253 | 382.6667 | 372.6667
24 | 2003005253 | 384 | 374
25 | 2003005253 | 385.3333 | 375.3333
26 | 2003005253 | 386.6667 | 376.6667
27 | 2003005253 | 388 | 378
28 | 2003005253 | 387 | 377
29 | 2003005253 | 386 | 376
30 | 2003005253 | 385 | 375
31 | 2003005253 | 383 | 373
32 | 2003005253 | 381 | 371
33 | 2003005253 | 379 | 369
34 | 2003005253 | 378.3333 | 368.3333
35 | 2003005253 | 377.6667 | 367.6667
36 | 2003005253 | 377 | 367
37 | 2003005253 | 377.3333 | 367.3333
38 | 2003005253 | 377.6667 | 367.6667
39 | 2003005253 | 378 | 368
40 | 2003005253 | 379.6667 | 369.6667
41 | 2003005253 | 381.3333 | 371.3333
42 | 2003005253 | 383 | 373
43 | 2003005253 | 385.3333 | 375.3333
44 | 2003005253 | 387.6667 | 377.6667
45 | 2003005253 | 390 | 380
46 | 2003005253 | 391.3333 | 381.3333
47 | 2003005253 | 392.6667 | 382.6667
48 | 2003005253 | 394 | 384
49 | 2003005253 | 393.3333 | 383.3333
50 | 2003005253 | 392.6667 | 382.6667
51 | 2003005253 | 392 | 382
52 | 2003005253 | 387.6667 | 377.6667
53 | 2003005253 | 383.3333 | 373.3333
54 | 2003005253 | 379 | 369
55 | 2003005253 | 372.3333 | 362.3333
56 | 2003005253 | 365.6667 | 355.6667
57 | 2003005253 | 359 | 349
58 | 2003005253 | 353.6667 | 343.6667
59 | 2003005253 | 348.3333 | 338.3333
60 | 2003005253 | 343 | 333
61 | 2003005253 | 338.3333 | 328.3333
62 | 2003005253 | 333.6667 | 323.6667
63 | 2003005253 | 329 | 319
64 | 2003005253 | 326 | 316
65 | 2003005253 | 323 | 313
66 | 2003005253 | 320 | 310
67 | 2003005253 | 318.3333 | 308.3333
68 | 2003005253 | 316.6667 | 306.6667
69 | 2003005253 | 315 | 305
70 | 2003005253 | 315.3333 | 305.3333
71 | 2003005253 | 315.6667 | 305.6667
72 | 2003005253 | 316 | 306
73 | 2003005253 | 316.3333 | 306.3333
74 | 2003005253 | 316.6667 | 306.6667
75 | 2003005253 | 317 | 307
76 | 2003005253 | 316.3333 | 306.3333
77 | 2003005253 | 315.6667 | 305.6667
78 | 2003005253 | 315 | 305
79 | 2003005253 | 314.6667 | 304.6667
80 | 2003005253 | 314.3333 | 304.3333
81 | 2003005253 | 314 | 304
82 | 2003005253 | 316.3333 | 306.3333
83 | 2003005253 | 318.6667 | 308.6667
84 | 2003005253 | 321 | 311
85 | 2003005253 | 323.3333 | 313.3333
86 | 2003005253 | 325.6667 | 315.6667
87 | 2003005253 | 328 | 318
88 | 2003005253 | 328.3333 | 318.3333
89 | 2003005253 | 328.6667 | 318.6667
90 | 2003005253 | 329 | 339
91 | 2003005253 | 329 | 339
92 | 2003005253 | 329 | 339
93 | 2003005253 | 329 | 339
94 | 2003005253 | 328.6667 | 338.6667
95 | 2003005253 | 328.3333 | 338.3333
96 | 2003005253 | 328 | 338
97 | 2003005253 | 327.6667 | 337.6667
98 | 2003005253 | 327.3333 | 337.3333
99 | 2003005253 | 327 | 337
100 | 2003005253 | 328.6667 | 338.6667
101 | 2003005253 | 330.3333 | 340.3333
102 | 2003005253 | 332 | 342
103 | 2003005253 | 334.3333 | 344.3333
104 | 2003005253 | 336.6667 | 346.6667
105 | 2003005253 | 339 | 349
106 | 2003005253 | 339.3333 | 349.3333
107 | 2003005253 | 339.6667 | 349.6667
108 | 2003005253 | 340 | 350
109 | 2003005253 | 342.3333 | 352.3333
110 | 2003005253 | 344.6667 | 354.6667
111 | 2003005253 | 347 | 357
112 | 2003005253 | 349.6667 | 359.6667
113 | 2003005253 | 352.3333 | 362.3333
114 | 2003005253 | 355 | 365
115 | 2003005253 | 360.3333 | 370.3333
116 | 2003005253 | 365.6667 | 375.6667
117 | 2003005253 | 371 | 381
118 | 2003005253 | 373.6667 | 383.6667
119 | 2003005253 | 376.3333 | 386.3333
120 | 2003005253 | 379 | 389
121 | 2003005253 | 383.3333 | 393.3333
122 | 2003005253 | 387.6667 | 377.6667
123 | 2003005253 | 392 | 382
124 | 2003005253 | 395.3333 | 385.3333
125 | 2003005253 | 398.6667 | 388.6667
126 | 2003005253 | 402 | 392
127 | 2003005253 | 404.3333 | 394.3333
128 | 2003005253 | 406.6667 | 396.6667
129 | 2003005253 | 409 | 399
130 | 2003005253 | 409 | 399
131 | 2003005253 | 409 | 399
132 | 2003005253 | 409 | 399
133 | 2003005253 | 408.3333 | 398.3333
134 | 2003005253 | 407.6667 | 397.6667
135 | 2003005253 | 407 | 397
136 | 2003005253 | 407 | 397
137 | 2003005253 | 407 | 397
138 | 2003005253 | 407 | 397
139 | 2003005253 | 407 | 397
140 | 2003005253 | 407 | 397
141 | 2003005253 | 407 | 397
142 | 2003005253 | 406 | 396
143 | 2003005253 | 405 | 395
0 | 2005007553 | 343 | 333
1 | 2005007553 | 344 | 334
2 | 2005007553 | 345 | 335
3 | 2005007553 | 346 | 336
4 | 2005007553 | 348 | 338
5 | 2005007553 | 350 | 340
6 | 2005007553 | 352 | 342
7 | 2005007553 | 353 | 343
8 | 2005007553 | 354 | 344
9 | 2005007553 | 355 | 345
10 | 2005007553 | 356.6667 | 346.6667
11 | 2005007553 | 358.3333 | 348.3333
12 | 2005007553 | 360 | 350
13 | 2005007553 | 363.6667 | 353.6667
14 | 2005007553 | 367.3333 | 357.3333
15 | 2005007553 | 371 | 361
16 | 2005007553 | 373.3333 | 363.3333
17 | 2005007553 | 375.6667 | 365.6667
18 | 2005007553 | 378 | 368
19 | 2005007553 | 378.6667 | 368.6667
20 | 2005007553 | 379.3333 | 369.3333
21 | 2005007553 | 380 | 370
22 | 2005007553 | 381.3333 | 371.3333
23 | 2005007553 | 382.6667 | 372.6667
24 | 2005007553 | 384 | 374
25 | 2005007553 | 385.3333 | 375.3333
26 | 2005007553 | 386.6667 | 376.6667
27 | 2005007553 | 388 | 378
28 | 2005007553 | 387 | 377
29 | 2005007553 | 386 | 376
30 | 2005007553 | 385 | 375
31 | 2005007553 | 383 | 373
32 | 2005007553 | 381 | 371
33 | 2005007553 | 379 | 369
34 | 2005007553 | 378.3333 | 368.3333
35 | 2005007553 | 377.6667 | 367.6667
36 | 2005007553 | 377 | 367
37 | 2005007553 | 377.3333 | 367.3333
38 | 2005007553 | 377.6667 | 367.6667
39 | 2005007553 | 378 | 368
40 | 2005007553 | 379.6667 | 369.6667
41 | 2005007553 | 381.3333 | 371.3333
42 | 2005007553 | 383 | 373
43 | 2005007553 | 385.3333 | 375.3333
44 | 2005007553 | 387.6667 | 377.6667
45 | 2005007553 | 390 | 380
46 | 2005007553 | 391.3333 | 381.3333
47 | 2005007553 | 392.6667 | 382.6667
48 | 2005007553 | 394 | 384
49 | 2005007553 | 393.3333 | 383.3333
50 | 2005007553 | 392.6667 | 382.6667
51 | 2005007553 | 392 | 382
52 | 2005007553 | 387.6667 | 377.6667
53 | 2005007553 | 383.3333 | 373.3333
54 | 2005007553 | 379 | 369
55 | 2005007553 | 372.3333 | 362.3333
56 | 2005007553 | 365.6667 | 355.6667
57 | 2005007553 | 359 | 349
58 | 2005007553 | 353.6667 | 343.6667
59 | 2005007553 | 348.3333 | 338.3333
60 | 2005007553 | 343 | 333
61 | 2005007553 | 338.3333 | 328.3333
62 | 2005007553 | 333.6667 | 323.6667
63 | 2005007553 | 329 | 319
64 | 2005007553 | 326 | 316
65 | 2005007553 | 323 | 313
66 | 2005007553 | 320 | 310
67 | 2005007553 | 318.3333 | 308.3333
68 | 2005007553 | 316.6667 | 306.6667
69 | 2005007553 | 315 | 305
70 | 2005007553 | 315.3333 | 305.3333
71 | 2005007553 | 315.6667 | 305.6667
72 | 2005007553 | 316 | 306
73 | 2005007553 | 316.3333 | 306.3333
74 | 2005007553 | 316.6667 | 306.6667
75 | 2005007553 | 317 | 307
76 | 2005007553 | 316.3333 | 306.3333
77 | 2005007553 | 315.6667 | 305.6667
78 | 2005007553 | 315 | 305
79 | 2005007553 | 314.6667 | 304.6667
80 | 2005007553 | 314.3333 | 304.3333
81 | 2005007553 | 314 | 304
82 | 2005007553 | 316.3333 | 306.3333
83 | 2005007553 | 318.6667 | 308.6667
84 | 2005007553 | 321 | 311
85 | 2005007553 | 323.3333 | 313.3333
86 | 2005007553 | 325.6667 | 315.6667
87 | 2005007553 | 328 | 318
88 | 2005007553 | 328.3333 | 318.3333
89 | 2005007553 | 328.6667 | 318.6667
90 | 2005007553 | 329 | 339
91 | 2005007553 | 329 | 339
92 | 2005007553 | 329 | 339
93 | 2005007553 | 329 | 339
94 | 2005007553 | 328.6667 | 338.6667
95 | 2005007553 | 328.3333 | 338.3333
96 | 2005007553 | 328 | 338
97 | 2005007553 | 327.6667 | 337.6667
98 | 2005007553 | 327.3333 | 337.3333
99 | 2005007553 | 327 | 337
100 | 2005007553 | 328.6667 | 338.6667
101 | 2005007553 | 330.3333 | 340.3333
102 | 2005007553 | 332 | 342
103 | 2005007553 | 334.3333 | 344.3333
104 | 2005007553 | 336.6667 | 346.6667
105 | 2005007553 | 339 | 349
106 | 2005007553 | 339.3333 | 349.3333
107 | 2005007553 | 339.6667 | 349.6667
108 | 2005007553 | 340 | 350
109 | 2005007553 | 342.3333 | 352.3333
110 | 2005007553 | 344.6667 | 354.6667
111 | 2005007553 | 347 | 357
112 | 2005007553 | 349.6667 | 359.6667
113 | 2005007553 | 352.3333 | 362.3333
114 | 2005007553 | 355 | 365
115 | 2005007553 | 360.3333 | 370.3333
116 | 2005007553 | 365.6667 | 375.6667
117 | 2005007553 | 371 | 381
118 | 2005007553 | 373.6667 | 383.6667
119 | 2005007553 | 376.3333 | 386.3333
120 | 2005007553 | 379 | 389
121 | 2005007553 | 383.3333 | 393.3333
122 | 2005007553 | 387.6667 | 377.6667
123 | 2005007553 | 392 | 382
124 | 2005007553 | 395.3333 | 385.3333
125 | 2005007553 | 398.6667 | 388.6667
126 | 2005007553 | 402 | 392
127 | 2005007553 | 404.3333 | 394.3333
128 | 2005007553 | 406.6667 | 396.6667
129 | 2005007553 | 409 | 399
130 | 2005007553 | 409 | 399
131 | 2005007553 | 409 | 399
132 | 2005007553 | 409 | 399
133 | 2005007553 | 408.3333 | 398.3333
134 | 2005007553 | 407.6667 | 397.6667
135 | 2005007553 | 407 | 397
136 | 2005007553 | 407 | 397
137 | 2005007553 | 407 | 397
138 | 2005007553 | 407 | 397
139 | 2005007553 | 407 | 397
140 | 2005007553 | 407 | 397
141 | 2005007553 | 407 | 397
142 | 2005007553 | 406 | 396
143 | 2005007553 | 405 | 395
0 | 2004002083 | 343 | 333
1 | 2004002083 | 344 | 334
2 | 2004002083 | 345 | 335
3 | 2004002083 | 346 | 336
4 | 2004002083 | 348 | 338
5 | 2004002083 | 350 | 340
6 | 2004002083 | 352 | 342
7 | 2004002083 | 353 | 343
8 | 2004002083 | 354 | 344
9 | 2004002083 | 355 | 345
10 | 2004002083 | 356.6667 | 346.6667
11 | 2004002083 | 358.3333 | 348.3333
12 | 2004002083 | 360 | 350
13 | 2004002083 | 363.6667 | 353.6667
14 | 2004002083 | 367.3333 | 357.3333
15 | 2004002083 | 371 | 361
16 | 2004002083 | 373.3333 | 363.3333
17 | 2004002083 | 375.6667 | 365.6667
18 | 2004002083 | 378 | 368
19 | 2004002083 | 378.6667 | 368.6667
20 | 2004002083 | 379.3333 | 369.3333
21 | 2004002083 | 380 | 370
22 | 2004002083 | 381.3333 | 371.3333
23 | 2004002083 | 382.6667 | 372.6667
24 | 2004002083 | 384 | 374
25 | 2004002083 | 385.3333 | 375.3333
26 | 2004002083 | 386.6667 | 376.6667
27 | 2004002083 | 388 | 378
28 | 2004002083 | 387 | 377
29 | 2004002083 | 386 | 376
30 | 2004002083 | 385 | 375
31 | 2004002083 | 383 | 373
32 | 2004002083 | 381 | 371
33 | 2004002083 | 379 | 369
34 | 2004002083 | 378.3333 | 368.3333
35 | 2004002083 | 377.6667 | 367.6667
36 | 2004002083 | 377 | 367
37 | 2004002083 | 377.3333 | 367.3333
38 | 2004002083 | 377.6667 | 367.6667
39 | 2004002083 | 378 | 368
40 | 2004002083 | 379.6667 | 369.6667
41 | 2004002083 | 381.3333 | 371.3333
42 | 2004002083 | 383 | 373
43 | 2004002083 | 385.3333 | 375.3333
44 | 2004002083 | 387.6667 | 377.6667
45 | 2004002083 | 390 | 380
46 | 2004002083 | 391.3333 | 381.3333
47 | 2004002083 | 392.6667 | 382.6667
48 | 2004002083 | 394 | 384
49 | 2004002083 | 393.3333 | 383.3333
50 | 2004002083 | 392.6667 | 382.6667
51 | 2004002083 | 392 | 382
52 | 2004002083 | 387.6667 | 377.6667
53 | 2004002083 | 383.3333 | 373.3333
54 | 2004002083 | 379 | 369
55 | 2004002083 | 372.3333 | 362.3333
56 | 2004002083 | 365.6667 | 355.6667
57 | 2004002083 | 359 | 349
58 | 2004002083 | 353.6667 | 343.6667
59 | 2004002083 | 348.3333 | 338.3333
60 | 2004002083 | 343 | 333
61 | 2004002083 | 338.3333 | 328.3333
62 | 2004002083 | 333.6667 | 323.6667
63 | 2004002083 | 329 | 319
64 | 2004002083 | 326 | 316
65 | 2004002083 | 323 | 313
66 | 2004002083 | 320 | 310
67 | 2004002083 | 318.3333 | 308.3333
68 | 2004002083 | 316.6667 | 306.6667
69 | 2004002083 | 315 | 305
70 | 2004002083 | 315.3333 | 305.3333
71 | 2004002083 | 315.6667 | 305.6667
72 | 2004002083 | 316 | 306
73 | 2004002083 | 316.3333 | 306.3333
74 | 2004002083 | 316.6667 | 306.6667
75 | 2004002083 | 317 | 307
76 | 2004002083 | 316.3333 | 306.3333
77 | 2004002083 | 315.6667 | 305.6667
78 | 2004002083 | 315 | 305
79 | 2004002083 | 314.6667 | 304.6667
80 | 2004002083 | 314.3333 | 304.3333
81 | 2004002083 | 314 | 304
82 | 2004002083 | 316.3333 | 306.3333
83 | 2004002083 | 318.6667 | 308.6667
84 | 2004002083 | 321 | 311
85 | 2004002083 | 323.3333 | 313.3333
86 | 2004002083 | 325.6667 | 315.6667
87 | 2004002083 | 328 | 318
88 | 2004002083 | 328.3333 | 318.3333
89 | 2004002083 | 328.6667 | 318.6667
90 | 2004002083 | 329 | 339
91 | 2004002083 | 329 | 339
92 | 2004002083 | 329 | 339
93 | 2004002083 | 329 | 339
94 | 2004002083 | 328.6667 | 338.6667
95 | 2004002083 | 328.3333 | 338.3333
96 | 2004002083 | 328 | 338
97 | 2004002083 | 327.6667 | 337.6667
98 | 2004002083 | 327.3333 | 337.3333
99 | 2004002083 | 327 | 337
100 | 2004002083 | 328.6667 | 338.6667
101 | 2004002083 | 330.3333 | 340.3333
102 | 2004002083 | 332 | 342
103 | 2004002083 | 334.3333 | 344.3333
104 | 2004002083 | 336.6667 | 346.6667
105 | 2004002083 | 339 | 349
106 | 2004002083 | 339.3333 | 349.3333
107 | 2004002083 | 339.6667 | 349.6667
108 | 2004002083 | 340 | 350
109 | 2004002083 | 342.3333 | 352.3333
110 | 2004002083 | 344.6667 | 354.6667
111 | 2004002083 | 347 | 357
112 | 2004002083 | 349.6667 | 359.6667
113 | 2004002083 | 352.3333 | 362.3333
114 | 2004002083 | 355 | 365
115 | 2004002083 | 360.3333 | 370.3333
116 | 2004002083 | 365.6667 | 375.6667
117 | 2004002083 | 371 | 381
118 | 2004002083 | 373.6667 | 383.6667
119 | 2004002083 | 376.3333 | 386.3333
120 | 2004002083 | 379 | 389
121 | 2004002083 | 383.3333 | 393.3333
122 | 2004002083 | 387.6667 | 377.6667
123 | 2004002083 | 392 | 382
124 | 2004002083 | 395.3333 | 385.3333
125 | 2004002083 | 398.6667 | 388.6667
126 | 2004002083 | 402 | 392
127 | 2004002083 | 404.3333 | 394.3333
128 | 2004002083 | 406.6667 | 396.6667
129 | 2004002083 | 409 | 399
130 | 2004002083 | 409 | 399
131 | 2004002083 | 409 | 399
132 | 2004002083 | 409 | 399
133 | 2004002083 | 408.3333 | 398.3333
134 | 2004002083 | 407.6667 | 397.6667
135 | 2004002083 | 407 | 397
136 | 2004002083 | 407 | 397
137 | 2004002083 | 407 | 397
138 | 2004002083 | 407 | 397
139 | 2004002083 | 407 | 397
140 | 2004002083 | 407 | 397
141 | 2004002083 | 407 | 397
142 | 2004002083 | 406 | 396
143 | 2004002083 | 405 | 395
0 | 2008006464 | 343 | 333
1 | 2008006464 | 344 | 334
2 | 2008006464 | 345 | 335
3 | 2008006464 | 346 | 336
4 | 2008006464 | 348 | 338
5 | 2008006464 | 350 | 340
6 | 2008006464 | 352 | 342
7 | 2008006464 | 353 | 343
8 | 2008006464 | 354 | 344
9 | 2008006464 | 355 | 345
10 | 2008006464 | 356.6667 | 346.6667
11 | 2008006464 | 358.3333 | 348.3333
12 | 2008006464 | 360 | 350
13 | 2008006464 | 363.6667 | 353.6667
14 | 2008006464 | 367.3333 | 357.3333
15 | 2008006464 | 371 | 361
16 | 2008006464 | 373.3333 | 363.3333
17 | 2008006464 | 375.6667 | 365.6667
18 | 2008006464 | 378 | 368
19 | 2008006464 | 378.6667 | 368.6667
20 | 2008006464 | 379.3333 | 369.3333
21 | 2008006464 | 380 | 370
22 | 2008006464 | 381.3333 | 371.3333
23 | 2008006464 | 382.6667 | 372.6667
24 | 2008006464 | 384 | 374
25 | 2008006464 | 385.3333 | 375.3333
26 | 2008006464 | 386.6667 | 376.6667
27 | 2008006464 | 388 | 378
28 | 2008006464 | 387 | 377
29 | 2008006464 | 386 | 376
30 | 2008006464 | 385 | 375
31 | 2008006464 | 383 | 373
32 | 2008006464 | 381 | 371
33 | 2008006464 | 379 | 369
34 | 2008006464 | 378.3333 | 368.3333
35 | 2008006464 | 377.6667 | 367.6667
36 | 2008006464 | 377 | 367
37 | 2008006464 | 377.3333 | 367.3333
38 | 2008006464 | 377.6667 | 367.6667
39 | 2008006464 | 378 | 368
40 | 2008006464 | 379.6667 | 369.6667
41 | 2008006464 | 381.3333 | 371.3333
42 | 2008006464 | 383 | 373
43 | 2008006464 | 385.3333 | 375.3333
44 | 2008006464 | 387.6667 | 377.6667
45 | 2008006464 | 390 | 380
46 | 2008006464 | 391.3333 | 381.3333
47 | 2008006464 | 392.6667 | 382.6667
48 | 2008006464 | 394 | 384
49 | 2008006464 | 393.3333 | 383.3333
50 | 2008006464 | 392.6667 | 382.6667
51 | 2008006464 | 392 | 382
52 | 2008006464 | 387.6667 | 377.6667
53 | 2008006464 | 383.3333 | 373.3333
54 | 2008006464 | 379 | 369
55 | 2008006464 | 372.3333 | 362.3333
56 | 2008006464 | 365.6667 | 355.6667
57 | 2008006464 | 359 | 349
58 | 2008006464 | 353.6667 | 343.6667
59 | 2008006464 | 348.3333 | 338.3333
60 | 2008006464 | 343 | 333
61 | 2008006464 | 338.3333 | 328.3333
62 | 2008006464 | 333.6667 | 323.6667
63 | 2008006464 | 329 | 319
64 | 2008006464 | 326 | 316
65 | 2008006464 | 323 | 313
66 | 2008006464 | 320 | 310
67 | 2008006464 | 318.3333 | 308.3333
68 | 2008006464 | 316.6667 | 306.6667
69 | 2008006464 | 315 | 305
70 | 2008006464 | 315.3333 | 305.3333
71 | 2008006464 | 315.6667 | 305.6667
72 | 2008006464 | 316 | 306
73 | 2008006464 | 316.3333 | 306.3333
74 | 2008006464 | 316.6667 | 306.6667
75 | 2008006464 | 317 | 307
76 | 2008006464 | 316.3333 | 306.3333
77 | 2008006464 | 315.6667 | 305.6667
78 | 2008006464 | 315 | 305
79 | 2008006464 | 314.6667 | 304.6667
80 | 2008006464 | 314.3333 | 304.3333
81 | 2008006464 | 314 | 304
82 | 2008006464 | 316.3333 | 306.3333
83 | 2008006464 | 318.6667 | 308.6667
84 | 2008006464 | 321 | 311
85 | 2008006464 | 323.3333 | 313.3333
86 | 2008006464 | 325.6667 | 315.6667
87 | 2008006464 | 328 | 318
88 | 2008006464 | 328.3333 | 318.3333
89 | 2008006464 | 328.6667 | 318.6667
90 | 2008006464 | 329 | 339
91 | 2008006464 | 329 | 339
92 | 2008006464 | 329 | 339
93 | 2008006464 | 329 | 339
94 | 2008006464 | 328.6667 | 338.6667
95 | 2008006464 | 328.3333 | 338.3333
96 | 2008006464 | 328 | 338
97 | 2008006464 | 327.6667 | 337.6667
98 | 2008006464 | 327.3333 | 337.3333
99 | 2008006464 | 327 | 337
100 | 2008006464 | 328.6667 | 338.6667
101 | 2008006464 | 330.3333 | 340.3333
102 | 2008006464 | 332 | 342
103 | 2008006464 | 334.3333 | 344.3333
104 | 2008006464 | 336.6667 | 346.6667
105 | 2008006464 | 339 | 349
106 | 2008006464 | 339.3333 | 349.3333
107 | 2008006464 | 339.6667 | 349.6667
108 | 2008006464 | 340 | 350
109 | 2008006464 | 342.3333 | 352.3333
110 | 2008006464 | 344.6667 | 354.6667
111 | 2008006464 | 347 | 357
112 | 2008006464 | 349.6667 | 359.6667
113 | 2008006464 | 352.3333 | 362.3333
114 | 2008006464 | 355 | 365
115 | 2008006464 | 360.3333 | 370.3333
116 | 2008006464 | 365.6667 | 375.6667
117 | 2008006464 | 371 | 381
118 | 2008006464 | 373.6667 | 383.6667
119 | 2008006464 | 376.3333 | 386.3333
120 | 2008006464 | 379 | 389
121 | 2008006464 | 383.3333 | 393.3333
122 | 2008006464 | 387.6667 | 377.6667
123 | 2008006464 | 392 | 382
124 | 2008006464 | 395.3333 | 385.3333
125 | 2008006464 | 398.6667 | 388.6667
126 | 2008006464 | 402 | 392
127 | 2008006464 | 404.3333 | 394.3333
128 | 2008006464 | 406.6667 | 396.6667
129 | 2008006464 | 409 | 399
130 | 2008006464 | 409 | 399
131 | 2008006464 | 409 | 399
132 | 2008006464 | 409 | 399
133 | 2008006464 | 408.3333 | 398.3333
134 | 2008006464 | 407.6667 | 397.6667
135 | 2008006464 | 407 | 397
136 | 2008006464 | 407 | 397
137 | 2008006464 | 407 | 397
138 | 2008006464 | 407 | 397
139 | 2008006464 | 407 | 397
140 | 2008006464 | 407 | 397
141 | 2008006464 | 407 | 397
142 | 2008006464 | 406 | 396
143 | 2008006464 | 405 | 395
0 | 2013005335 | 343 | 333
1 | 2013005335 | 344 | 334
2 | 2013005335 | 345 | 335
3 | 2013005335 | 346 | 336
4 | 2013005335 | 348 | 338
5 | 2013005335 | 350 | 340
6 | 2013005335 | 352 | 342
7 | 2013005335 | 353 | 343
8 | 2013005335 | 354 | 344
9 | 2013005335 | 355 | 345
10 | 2013005335 | 356.6667 | 346.6667
11 | 2013005335 | 358.3333 | 348.3333
12 | 2013005335 | 360 | 350
13 | 2013005335 | 363.6667 | 353.6667
14 | 2013005335 | 367.3333 | 357.3333
15 | 2013005335 | 371 | 361
16 | 2013005335 | 373.3333 | 363.3333
17 | 2013005335 | 375.6667 | 365.6667
18 | 2013005335 | 378 | 368
19 | 2013005335 | 378.6667 | 368.6667
20 | 2013005335 | 379.3333 | 369.3333
21 | 2013005335 | 380 | 370
22 | 2013005335 | 381.3333 | 371.3333
23 | 2013005335 | 382.6667 | 372.6667
24 | 2013005335 | 384 | 374
25 | 2013005335 | 385.3333 | 375.3333
26 | 2013005335 | 386.6667 | 376.6667
27 | 2013005335 | 388 | 378
28 | 2013005335 | 387 | 377
29 | 2013005335 | 386 | 376
30 | 2013005335 | 385 | 375
31 | 2013005335 | 383 | 373
32 | 2013005335 | 381 | 371
33 | 2013005335 | 379 | 369
34 | 2013005335 | 378.3333 | 368.3333
35 | 2013005335 | 377.6667 | 367.6667
36 | 2013005335 | 377 | 367
37 | 2013005335 | 377.3333 | 367.3333
38 | 2013005335 | 377.6667 | 367.6667
39 | 2013005335 | 378 | 368
40 | 2013005335 | 379.6667 | 369.6667
41 | 2013005335 | 381.3333 | 371.3333
42 | 2013005335 | 383 | 373
43 | 2013005335 | 385.3333 | 375.3333
44 | 2013005335 | 387.6667 | 377.6667
45 | 2013005335 | 390 | 380
46 | 2013005335 | 391.3333 | 381.3333
47 | 2013005335 | 392.6667 | 382.6667
48 | 2013005335 | 394 | 384
49 | 2013005335 | 393.3333 | 383.3333
50 | 2013005335 | 392.6667 | 382.6667
51 | 2013005335 | 392 | 382
52 | 2013005335 | 387.6667 | 377.6667
53 | 2013005335 | 383.3333 | 373.3333
54 | 2013005335 | 379 | 369
55 | 2013005335 | 372.3333 | 362.3333
56 | 2013005335 | 365.6667 | 355.6667
57 | 2013005335 | 359 | 349
58 | 2013005335 | 353.6667 | 343.6667
59 | 2013005335 | 348.3333 | 338.3333
60 | 2013005335 | 343 | 333
61 | 2013005335 | 338.3333 | 328.3333
62 | 2013005335 | 333.6667 | 323.6667
63 | 2013005335 | 329 | 319
64 | 2013005335 | 326 | 316
65 | 2013005335 | 323 | 313
66 | 2013005335 | 320 | 310
67 | 2013005335 | 318.3333 | 308.3333
68 | 2013005335 | 316.6667 | 306.6667
69 | 2013005335 | 315 | 305
70 | 2013005335 | 315.3333 | 305.3333
71 | 2013005335 | 315.6667 | 305.6667
72 | 2013005335 | 316 | 306
73 | 2013005335 | 316.3333 | 306.3333
74 | 2013005335 | 316.6667 | 306.6667
75 | 2013005335 | 317 | 307
76 | 2013005335 | 316.3333 | 306.3333
77 | 2013005335 | 315.6667 | 305.6667
78 | 2013005335 | 315 | 305
79 | 2013005335 | 314.6667 | 304.6667
80 | 2013005335 | 314.3333 | 304.3333
81 | 2013005335 | 314 | 304
82 | 2013005335 | 316.3333 | 306.3333
83 | 2013005335 | 318.6667 | 308.6667
84 | 2013005335 | 321 | 311
85 | 2013005335 | 323.3333 | 313.3333
86 | 2013005335 | 325.6667 | 315.6667
87 | 2013005335 | 328 | 318
88 | 2013005335 | 328.3333 | 318.3333
89 | 2013005335 | 328.6667 | 318.6667
90 | 2013005335 | 329 | 339
91 | 2013005335 | 329 | 339
92 | 2013005335 | 329 | 339
93 | 2013005335 | 329 | 339
94 | 2013005335 | 328.6667 | 338.6667
95 | 2013005335 | 328.3333 | 338.3333
96 | 2013005335 | 328 | 338
97 | 2013005335 | 327.6667 | 337.6667
98 | 2013005335 | 327.3333 | 337.3333
99 | 2013005335 | 327 | 337
100 | 2013005335 | 328.6667 | 338.6667
101 | 2013005335 | 330.3333 | 340.3333
102 | 2013005335 | 332 | 342
103 | 2013005335 | 334.3333 | 344.3333
104 | 2013005335 | 336.6667 | 346.6667
105 | 2013005335 | 339 | 349
106 | 2013005335 | 339.3333 | 349.3333
107 | 2013005335 | 339.6667 | 349.6667
108 | 2013005335 | 340 | 350
109 | 2013005335 | 342.3333 | 352.3333
110 | 2013005335 | 344.6667 | 354.6667
111 | 2013005335 | 347 | 357
112 | 2013005335 | 349.6667 | 359.6667
113 | 2013005335 | 352.3333 | 362.3333
114 | 2013005335 | 355 | 365
115 | 2013005335 | 360.3333 | 370.3333
116 | 2013005335 | 365.6667 | 375.6667
117 | 2013005335 | 371 | 381
118 | 2013005335 | 373.6667 | 383.6667
119 | 2013005335 | 376.3333 | 386.3333
120 | 2013005335 | 379 | 389
121 | 2013005335 | 383.3333 | 393.3333
122 | 2013005335 | 387.6667 | 377.6667
123 | 2013005335 | 392 | 382
124 | 2013005335 | 395.3333 | 385.3333
125 | 2013005335 | 398.6667 | 388.6667
126 | 2013005335 | 402 | 392
127 | 2013005335 | 404.3333 | 394.3333
128 | 2013005335 | 406.6667 | 396.6667
129 | 2013005335 | 409 | 399
130 | 2013005335 | 409 | 399
131 | 2013005335 | 409 | 399
132 | 2013005335 | 409 | 399
133 | 2013005335 | 408.3333 | 398.3333
134 | 2013005335 | 407.6667 | 397.6667
135 | 2013005335 | 407 | 397
136 | 2013005335 | 407 | 397
137 | 2013005335 | 407 | 397
138 | 2013005335 | 407 | 397
139 | 2013005335 | 407 | 397
140 | 2013005335 | 407 | 397
141 | 2013005335 | 407 | 397
142 | 2013005335 | 406 | 396
143 | 2013005335 | 405 | 395
0 | 2006005498 | 343 | 333
1 | 2006005498 | 344 | 334
2 | 2006005498 | 345 | 335
3 | 2006005498 | 346 | 336
4 | 2006005498 | 348 | 338
5 | 2006005498 | 350 | 340
6 | 2006005498 | 352 | 342
7 | 2006005498 | 353 | 343
8 | 2006005498 | 354 | 344
9 | 2006005498 | 355 | 345
10 | 2006005498 | 356.6667 | 346.6667
11 | 2006005498 | 358.3333 | 348.3333
12 | 2006005498 | 360 | 350
13 | 2006005498 | 363.6667 | 353.6667
14 | 2006005498 | 367.3333 | 357.3333
15 | 2006005498 | 371 | 361
16 | 2006005498 | 373.3333 | 363.3333
17 | 2006005498 | 375.6667 | 365.6667
18 | 2006005498 | 378 | 368
19 | 2006005498 | 378.6667 | 368.6667
20 | 2006005498 | 379.3333 | 369.3333
21 | 2006005498 | 380 | 370
22 | 2006005498 | 381.3333 | 371.3333
23 | 2006005498 | 382.6667 | 372.6667
24 | 2006005498 | 384 | 374
25 | 2006005498 | 385.3333 | 375.3333
26 | 2006005498 | 386.6667 | 376.6667
27 | 2006005498 | 388 | 378
28 | 2006005498 | 387 | 377
29 | 2006005498 | 386 | 376
30 | 2006005498 | 385 | 375
31 | 2006005498 | 383 | 373
32 | 2006005498 | 381 | 371
33 | 2006005498 | 379 | 369
34 | 2006005498 | 378.3333 | 368.3333
35 | 2006005498 | 377.6667 | 367.6667
36 | 2006005498 | 377 | 367
37 | 2006005498 | 377.3333 | 367.3333
38 | 2006005498 | 377.6667 | 367.6667
39 | 2006005498 | 378 | 368
40 | 2006005498 | 379.6667 | 369.6667
41 | 2006005498 | 381.3333 | 371.3333
42 | 2006005498 | 383 | 373
43 | 2006005498 | 385.3333 | 375.3333
44 | 2006005498 | 387.6667 | 377.6667
45 | 2006005498 | 390 | 380
46 | 2006005498 | 391.3333 | 381.3333
47 | 2006005498 | 392.6667 | 382.6667
48 | 2006005498 | 394 | 384
49 | 2006005498 | 393.3333 | 383.3333
50 | 2006005498 | 392.6667 | 382.6667
51 | 2006005498 | 392 | 382
52 | 2006005498 | 387.6667 | 377.6667
53 | 2006005498 | 383.3333 | 373.3333
54 | 2006005498 | 379 | 369
55 | 2006005498 | 372.3333 | 362.3333
56 | 2006005498 | 365.6667 | 355.6667
57 | 2006005498 | 359 | 349
58 | 2006005498 | 353.6667 | 343.6667
59 | 2006005498 | 348.3333 | 338.3333
60 | 2006005498 | 343 | 333
61 | 2006005498 | 338.3333 | 328.3333
62 | 2006005498 | 333.6667 | 323.6667
63 | 2006005498 | 329 | 319
64 | 2006005498 | 326 | 316
65 | 2006005498 | 323 | 313
66 | 2006005498 | 320 | 310
67 | 2006005498 | 318.3333 | 308.3333
68 | 2006005498 | 316.6667 | 306.6667
69 | 2006005498 | 315 | 305
70 | 2006005498 | 315.3333 | 305.3333
71 | 2006005498 | 315.6667 | 305.6667
72 | 2006005498 | 316 | 306
73 | 2006005498 | 316.3333 | 306.3333
74 | 2006005498 | 316.6667 | 306.6667
75 | 2006005498 | 317 | 307
76 | 2006005498 | 316.3333 | 306.3333
77 | 2006005498 | 315.6667 | 305.6667
78 | 2006005498 | 315 | 305
79 | 2006005498 | 314.6667 | 304.6667
80 | 2006005498 | 314.3333 | 304.3333
81 | 2006005498 | 314 | 304
82 | 2006005498 | 316.3333 | 306.3333
83 | 2006005498 | 318.6667 | 308.6667
84 | 2006005498 | 321 | 311
85 | 2006005498 | 323.3333 | 313.3333
86 | 2006005498 | 325.6667 | 315.6667
87 | 2006005498 | 328 | 318
88 | 2006005498 | 328.3333 | 318.3333
89 | 2006005498 | 328.6667 | 318.6667
90 | 2006005498 | 329 | 339
91 | 2006005498 | 329 | 339
92 | 2006005498 | 329 | 339
93 | 2006005498 | 329 | 339
94 | 2006005498 | 328.6667 | 338.6667
95 | 2006005498 | 328.3333 | 338.3333
96 | 2006005498 | 328 | 338
97 | 2006005498 | 327.6667 | 337.6667
98 | 2006005498 | 327.3333 | 337.3333
99 | 2006005498 | 327 | 337
100 | 2006005498 | 328.6667 | 338.6667
101 | 2006005498 | 330.3333 | 340.3333
102 | 2006005498 | 332 | 342
103 | 2006005498 | 334.3333 | 344.3333
104 | 2006005498 | 336.6667 | 346.6667
105 | 2006005498 | 339 | 349
106 | 2006005498 | 339.3333 | 349.3333
107 | 2006005498 | 339.6667 | 349.6667
108 | 2006005498 | 340 | 350
109 | 2006005498 | 342.3333 | 352.3333
110 | 2006005498 | 344.6667 | 354.6667
111 | 2006005498 | 347 | 357
112 | 2006005498 | 349.6667 | 359.6667
113 | 2006005498 | 352.3333 | 362.3333
114 | 2006005498 | 355 | 365
115 | 2006005498 | 360.3333 | 370.3333
116 | 2006005498 | 365.6667 | 375.6667
117 | 2006005498 | 371 | 381
118 | 2006005498 | 373.6667 | 383.6667
119 | 2006005498 | 376.3333 | 386.3333
120 | 2006005498 | 379 | 389
121 | 2006005498 | 383.3333 | 393.3333
122 | 2006005498 | 387.6667 | 377.6667
123 | 2006005498 | 392 | 382
124 | 2006005498 | 395.3333 | 385.3333
125 | 2006005498 | 398.6667 | 388.6667
126 | 2006005498 | 402 | 392
127 | 2006005498 | 404.3333 | 394.3333
128 | 2006005498 | 406.6667 | 396.6667
129 | 2006005498 | 409 | 399
130 | 2006005498 | 409 | 399
131 | 2006005498 | 409 | 399
132 | 2006005498 | 409 | 399
133 | 2006005498 | 408.3333 | 398.3333
134 | 2006005498 | 407.6667 | 397.6667
135 | 2006005498 | 407 | 397
136 | 2006005498 | 407 | 397
137 | 2006005498 | 407 | 397
138 | 2006005498 | 407 | 397
139 | 2006005498 | 407 | 397
140 | 2006005498 | 407 | 397
141 | 2006005498 | 407 | 397
142 | 2006005498 | 406 | 396
143 | 2006005498 | 405 | 395
0 | 2008000662 | 343 | 333
1 | 2008000662 | 344 | 334
2 | 2008000662 | 345 | 335
3 | 2008000662 | 346 | 336
4 | 2008000662 | 348 | 338
5 | 2008000662 | 350 | 340
6 | 2008000662 | 352 | 342
7 | 2008000662 | 353 | 343
8 | 2008000662 | 354 | 344
9 | 2008000662 | 355 | 345
10 | 2008000662 | 356.6667 | 346.6667
11 | 2008000662 | 358.3333 | 348.3333
12 | 2008000662 | 360 | 350
13 | 2008000662 | 363.6667 | 353.6667
14 | 2008000662 | 367.3333 | 357.3333
15 | 2008000662 | 371 | 361
16 | 2008000662 | 373.3333 | 363.3333
17 | 2008000662 | 375.6667 | 365.6667
18 | 2008000662 | 378 | 368
19 | 2008000662 | 378.6667 | 368.6667
20 | 2008000662 | 379.3333 | 369.3333
21 | 2008000662 | 380 | 370
22 | 2008000662 | 381.3333 | 371.3333
23 | 2008000662 | 382.6667 | 372.6667
24 | 2008000662 | 384 | 374
25 | 2008000662 | 385.3333 | 375.3333
26 | 2008000662 | 386.6667 | 376.6667
27 | 2008000662 | 388 | 378
28 | 2008000662 | 387 | 377
29 | 2008000662 | 386 | 376
30 | 2008000662 | 385 | 375
31 | 2008000662 | 383 | 373
32 | 2008000662 | 381 | 371
33 | 2008000662 | 379 | 369
34 | 2008000662 | 378.3333 | 368.3333
35 | 2008000662 | 377.6667 | 367.6667
36 | 2008000662 | 377 | 367
37 | 2008000662 | 377.3333 | 367.3333
38 | 2008000662 | 377.6667 | 367.6667
39 | 2008000662 | 378 | 368
40 | 2008000662 | 379.6667 | 369.6667
41 | 2008000662 | 381.3333 | 371.3333
42 | 2008000662 | 383 | 373
43 | 2008000662 | 385.3333 | 375.3333
44 | 2008000662 | 387.6667 | 377.6667
45 | 2008000662 | 390 | 380
46 | 2008000662 | 391.3333 | 381.3333
47 | 2008000662 | 392.6667 | 382.6667
48 | 2008000662 | 394 | 384
49 | 2008000662 | 393.3333 | 383.3333
50 | 2008000662 | 392.6667 | 382.6667
51 | 2008000662 | 392 | 382
52 | 2008000662 | 387.6667 | 377.6667
53 | 2008000662 | 383.3333 | 373.3333
54 | 2008000662 | 379 | 369
55 | 2008000662 | 372.3333 | 362.3333
56 | 2008000662 | 365.6667 | 355.6667
57 | 2008000662 | 359 | 349
58 | 2008000662 | 353.6667 | 343.6667
59 | 2008000662 | 348.3333 | 338.3333
60 | 2008000662 | 343 | 333
61 | 2008000662 | 338.3333 | 328.3333
62 | 2008000662 | 333.6667 | 323.6667
63 | 2008000662 | 329 | 319
64 | 2008000662 | 326 | 316
65 | 2008000662 | 323 | 313
66 | 2008000662 | 320 | 310
67 | 2008000662 | 318.3333 | 308.3333
68 | 2008000662 | 316.6667 | 306.6667
69 | 2008000662 | 315 | 305
70 | 2008000662 | 315.3333 | 305.3333
71 | 2008000662 | 315.6667 | 305.6667
72 | 2008000662 | 316 | 306
73 | 2008000662 | 316.3333 | 306.3333
74 | 2008000662 | 316.6667 | 306.6667
75 | 2008000662 | 317 | 307
76 | 2008000662 | 316.3333 | 306.3333
77 | 2008000662 | 315.6667 | 305.6667
78 | 2008000662 | 315 | 305
79 | 2008000662 | 314.6667 | 304.6667
80 | 2008000662 | 314.3333 | 304.3333
81 | 2008000662 | 314 | 304
82 | 2008000662 | 316.3333 | 306.3333
83 | 2008000662 | 318.6667 | 308.6667
84 | 2008000662 | 321 | 311
85 | 2008000662 | 323.3333 | 313.3333
86 | 2008000662 | 325.6667 | 315.6667
87 | 2008000662 | 328 | 318
88 | 2008000662 | 328.3333 | 318.3333
89 | 2008000662 | 328.6667 | 318.6667
90 | 2008000662 | 329 | 339
91 | 2008000662 | 329 | 339
92 | 2008000662 | 329 | 339
93 | 2008000662 | 329 | 339
94 | 2008000662 | 328.6667 | 338.6667
95 | 2008000662 | 328.3333 | 338.3333
96 | 2008000662 | 328 | 338
97 | 2008000662 | 327.6667 | 337.6667
98 | 2008000662 | 327.3333 | 337.3333
99 | 2008000662 | 327 | 337
100 | 2008000662 | 328.6667 | 338.6667
101 | 2008000662 | 330.3333 | 340.3333
102 | 2008000662 | 332 | 342
103 | 2008000662 | 334.3333 | 344.3333
104 | 2008000662 | 336.6667 | 346.6667
105 | 2008000662 | 339 | 349
106 | 2008000662 | 339.3333 | 349.3333
107 | 2008000662 | 339.6667 | 349.6667
108 | 2008000662 | 340 | 350
109 | 2008000662 | 342.3333 | 352.3333
110 | 2008000662 | 344.6667 | 354.6667
111 | 2008000662 | 347 | 357
112 | 2008000662 | 349.6667 | 359.6667
113 | 2008000662 | 352.3333 | 362.3333
114 | 2008000662 | 355 | 365
115 | 2008000662 | 360.3333 | 370.3333
116 | 2008000662 | 365.6667 | 375.6667
117 | 2008000662 | 371 | 381
118 | 2008000662 | 373.6667 | 383.6667
119 | 2008000662 | 376.3333 | 386.3333
120 | 2008000662 | 379 | 389
121 | 2008000662 | 383.3333 | 393.3333
122 | 2008000662 | 387.6667 | 377.6667
123 | 2008000662 | 392 | 382
124 | 2008000662 | 395.3333 | 385.3333
125 | 2008000662 | 398.6667 | 388.6667
126 | 2008000662 | 402 | 392
127 | 2008000662 | 404.3333 | 394.3333
128 | 2008000662 | 406.6667 | 396.6667
129 | 2008000662 | 409 | 399
130 | 2008000662 | 409 | 399
131 | 2008000662 | 409 | 399
132 | 2008000662 | 409 | 399
133 | 2008000662 | 408.3333 | 398.3333
134 | 2008000662 | 407.6667 | 397.6667
135 | 2008000662 | 407 | 397
136 | 2008000662 | 407 | 397
137 | 2008000662 | 407 | 397
138 | 2008000662 | 407 | 397
139 | 2008000662 | 407 | 397
140 | 2008000662 | 407 | 397
141 | 2008000662 | 407 | 397
142 | 2008000662 | 406 | 396
143 | 2008000662 | 405 | 395
0 | 2007005895 | 343 | 333
1 | 2007005895 | 344 | 334
2 | 2007005895 | 345 | 335
3 | 2007005895 | 346 | 336
4 | 2007005895 | 348 | 338
5 | 2007005895 | 350 | 340
6 | 2007005895 | 352 | 342
7 | 2007005895 | 353 | 343
8 | 2007005895 | 354 | 344
9 | 2007005895 | 355 | 345
10 | 2007005895 | 356.6667 | 346.6667
11 | 2007005895 | 358.3333 | 348.3333
12 | 2007005895 | 360 | 350
13 | 2007005895 | 363.6667 | 353.6667
14 | 2007005895 | 367.3333 | 357.3333
15 | 2007005895 | 371 | 361
16 | 2007005895 | 373.3333 | 363.3333
17 | 2007005895 | 375.6667 | 365.6667
18 | 2007005895 | 378 | 368
19 | 2007005895 | 378.6667 | 368.6667
20 | 2007005895 | 379.3333 | 369.3333
21 | 2007005895 | 380 | 370
22 | 2007005895 | 381.3333 | 371.3333
23 | 2007005895 | 382.6667 | 372.6667
24 | 2007005895 | 384 | 374
25 | 2007005895 | 385.3333 | 375.3333
26 | 2007005895 | 386.6667 | 376.6667
27 | 2007005895 | 388 | 378
28 | 2007005895 | 387 | 377
29 | 2007005895 | 386 | 376
30 | 2007005895 | 385 | 375
31 | 2007005895 | 383 | 373
32 | 2007005895 | 381 | 371
33 | 2007005895 | 379 | 369
34 | 2007005895 | 378.3333 | 368.3333
35 | 2007005895 | 377.6667 | 367.6667
36 | 2007005895 | 377 | 367
37 | 2007005895 | 377.3333 | 367.3333
38 | 2007005895 | 377.6667 | 367.6667
39 | 2007005895 | 378 | 368
40 | 2007005895 | 379.6667 | 369.6667
41 | 2007005895 | 381.3333 | 371.3333
42 | 2007005895 | 383 | 373
43 | 2007005895 | 385.3333 | 375.3333
44 | 2007005895 | 387.6667 | 377.6667
45 | 2007005895 | 390 | 380
46 | 2007005895 | 391.3333 | 381.3333
47 | 2007005895 | 392.6667 | 382.6667
48 | 2007005895 | 394 | 384
49 | 2007005895 | 393.3333 | 383.3333
50 | 2007005895 | 392.6667 | 382.6667
51 | 2007005895 | 392 | 382
52 | 2007005895 | 387.6667 | 377.6667
53 | 2007005895 | 383.3333 | 373.3333
54 | 2007005895 | 379 | 369
55 | 2007005895 | 372.3333 | 362.3333
56 | 2007005895 | 365.6667 | 355.6667
57 | 2007005895 | 359 | 349
58 | 2007005895 | 353.6667 | 343.6667
59 | 2007005895 | 348.3333 | 338.3333
60 | 2007005895 | 343 | 333
61 | 2007005895 | 338.3333 | 328.3333
62 | 2007005895 | 333.6667 | 323.6667
63 | 2007005895 | 329 | 319
64 | 2007005895 | 326 | 316
65 | 2007005895 | 323 | 313
66 | 2007005895 | 320 | 310
67 | 2007005895 | 318.3333 | 308.3333
68 | 2007005895 | 316.6667 | 306.6667
69 | 2007005895 | 315 | 305
70 | 2007005895 | 315.3333 | 305.3333
71 | 2007005895 | 315.6667 | 305.6667
72 | 2007005895 | 316 | 306
73 | 2007005895 | 316.3333 | 306.3333
74 | 2007005895 | 316.6667 | 306.6667
75 | 2007005895 | 317 | 307
76 | 2007005895 | 316.3333 | 306.3333
77 | 2007005895 | 315.6667 | 305.6667
78 | 2007005895 | 315 | 305
79 | 2007005895 | 314.6667 | 304.6667
80 | 2007005895 | 314.3333 | 304.3333
81 | 2007005895 | 314 | 304
82 | 2007005895 | 316.3333 | 306.3333
83 | 2007005895 | 318.6667 | 308.6667
84 | 2007005895 | 321 | 311
85 | 2007005895 | 323.3333 | 313.3333
86 | 2007005895 | 325.6667 | 315.6667
87 | 2007005895 | 328 | 318
88 | 2007005895 | 328.3333 | 318.3333
89 | 2007005895 | 328.6667 | 318.6667
90 | 2007005895 | 329 | 339
91 | 2007005895 | 329 | 339
92 | 2007005895 | 329 | 339
93 | 2007005895 | 329 | 339
94 | 2007005895 | 328.6667 | 338.6667
95 | 2007005895 | 328.3333 | 338.3333
96 | 2007005895 | 328 | 338
97 | 2007005895 | 327.6667 | 337.6667
98 | 2007005895 | 327.3333 | 337.3333
99 | 2007005895 | 327 | 337
100 | 2007005895 | 328.6667 | 338.6667
101 | 2007005895 | 330.3333 | 340.3333
102 | 2007005895 | 332 | 342
103 | 2007005895 | 334.3333 | 344.3333
104 | 2007005895 | 336.6667 | 346.6667
105 | 2007005895 | 339 | 349
106 | 2007005895 | 339.3333 | 349.3333
107 | 2007005895 | 339.6667 | 349.6667
108 | 2007005895 | 340 | 350
109 | 2007005895 | 342.3333 | 352.3333
110 | 2007005895 | 344.6667 | 354.6667
111 | 2007005895 | 347 | 357
112 | 2007005895 | 349.6667 | 359.6667
113 | 2007005895 | 352.3333 | 362.3333
114 | 2007005895 | 355 | 365
115 | 2007005895 | 360.3333 | 370.3333
116 | 2007005895 | 365.6667 | 375.6667
117 | 2007005895 | 371 | 381
118 | 2007005895 | 373.6667 | 383.6667
119 | 2007005895 | 376.3333 | 386.3333
120 | 2007005895 | 379 | 389
121 | 2007005895 | 383.3333 | 393.3333
122 | 2007005895 | 387.6667 | 377.6667
123 | 2007005895 | 392 | 382
124 | 2007005895 | 395.3333 | 385.3333
125 | 2007005895 | 398.6667 | 388.6667
126 | 2007005895 | 402 | 392
127 | 2007005895 | 404.3333 | 394.3333
128 | 2007005895 | 406.6667 | 396.6667
129 | 2007005895 | 409 | 399
130 | 2007005895 | 409 | 399
131 | 2007005895 | 409 | 399
132 | 2007005895 | 409 | 399
133 | 2007005895 | 408.3333 | 398.3333
134 | 2007005895 | 407.6667 | 397.6667
135 | 2007005895 | 407 | 397
136 | 2007005895 | 407 | 397
137 | 2007005895 | 407 | 397
138 | 2007005895 | 407 | 397
139 | 2007005895 | 407 | 397
140 | 2007005895 | 407 | 397
141 | 2007005895 | 407 | 397
142 | 2007005895 | 406 | 396
143 | 2007005895 | 405 | 395
0 | 2003009162 | 343 | 333
1 | 2003009162 | 344 | 334
2 | 2003009162 | 345 | 335
3 | 2003009162 | 346 | 336
4 | 2003009162 | 348 | 338
5 | 2003009162 | 350 | 340
6 | 2003009162 | 352 | 342
7 | 2003009162 | 353 | 343
8 | 2003009162 | 354 | 344
9 | 2003009162 | 355 | 345
10 | 2003009162 | 356.6667 | 346.6667
11 | 2003009162 | 358.3333 | 348.3333
12 | 2003009162 | 360 | 350
13 | 2003009162 | 363.6667 | 353.6667
14 | 2003009162 | 367.3333 | 357.3333
15 | 2003009162 | 371 | 361
16 | 2003009162 | 373.3333 | 363.3333
17 | 2003009162 | 375.6667 | 365.6667
18 | 2003009162 | 378 | 368
19 | 2003009162 | 378.6667 | 368.6667
20 | 2003009162 | 379.3333 | 369.3333
21 | 2003009162 | 380 | 370
22 | 2003009162 | 381.3333 | 371.3333
23 | 2003009162 | 382.6667 | 372.6667
24 | 2003009162 | 384 | 374
25 | 2003009162 | 385.3333 | 375.3333
26 | 2003009162 | 386.6667 | 376.6667
27 | 2003009162 | 388 | 378
28 | 2003009162 | 387 | 377
29 | 2003009162 | 386 | 376
30 | 2003009162 | 385 | 375
31 | 2003009162 | 383 | 373
32 | 2003009162 | 381 | 371
33 | 2003009162 | 379 | 369
34 | 2003009162 | 378.3333 | 368.3333
35 | 2003009162 | 377.6667 | 367.6667
36 | 2003009162 | 377 | 367
37 | 2003009162 | 377.3333 | 367.3333
38 | 2003009162 | 377.6667 | 367.6667
39 | 2003009162 | 378 | 368
40 | 2003009162 | 379.6667 | 369.6667
41 | 2003009162 | 381.3333 | 371.3333
42 | 2003009162 | 383 | 373
43 | 2003009162 | 385.3333 | 375.3333
44 | 2003009162 | 387.6667 | 377.6667
45 | 2003009162 | 390 | 380
46 | 2003009162 | 391.3333 | 381.3333
47 | 2003009162 | 392.6667 | 382.6667
48 | 2003009162 | 394 | 384
49 | 2003009162 | 393.3333 | 383.3333
50 | 2003009162 | 392.6667 | 382.6667
51 | 2003009162 | 392 | 382
52 | 2003009162 | 387.6667 | 377.6667
53 | 2003009162 | 383.3333 | 373.3333
54 | 2003009162 | 379 | 369
55 | 2003009162 | 372.3333 | 362.3333
56 | 2003009162 | 365.6667 | 355.6667
57 | 2003009162 | 359 | 349
58 | 2003009162 | 353.6667 | 343.6667
59 | 2003009162 | 348.3333 | 338.3333
60 | 2003009162 | 343 | 333
61 | 2003009162 | 338.3333 | 328.3333
62 | 2003009162 | 333.6667 | 323.6667
63 | 2003009162 | 329 | 319
64 | 2003009162 | 326 | 316
65 | 2003009162 | 323 | 313
66 | 2003009162 | 320 | 310
67 | 2003009162 | 318.3333 | 308.3333
68 | 2003009162 | 316.6667 | 306.6667
69 | 2003009162 | 315 | 305
70 | 2003009162 | 315.3333 | 305.3333
71 | 2003009162 | 315.6667 | 305.6667
72 | 2003009162 | 316 | 306
73 | 2003009162 | 316.3333 | 306.3333
74 | 2003009162 | 316.6667 | 306.6667
75 | 2003009162 | 317 | 307
76 | 2003009162 | 316.3333 | 306.3333
77 | 2003009162 | 315.6667 | 305.6667
78 | 2003009162 | 315 | 305
79 | 2003009162 | 314.6667 | 304.6667
80 | 2003009162 | 314.3333 | 304.3333
81 | 2003009162 | 314 | 304
82 | 2003009162 | 316.3333 | 306.3333
83 | 2003009162 | 318.6667 | 308.6667
84 | 2003009162 | 321 | 311
85 | 2003009162 | 323.3333 | 313.3333
86 | 2003009162 | 325.6667 | 315.6667
87 | 2003009162 | 328 | 318
88 | 2003009162 | 328.3333 | 318.3333
89 | 2003009162 | 328.6667 | 318.6667
90 | 2003009162 | 329 | 339
91 | 2003009162 | 329 | 339
92 | 2003009162 | 329 | 339
93 | 2003009162 | 329 | 339
94 | 2003009162 | 328.6667 | 338.6667
95 | 2003009162 | 328.3333 | 338.3333
96 | 2003009162 | 328 | 338
97 | 2003009162 | 327.6667 | 337.6667
98 | 2003009162 | 327.3333 | 337.3333
99 | 2003009162 | 327 | 337
100 | 2003009162 | 328.6667 | 338.6667
101 | 2003009162 | 330.3333 | 340.3333
102 | 2003009162 | 332 | 342
103 | 2003009162 | 334.3333 | 344.3333
104 | 2003009162 | 336.6667 | 346.6667
105 | 2003009162 | 339 | 349
106 | 2003009162 | 339.3333 | 349.3333
107 | 2003009162 | 339.6667 | 349.6667
108 | 2003009162 | 340 | 350
109 | 2003009162 | 342.3333 | 352.3333
110 | 2003009162 | 344.6667 | 354.6667
111 | 2003009162 | 347 | 357
112 | 2003009162 | 349.6667 | 359.6667
113 | 2003009162 | 352.3333 | 362.3333
114 | 2003009162 | 355 | 365
115 | 2003009162 | 360.3333 | 370.3333
116 | 2003009162 | 365.6667 | 375.6667
117 | 2003009162 | 371 | 381
118 | 2003009162 | 373.6667 | 383.6667
119 | 2003009162 | 376.3333 | 386.3333
120 | 2003009162 | 379 | 389
121 | 2003009162 | 383.3333 | 393.3333
122 | 2003009162 | 387.6667 | 377.6667
123 | 2003009162 | 392 | 382
124 | 2003009162 | 395.3333 | 385.3333
125 | 2003009162 | 398.6667 | 388.6667
126 | 2003009162 | 402 | 392
127 | 2003009162 | 404.3333 | 394.3333
128 | 2003009162 | 406.6667 | 396.6667
129 | 2003009162 | 409 | 399
130 | 2003009162 | 409 | 399
131 | 2003009162 | 409 | 399
132 | 2003009162 | 409 | 399
133 | 2003009162 | 408.3333 | 398.3333
134 | 2003009162 | 407.6667 | 397.6667
135 | 2003009162 | 407 | 397
136 | 2003009162 | 407 | 397
137 | 2003009162 | 407 | 397
138 | 2003009162 | 407 | 397
139 | 2003009162 | 407 | 397
140 | 2003009162 | 407 | 397
141 | 2003009162 | 407 | 397
142 | 2003009162 | 406 | 396
143 | 2003009162 | 405 | 395
0 | 2008000074 | 343 | 333
1 | 2008000074 | 344 | 334
2 | 2008000074 | 345 | 335
3 | 2008000074 | 346 | 336
4 | 2008000074 | 348 | 338
5 | 2008000074 | 350 | 340
6 | 2008000074 | 352 | 342
7 | 2008000074 | 353 | 343
8 | 2008000074 | 354 | 344
9 | 2008000074 | 355 | 345
10 | 2008000074 | 356.6667 | 346.6667
11 | 2008000074 | 358.3333 | 348.3333
12 | 2008000074 | 360 | 350
13 | 2008000074 | 363.6667 | 353.6667
14 | 2008000074 | 367.3333 | 357.3333
15 | 2008000074 | 371 | 361
16 | 2008000074 | 373.3333 | 363.3333
17 | 2008000074 | 375.6667 | 365.6667
18 | 2008000074 | 378 | 368
19 | 2008000074 | 378.6667 | 368.6667
20 | 2008000074 | 379.3333 | 369.3333
21 | 2008000074 | 380 | 370
22 | 2008000074 | 381.3333 | 371.3333
23 | 2008000074 | 382.6667 | 372.6667
24 | 2008000074 | 384 | 374
25 | 2008000074 | 385.3333 | 375.3333
26 | 2008000074 | 386.6667 | 376.6667
27 | 2008000074 | 388 | 378
28 | 2008000074 | 387 | 377
29 | 2008000074 | 386 | 376
30 | 2008000074 | 385 | 375
31 | 2008000074 | 383 | 373
32 | 2008000074 | 381 | 371
33 | 2008000074 | 379 | 369
34 | 2008000074 | 378.3333 | 368.3333
35 | 2008000074 | 377.6667 | 367.6667
36 | 2008000074 | 377 | 367
37 | 2008000074 | 377.3333 | 367.3333
38 | 2008000074 | 377.6667 | 367.6667
39 | 2008000074 | 378 | 368
40 | 2008000074 | 379.6667 | 369.6667
41 | 2008000074 | 381.3333 | 371.3333
42 | 2008000074 | 383 | 373
43 | 2008000074 | 385.3333 | 375.3333
44 | 2008000074 | 387.6667 | 377.6667
45 | 2008000074 | 390 | 380
46 | 2008000074 | 391.3333 | 381.3333
47 | 2008000074 | 392.6667 | 382.6667
48 | 2008000074 | 394 | 384
49 | 2008000074 | 393.3333 | 383.3333
50 | 2008000074 | 392.6667 | 382.6667
51 | 2008000074 | 392 | 382
52 | 2008000074 | 387.6667 | 377.6667
53 | 2008000074 | 383.3333 | 373.3333
54 | 2008000074 | 379 | 369
55 | 2008000074 | 372.3333 | 362.3333
56 | 2008000074 | 365.6667 | 355.6667
57 | 2008000074 | 359 | 349
58 | 2008000074 | 353.6667 | 343.6667
59 | 2008000074 | 348.3333 | 338.3333
60 | 2008000074 | 343 | 333
61 | 2008000074 | 338.3333 | 328.3333
62 | 2008000074 | 333.6667 | 323.6667
63 | 2008000074 | 329 | 319
64 | 2008000074 | 326 | 316
65 | 2008000074 | 323 | 313
66 | 2008000074 | 320 | 310
67 | 2008000074 | 318.3333 | 308.3333
68 | 2008000074 | 316.6667 | 306.6667
69 | 2008000074 | 315 | 305
70 | 2008000074 | 315.3333 | 305.3333
71 | 2008000074 | 315.6667 | 305.6667
72 | 2008000074 | 316 | 306
73 | 2008000074 | 316.3333 | 306.3333
74 | 2008000074 | 316.6667 | 306.6667
75 | 2008000074 | 317 | 307
76 | 2008000074 | 316.3333 | 306.3333
77 | 2008000074 | 315.6667 | 305.6667
78 | 2008000074 | 315 | 305
79 | 2008000074 | 314.6667 | 304.6667
80 | 2008000074 | 314.3333 | 304.3333
81 | 2008000074 | 314 | 304
82 | 2008000074 | 316.3333 | 306.3333
83 | 2008000074 | 318.6667 | 308.6667
84 | 2008000074 | 321 | 311
85 | 2008000074 | 323.3333 | 313.3333
86 | 2008000074 | 325.6667 | 315.6667
87 | 2008000074 | 328 | 318
88 | 2008000074 | 328.3333 | 318.3333
89 | 2008000074 | 328.6667 | 318.6667
90 | 2008000074 | 329 | 339
91 | 2008000074 | 329 | 339
92 | 2008000074 | 329 | 339
93 | 2008000074 | 329 | 339
94 | 2008000074 | 328.6667 | 338.6667
95 | 2008000074 | 328.3333 | 338.3333
96 | 2008000074 | 328 | 338
97 | 2008000074 | 327.6667 | 337.6667
98 | 2008000074 | 327.3333 | 337.3333
99 | 2008000074 | 327 | 337
100 | 2008000074 | 328.6667 | 338.6667
101 | 2008000074 | 330.3333 | 340.3333
102 | 2008000074 | 332 | 342
103 | 2008000074 | 334.3333 | 344.3333
104 | 2008000074 | 336.6667 | 346.6667
105 | 2008000074 | 339 | 349
106 | 2008000074 | 339.3333 | 349.3333
107 | 2008000074 | 339.6667 | 349.6667
108 | 2008000074 | 340 | 350
109 | 2008000074 | 342.3333 | 352.3333
110 | 2008000074 | 344.6667 | 354.6667
111 | 2008000074 | 347 | 357
112 | 2008000074 | 349.6667 | 359.6667
113 | 2008000074 | 352.3333 | 362.3333
114 | 2008000074 | 355 | 365
115 | 2008000074 | 360.3333 | 370.3333
116 | 2008000074 | 365.6667 | 375.6667
117 | 2008000074 | 371 | 381
118 | 2008000074 | 373.6667 | 383.6667
119 | 2008000074 | 376.3333 | 386.3333
120 | 2008000074 | 379 | 389
121 | 2008000074 | 383.3333 | 393.3333
122 | 2008000074 | 387.6667 | 377.6667
123 | 2008000074 | 392 | 382
124 | 2008000074 | 395.3333 | 385.3333
125 | 2008000074 | 398.6667 | 388.6667
126 | 2008000074 | 402 | 392
127 | 2008000074 | 404.3333 | 394.3333
128 | 2008000074 | 406.6667 | 396.6667
129 | 2008000074 | 409 | 399
130 | 2008000074 | 409 | 399
131 | 2008000074 | 409 | 399
132 | 2008000074 | 409 | 399
133 | 2008000074 | 408.3333 | 398.3333
134 | 2008000074 | 407.6667 | 397.6667
135 | 2008000074 | 407 | 397
136 | 2008000074 | 407 | 397
137 | 2008000074 | 407 | 397
138 | 2008000074 | 407 | 397
139 | 2008000074 | 407 | 397
140 | 2008000074 | 407 | 397
141 | 2008000074 | 407 | 397
142 | 2008000074 | 406 | 396
143 | 2008000074 | 405 | 395
0 | 2008007582 | 343 | 333
1 | 2008007582 | 344 | 334
2 | 2008007582 | 345 | 335
3 | 2008007582 | 346 | 336
4 | 2008007582 | 348 | 338
5 | 2008007582 | 350 | 340
6 | 2008007582 | 352 | 342
7 | 2008007582 | 353 | 343
8 | 2008007582 | 354 | 344
9 | 2008007582 | 355 | 345
10 | 2008007582 | 356.6667 | 346.6667
11 | 2008007582 | 358.3333 | 348.3333
12 | 2008007582 | 360 | 350
13 | 2008007582 | 363.6667 | 353.6667
14 | 2008007582 | 367.3333 | 357.3333
15 | 2008007582 | 371 | 361
16 | 2008007582 | 373.3333 | 363.3333
17 | 2008007582 | 375.6667 | 365.6667
18 | 2008007582 | 378 | 368
19 | 2008007582 | 378.6667 | 368.6667
20 | 2008007582 | 379.3333 | 369.3333
21 | 2008007582 | 380 | 370
22 | 2008007582 | 381.3333 | 371.3333
23 | 2008007582 | 382.6667 | 372.6667
24 | 2008007582 | 384 | 374
25 | 2008007582 | 385.3333 | 375.3333
26 | 2008007582 | 386.6667 | 376.6667
27 | 2008007582 | 388 | 378
28 | 2008007582 | 387 | 377
29 | 2008007582 | 386 | 376
30 | 2008007582 | 385 | 375
31 | 2008007582 | 383 | 373
32 | 2008007582 | 381 | 371
33 | 2008007582 | 379 | 369
34 | 2008007582 | 378.3333 | 368.3333
35 | 2008007582 | 377.6667 | 367.6667
36 | 2008007582 | 377 | 367
37 | 2008007582 | 377.3333 | 367.3333
38 | 2008007582 | 377.6667 | 367.6667
39 | 2008007582 | 378 | 368
40 | 2008007582 | 379.6667 | 369.6667
41 | 2008007582 | 381.3333 | 371.3333
42 | 2008007582 | 383 | 373
43 | 2008007582 | 385.3333 | 375.3333
44 | 2008007582 | 387.6667 | 377.6667
45 | 2008007582 | 390 | 380
46 | 2008007582 | 391.3333 | 381.3333
47 | 2008007582 | 392.6667 | 382.6667
48 | 2008007582 | 394 | 384
49 | 2008007582 | 393.3333 | 383.3333
50 | 2008007582 | 392.6667 | 382.6667
51 | 2008007582 | 392 | 382
52 | 2008007582 | 387.6667 | 377.6667
53 | 2008007582 | 383.3333 | 373.3333
54 | 2008007582 | 379 | 369
55 | 2008007582 | 372.3333 | 362.3333
56 | 2008007582 | 365.6667 | 355.6667
57 | 2008007582 | 359 | 349
58 | 2008007582 | 353.6667 | 343.6667
59 | 2008007582 | 348.3333 | 338.3333
60 | 2008007582 | 343 | 333
61 | 2008007582 | 338.3333 | 328.3333
62 | 2008007582 | 333.6667 | 323.6667
63 | 2008007582 | 329 | 319
64 | 2008007582 | 326 | 316
65 | 2008007582 | 323 | 313
66 | 2008007582 | 320 | 310
67 | 2008007582 | 318.3333 | 308.3333
68 | 2008007582 | 316.6667 | 306.6667
69 | 2008007582 | 315 | 305
70 | 2008007582 | 315.3333 | 305.3333
71 | 2008007582 | 315.6667 | 305.6667
72 | 2008007582 | 316 | 306
73 | 2008007582 | 316.3333 | 306.3333
74 | 2008007582 | 316.6667 | 306.6667
75 | 2008007582 | 317 | 307
76 | 2008007582 | 316.3333 | 306.3333
77 | 2008007582 | 315.6667 | 305.6667
78 | 2008007582 | 315 | 305
79 | 2008007582 | 314.6667 | 304.6667
80 | 2008007582 | 314.3333 | 304.3333
81 | 2008007582 | 314 | 304
82 | 2008007582 | 316.3333 | 306.3333
83 | 2008007582 | 318.6667 | 308.6667
84 | 2008007582 | 321 | 311
85 | 2008007582 | 323.3333 | 313.3333
86 | 2008007582 | 325.6667 | 315.6667
87 | 2008007582 | 328 | 318
88 | 2008007582 | 328.3333 | 318.3333
89 | 2008007582 | 328.6667 | 318.6667
90 | 2008007582 | 329 | 339
91 | 2008007582 | 329 | 339
92 | 2008007582 | 329 | 339
93 | 2008007582 | 329 | 339
94 | 2008007582 | 328.6667 | 338.6667
95 | 2008007582 | 328.3333 | 338.3333
96 | 2008007582 | 328 | 338
97 | 2008007582 | 327.6667 | 337.6667
98 | 2008007582 | 327.3333 | 337.3333
99 | 2008007582 | 327 | 337
100 | 2008007582 | 328.6667 | 338.6667
101 | 2008007582 | 330.3333 | 340.3333
102 | 2008007582 | 332 | 342
103 | 2008007582 | 334.3333 | 344.3333
104 | 2008007582 | 336.6667 | 346.6667
105 | 2008007582 | 339 | 349
106 | 2008007582 | 339.3333 | 349.3333
107 | 2008007582 | 339.6667 | 349.6667
108 | 2008007582 | 340 | 350
109 | 2008007582 | 342.3333 | 352.3333
110 | 2008007582 | 344.6667 | 354.6667
111 | 2008007582 | 347 | 357
112 | 2008007582 | 349.6667 | 359.6667
113 | 2008007582 | 352.3333 | 362.3333
114 | 2008007582 | 355 | 365
115 | 2008007582 | 360.3333 | 370.3333
116 | 2008007582 | 365.6667 | 375.6667
117 | 2008007582 | 371 | 381
118 | 2008007582 | 373.6667 | 383.6667
119 | 2008007582 | 376.3333 | 386.3333
120 | 2008007582 | 379 | 389
121 | 2008007582 | 383.3333 | 393.3333
122 | 2008007582 | 387.6667 | 377.6667
123 | 2008007582 | 392 | 382
124 | 2008007582 | 395.3333 | 385.3333
125 | 2008007582 | 398.6667 | 388.6667
126 | 2008007582 | 402 | 392
127 | 2008007582 | 404.3333 | 394.3333
128 | 2008007582 | 406.6667 | 396.6667
129 | 2008007582 | 409 | 399
130 | 2008007582 | 409 | 399
131 | 2008007582 | 409 | 399
132 | 2008007582 | 409 | 399
133 | 2008007582 | 408.3333 | 398.3333
134 | 2008007582 | 407.6667 | 397.6667
135 | 2008007582 | 407 | 397
136 | 2008007582 | 407 | 397
137 | 2008007582 | 407 | 397
138 | 2008007582 | 407 | 397
139 | 2008007582 | 407 | 397
140 | 2008007582 | 407 | 397
141 | 2008007582 | 407 | 397
142 | 2008007582 | 406 | 396
143 | 2008007582 | 405 | 395
0 | 2015000250 | 343 | 333
1 | 2015000250 | 344 | 334
2 | 2015000250 | 345 | 335
3 | 2015000250 | 346 | 336
4 | 2015000250 | 348 | 338
5 | 2015000250 | 350 | 340
6 | 2015000250 | 352 | 342
7 | 2015000250 | 353 | 343
8 | 2015000250 | 354 | 344
9 | 2015000250 | 355 | 345
10 | 2015000250 | 356.6667 | 346.6667
11 | 2015000250 | 358.3333 | 348.3333
12 | 2015000250 | 360 | 350
13 | 2015000250 | 363.6667 | 353.6667
14 | 2015000250 | 367.3333 | 357.3333
15 | 2015000250 | 371 | 361
16 | 2015000250 | 373.3333 | 363.3333
17 | 2015000250 | 375.6667 | 365.6667
18 | 2015000250 | 378 | 368
19 | 2015000250 | 378.6667 | 368.6667
20 | 2015000250 | 379.3333 | 369.3333
21 | 2015000250 | 380 | 370
22 | 2015000250 | 381.3333 | 371.3333
23 | 2015000250 | 382.6667 | 372.6667
24 | 2015000250 | 384 | 374
25 | 2015000250 | 385.3333 | 375.3333
26 | 2015000250 | 386.6667 | 376.6667
27 | 2015000250 | 388 | 378
28 | 2015000250 | 387 | 377
29 | 2015000250 | 386 | 376
30 | 2015000250 | 385 | 375
31 | 2015000250 | 383 | 373
32 | 2015000250 | 381 | 371
33 | 2015000250 | 379 | 369
34 | 2015000250 | 378.3333 | 368.3333
35 | 2015000250 | 377.6667 | 367.6667
36 | 2015000250 | 377 | 367
37 | 2015000250 | 377.3333 | 367.3333
38 | 2015000250 | 377.6667 | 367.6667
39 | 2015000250 | 378 | 368
40 | 2015000250 | 379.6667 | 369.6667
41 | 2015000250 | 381.3333 | 371.3333
42 | 2015000250 | 383 | 373
43 | 2015000250 | 385.3333 | 375.3333
44 | 2015000250 | 387.6667 | 377.6667
45 | 2015000250 | 390 | 380
46 | 2015000250 | 391.3333 | 381.3333
47 | 2015000250 | 392.6667 | 382.6667
48 | 2015000250 | 394 | 384
49 | 2015000250 | 393.3333 | 383.3333
50 | 2015000250 | 392.6667 | 382.6667
51 | 2015000250 | 392 | 382
52 | 2015000250 | 387.6667 | 377.6667
53 | 2015000250 | 383.3333 | 373.3333
54 | 2015000250 | 379 | 369
55 | 2015000250 | 372.3333 | 362.3333
56 | 2015000250 | 365.6667 | 355.6667
57 | 2015000250 | 359 | 349
58 | 2015000250 | 353.6667 | 343.6667
59 | 2015000250 | 348.3333 | 338.3333
60 | 2015000250 | 343 | 333
61 | 2015000250 | 338.3333 | 328.3333
62 | 2015000250 | 333.6667 | 323.6667
63 | 2015000250 | 329 | 319
64 | 2015000250 | 326 | 316
65 | 2015000250 | 323 | 313
66 | 2015000250 | 320 | 310
67 | 2015000250 | 318.3333 | 308.3333
68 | 2015000250 | 316.6667 | 306.6667
69 | 2015000250 | 315 | 305
70 | 2015000250 | 315.3333 | 305.3333
71 | 2015000250 | 315.6667 | 305.6667
72 | 2015000250 | 316 | 306
73 | 2015000250 | 316.3333 | 306.3333
74 | 2015000250 | 316.6667 | 306.6667
75 | 2015000250 | 317 | 307
76 | 2015000250 | 316.3333 | 306.3333
77 | 2015000250 | 315.6667 | 305.6667
78 | 2015000250 | 315 | 305
79 | 2015000250 | 314.6667 | 304.6667
80 | 2015000250 | 314.3333 | 304.3333
81 | 2015000250 | 314 | 304
82 | 2015000250 | 316.3333 | 306.3333
83 | 2015000250 | 318.6667 | 308.6667
84 | 2015000250 | 321 | 311
85 | 2015000250 | 323.3333 | 313.3333
86 | 2015000250 | 325.6667 | 315.6667
87 | 2015000250 | 328 | 318
88 | 2015000250 | 328.3333 | 318.3333
89 | 2015000250 | 328.6667 | 318.6667
90 | 2015000250 | 329 | 339
91 | 2015000250 | 329 | 339
92 | 2015000250 | 329 | 339
93 | 2015000250 | 329 | 339
94 | 2015000250 | 328.6667 | 338.6667
95 | 2015000250 | 328.3333 | 338.3333
96 | 2015000250 | 328 | 338
97 | 2015000250 | 327.6667 | 337.6667
98 | 2015000250 | 327.3333 | 337.3333
99 | 2015000250 | 327 | 337
100 | 2015000250 | 328.6667 | 338.6667
101 | 2015000250 | 330.3333 | 340.3333
102 | 2015000250 | 332 | 342
103 | 2015000250 | 334.3333 | 344.3333
104 | 2015000250 | 336.6667 | 346.6667
105 | 2015000250 | 339 | 349
106 | 2015000250 | 339.3333 | 349.3333
107 | 2015000250 | 339.6667 | 349.6667
108 | 2015000250 | 340 | 350
109 | 2015000250 | 342.3333 | 352.3333
110 | 2015000250 | 344.6667 | 354.6667
111 | 2015000250 | 347 | 357
112 | 2015000250 | 349.6667 | 359.6667
113 | 2015000250 | 352.3333 | 362.3333
114 | 2015000250 | 355 | 365
115 | 2015000250 | 360.3333 | 370.3333
116 | 2015000250 | 365.6667 | 375.6667
117 | 2015000250 | 371 | 381
118 | 2015000250 | 373.6667 | 383.6667
119 | 2015000250 | 376.3333 | 386.3333
120 | 2015000250 | 379 | 389
121 | 2015000250 | 383.3333 | 393.3333
122 | 2015000250 | 387.6667 | 377.6667
123 | 2015000250 | 392 | 382
124 | 2015000250 | 395.3333 | 385.3333
125 | 2015000250 | 398.6667 | 388.6667
126 | 2015000250 | 402 | 392
127 | 2015000250 | 404.3333 | 394.3333
128 | 2015000250 | 406.6667 | 396.6667
129 | 2015000250 | 409 | 399
130 | 2015000250 | 409 | 399
131 | 2015000250 | 409 | 399
132 | 2015000250 | 409 | 399
133 | 2015000250 | 408.3333 | 398.3333
134 | 2015000250 | 407.6667 | 397.6667
135 | 2015000250 | 407 | 397
136 | 2015000250 | 407 | 397
137 | 2015000250 | 407 | 397
138 | 2015000250 | 407 | 397
139 | 2015000250 | 407 | 397
140 | 2015000250 | 407 | 397
141 | 2015000250 | 407 | 397
142 | 2015000250 | 406 | 396
143 | 2015000250 | 405 | 395
0 | 2004007363 | 343 | 333
1 | 2004007363 | 344 | 334
2 | 2004007363 | 345 | 335
3 | 2004007363 | 346 | 336
4 | 2004007363 | 348 | 338
5 | 2004007363 | 350 | 340
6 | 2004007363 | 352 | 342
7 | 2004007363 | 353 | 343
8 | 2004007363 | 354 | 344
9 | 2004007363 | 355 | 345
10 | 2004007363 | 356.6667 | 346.6667
11 | 2004007363 | 358.3333 | 348.3333
12 | 2004007363 | 360 | 350
13 | 2004007363 | 363.6667 | 353.6667
14 | 2004007363 | 367.3333 | 357.3333
15 | 2004007363 | 371 | 361
16 | 2004007363 | 373.3333 | 363.3333
17 | 2004007363 | 375.6667 | 365.6667
18 | 2004007363 | 378 | 368
19 | 2004007363 | 378.6667 | 368.6667
20 | 2004007363 | 379.3333 | 369.3333
21 | 2004007363 | 380 | 370
22 | 2004007363 | 381.3333 | 371.3333
23 | 2004007363 | 382.6667 | 372.6667
24 | 2004007363 | 384 | 374
25 | 2004007363 | 385.3333 | 375.3333
26 | 2004007363 | 386.6667 | 376.6667
27 | 2004007363 | 388 | 378
28 | 2004007363 | 387 | 377
29 | 2004007363 | 386 | 376
30 | 2004007363 | 385 | 375
31 | 2004007363 | 383 | 373
32 | 2004007363 | 381 | 371
33 | 2004007363 | 379 | 369
34 | 2004007363 | 378.3333 | 368.3333
35 | 2004007363 | 377.6667 | 367.6667
36 | 2004007363 | 377 | 367
37 | 2004007363 | 377.3333 | 367.3333
38 | 2004007363 | 377.6667 | 367.6667
39 | 2004007363 | 378 | 368
40 | 2004007363 | 379.6667 | 369.6667
41 | 2004007363 | 381.3333 | 371.3333
42 | 2004007363 | 383 | 373
43 | 2004007363 | 385.3333 | 375.3333
44 | 2004007363 | 387.6667 | 377.6667
45 | 2004007363 | 390 | 380
46 | 2004007363 | 391.3333 | 381.3333
47 | 2004007363 | 392.6667 | 382.6667
48 | 2004007363 | 394 | 384
49 | 2004007363 | 393.3333 | 383.3333
50 | 2004007363 | 392.6667 | 382.6667
51 | 2004007363 | 392 | 382
52 | 2004007363 | 387.6667 | 377.6667
53 | 2004007363 | 383.3333 | 373.3333
54 | 2004007363 | 379 | 369
55 | 2004007363 | 372.3333 | 362.3333
56 | 2004007363 | 365.6667 | 355.6667
57 | 2004007363 | 359 | 349
58 | 2004007363 | 353.6667 | 343.6667
59 | 2004007363 | 348.3333 | 338.3333
60 | 2004007363 | 343 | 333
61 | 2004007363 | 338.3333 | 328.3333
62 | 2004007363 | 333.6667 | 323.6667
63 | 2004007363 | 329 | 319
64 | 2004007363 | 326 | 316
65 | 2004007363 | 323 | 313
66 | 2004007363 | 320 | 310
67 | 2004007363 | 318.3333 | 308.3333
68 | 2004007363 | 316.6667 | 306.6667
69 | 2004007363 | 315 | 305
70 | 2004007363 | 315.3333 | 305.3333
71 | 2004007363 | 315.6667 | 305.6667
72 | 2004007363 | 316 | 306
73 | 2004007363 | 316.3333 | 306.3333
74 | 2004007363 | 316.6667 | 306.6667
75 | 2004007363 | 317 | 307
76 | 2004007363 | 316.3333 | 306.3333
77 | 2004007363 | 315.6667 | 305.6667
78 | 2004007363 | 315 | 305
79 | 2004007363 | 314.6667 | 304.6667
80 | 2004007363 | 314.3333 | 304.3333
81 | 2004007363 | 314 | 304
82 | 2004007363 | 316.3333 | 306.3333
83 | 2004007363 | 318.6667 | 308.6667
84 | 2004007363 | 321 | 311
85 | 2004007363 | 323.3333 | 313.3333
86 | 2004007363 | 325.6667 | 315.6667
87 | 2004007363 | 328 | 318
88 | 2004007363 | 328.3333 | 318.3333
89 | 2004007363 | 328.6667 | 318.6667
90 | 2004007363 | 329 | 339
91 | 2004007363 | 329 | 339
92 | 2004007363 | 329 | 339
93 | 2004007363 | 329 | 339
94 | 2004007363 | 328.6667 | 338.6667
95 | 2004007363 | 328.3333 | 338.3333
96 | 2004007363 | 328 | 338
97 | 2004007363 | 327.6667 | 337.6667
98 | 2004007363 | 327.3333 | 337.3333
99 | 2004007363 | 327 | 337
100 | 2004007363 | 328.6667 | 338.6667
101 | 2004007363 | 330.3333 | 340.3333
102 | 2004007363 | 332 | 342
103 | 2004007363 | 334.3333 | 344.3333
104 | 2004007363 | 336.6667 | 346.6667
105 | 2004007363 | 339 | 349
106 | 2004007363 | 339.3333 | 349.3333
107 | 2004007363 | 339.6667 | 349.6667
108 | 2004007363 | 340 | 350
109 | 2004007363 | 342.3333 | 352.3333
110 | 2004007363 | 344.6667 | 354.6667
111 | 2004007363 | 347 | 357
112 | 2004007363 | 349.6667 | 359.6667
113 | 2004007363 | 352.3333 | 362.3333
114 | 2004007363 | 355 | 365
115 | 2004007363 | 360.3333 | 370.3333
116 | 2004007363 | 365.6667 | 375.6667
117 | 2004007363 | 371 | 381
118 | 2004007363 | 373.6667 | 383.6667
119 | 2004007363 | 376.3333 | 386.3333
120 | 2004007363 | 379 | 389
121 | 2004007363 | 383.3333 | 393.3333
122 | 2004007363 | 387.6667 | 377.6667
123 | 2004007363 | 392 | 382
124 | 2004007363 | 395.3333 | 385.3333
125 | 2004007363 | 398.6667 | 388.6667
126 | 2004007363 | 402 | 392
127 | 2004007363 | 404.3333 | 394.3333
128 | 2004007363 | 406.6667 | 396.6667
129 | 2004007363 | 409 | 399
130 | 2004007363 | 409 | 399
131 | 2004007363 | 409 | 399
132 | 2004007363 | 409 | 399
133 | 2004007363 | 408.3333 | 398.3333
134 | 2004007363 | 407.6667 | 397.6667
135 | 2004007363 | 407 | 397
136 | 2004007363 | 407 | 397
137 | 2004007363 | 407 | 397
138 | 2004007363 | 407 | 397
139 | 2004007363 | 407 | 397
140 | 2004007363 | 407 | 397
141 | 2004007363 | 407 | 397
142 | 2004007363 | 406 | 396
143 | 2004007363 | 405 | 395
0 | 2007008333 | 343 | 333
1 | 2007008333 | 344 | 334
2 | 2007008333 | 345 | 335
3 | 2007008333 | 346 | 336
4 | 2007008333 | 348 | 338
5 | 2007008333 | 350 | 340
6 | 2007008333 | 352 | 342
7 | 2007008333 | 353 | 343
8 | 2007008333 | 354 | 344
9 | 2007008333 | 355 | 345
10 | 2007008333 | 356.6667 | 346.6667
11 | 2007008333 | 358.3333 | 348.3333
12 | 2007008333 | 360 | 350
13 | 2007008333 | 363.6667 | 353.6667
14 | 2007008333 | 367.3333 | 357.3333
15 | 2007008333 | 371 | 361
16 | 2007008333 | 373.3333 | 363.3333
17 | 2007008333 | 375.6667 | 365.6667
18 | 2007008333 | 378 | 368
19 | 2007008333 | 378.6667 | 368.6667
20 | 2007008333 | 379.3333 | 369.3333
21 | 2007008333 | 380 | 370
22 | 2007008333 | 381.3333 | 371.3333
23 | 2007008333 | 382.6667 | 372.6667
24 | 2007008333 | 384 | 374
25 | 2007008333 | 385.3333 | 375.3333
26 | 2007008333 | 386.6667 | 376.6667
27 | 2007008333 | 388 | 378
28 | 2007008333 | 387 | 377
29 | 2007008333 | 386 | 376
30 | 2007008333 | 385 | 375
31 | 2007008333 | 383 | 373
32 | 2007008333 | 381 | 371
33 | 2007008333 | 379 | 369
34 | 2007008333 | 378.3333 | 368.3333
35 | 2007008333 | 377.6667 | 367.6667
36 | 2007008333 | 377 | 367
37 | 2007008333 | 377.3333 | 367.3333
38 | 2007008333 | 377.6667 | 367.6667
39 | 2007008333 | 378 | 368
40 | 2007008333 | 379.6667 | 369.6667
41 | 2007008333 | 381.3333 | 371.3333
42 | 2007008333 | 383 | 373
43 | 2007008333 | 385.3333 | 375.3333
44 | 2007008333 | 387.6667 | 377.6667
45 | 2007008333 | 390 | 380
46 | 2007008333 | 391.3333 | 381.3333
47 | 2007008333 | 392.6667 | 382.6667
48 | 2007008333 | 394 | 384
49 | 2007008333 | 393.3333 | 383.3333
50 | 2007008333 | 392.6667 | 382.6667
51 | 2007008333 | 392 | 382
52 | 2007008333 | 387.6667 | 377.6667
53 | 2007008333 | 383.3333 | 373.3333
54 | 2007008333 | 379 | 369
55 | 2007008333 | 372.3333 | 362.3333
56 | 2007008333 | 365.6667 | 355.6667
57 | 2007008333 | 359 | 349
58 | 2007008333 | 353.6667 | 343.6667
59 | 2007008333 | 348.3333 | 338.3333
60 | 2007008333 | 343 | 333
61 | 2007008333 | 338.3333 | 328.3333
62 | 2007008333 | 333.6667 | 323.6667
63 | 2007008333 | 329 | 319
64 | 2007008333 | 326 | 316
65 | 2007008333 | 323 | 313
66 | 2007008333 | 320 | 310
67 | 2007008333 | 318.3333 | 308.3333
68 | 2007008333 | 316.6667 | 306.6667
69 | 2007008333 | 315 | 305
70 | 2007008333 | 315.3333 | 305.3333
71 | 2007008333 | 315.6667 | 305.6667
72 | 2007008333 | 316 | 306
73 | 2007008333 | 316.3333 | 306.3333
74 | 2007008333 | 316.6667 | 306.6667
75 | 2007008333 | 317 | 307
76 | 2007008333 | 316.3333 | 306.3333
77 | 2007008333 | 315.6667 | 305.6667
78 | 2007008333 | 315 | 305
79 | 2007008333 | 314.6667 | 304.6667
80 | 2007008333 | 314.3333 | 304.3333
81 | 2007008333 | 314 | 304
82 | 2007008333 | 316.3333 | 306.3333
83 | 2007008333 | 318.6667 | 308.6667
84 | 2007008333 | 321 | 311
85 | 2007008333 | 323.3333 | 313.3333
86 | 2007008333 | 325.6667 | 315.6667
87 | 2007008333 | 328 | 318
88 | 2007008333 | 328.3333 | 318.3333
89 | 2007008333 | 328.6667 | 318.6667
90 | 2007008333 | 329 | 339
91 | 2007008333 | 329 | 339
92 | 2007008333 | 329 | 339
93 | 2007008333 | 329 | 339
94 | 2007008333 | 328.6667 | 338.6667
95 | 2007008333 | 328.3333 | 338.3333
96 | 2007008333 | 328 | 338
97 | 2007008333 | 327.6667 | 337.6667
98 | 2007008333 | 327.3333 | 337.3333
99 | 2007008333 | 327 | 337
100 | 2007008333 | 328.6667 | 338.6667
101 | 2007008333 | 330.3333 | 340.3333
102 | 2007008333 | 332 | 342
103 | 2007008333 | 334.3333 | 344.3333
104 | 2007008333 | 336.6667 | 346.6667
105 | 2007008333 | 339 | 349
106 | 2007008333 | 339.3333 | 349.3333
107 | 2007008333 | 339.6667 | 349.6667
108 | 2007008333 | 340 | 350
109 | 2007008333 | 342.3333 | 352.3333
110 | 2007008333 | 344.6667 | 354.6667
111 | 2007008333 | 347 | 357
112 | 2007008333 | 349.6667 | 359.6667
113 | 2007008333 | 352.3333 | 362.3333
114 | 2007008333 | 355 | 365
115 | 2007008333 | 360.3333 | 370.3333
116 | 2007008333 | 365.6667 | 375.6667
117 | 2007008333 | 371 | 381
118 | 2007008333 | 373.6667 | 383.6667
119 | 2007008333 | 376.3333 | 386.3333
120 | 2007008333 | 379 | 389
121 | 2007008333 | 383.3333 | 393.3333
122 | 2007008333 | 387.6667 | 377.6667
123 | 2007008333 | 392 | 382
124 | 2007008333 | 395.3333 | 385.3333
125 | 2007008333 | 398.6667 | 388.6667
126 | 2007008333 | 402 | 392
127 | 2007008333 | 404.3333 | 394.3333
128 | 2007008333 | 406.6667 | 396.6667
129 | 2007008333 | 409 | 399
130 | 2007008333 | 409 | 399
131 | 2007008333 | 409 | 399
132 | 2007008333 | 409 | 399
133 | 2007008333 | 408.3333 | 398.3333
134 | 2007008333 | 407.6667 | 397.6667
135 | 2007008333 | 407 | 397
136 | 2007008333 | 407 | 397
137 | 2007008333 | 407 | 397
138 | 2007008333 | 407 | 397
139 | 2007008333 | 407 | 397
140 | 2007008333 | 407 | 397
141 | 2007008333 | 407 | 397
142 | 2007008333 | 406 | 396
143 | 2007008333 | 405 | 395
0 | 2004004883 | 343 | 333
1 | 2004004883 | 344 | 334
2 | 2004004883 | 345 | 335
3 | 2004004883 | 346 | 336
4 | 2004004883 | 348 | 338
5 | 2004004883 | 350 | 340
6 | 2004004883 | 352 | 342
7 | 2004004883 | 353 | 343
8 | 2004004883 | 354 | 344
9 | 2004004883 | 355 | 345
10 | 2004004883 | 356.6667 | 346.6667
11 | 2004004883 | 358.3333 | 348.3333
12 | 2004004883 | 360 | 350
13 | 2004004883 | 363.6667 | 353.6667
14 | 2004004883 | 367.3333 | 357.3333
15 | 2004004883 | 371 | 361
16 | 2004004883 | 373.3333 | 363.3333
17 | 2004004883 | 375.6667 | 365.6667
18 | 2004004883 | 378 | 368
19 | 2004004883 | 378.6667 | 368.6667
20 | 2004004883 | 379.3333 | 369.3333
21 | 2004004883 | 380 | 370
22 | 2004004883 | 381.3333 | 371.3333
23 | 2004004883 | 382.6667 | 372.6667
24 | 2004004883 | 384 | 374
25 | 2004004883 | 385.3333 | 375.3333
26 | 2004004883 | 386.6667 | 376.6667
27 | 2004004883 | 388 | 378
28 | 2004004883 | 387 | 377
29 | 2004004883 | 386 | 376
30 | 2004004883 | 385 | 375
31 | 2004004883 | 383 | 373
32 | 2004004883 | 381 | 371
33 | 2004004883 | 379 | 369
34 | 2004004883 | 378.3333 | 368.3333
35 | 2004004883 | 377.6667 | 367.6667
36 | 2004004883 | 377 | 367
37 | 2004004883 | 377.3333 | 367.3333
38 | 2004004883 | 377.6667 | 367.6667
39 | 2004004883 | 378 | 368
40 | 2004004883 | 379.6667 | 369.6667
41 | 2004004883 | 381.3333 | 371.3333
42 | 2004004883 | 383 | 373
43 | 2004004883 | 385.3333 | 375.3333
44 | 2004004883 | 387.6667 | 377.6667
45 | 2004004883 | 390 | 380
46 | 2004004883 | 391.3333 | 381.3333
47 | 2004004883 | 392.6667 | 382.6667
48 | 2004004883 | 394 | 384
49 | 2004004883 | 393.3333 | 383.3333
50 | 2004004883 | 392.6667 | 382.6667
51 | 2004004883 | 392 | 382
52 | 2004004883 | 387.6667 | 377.6667
53 | 2004004883 | 383.3333 | 373.3333
54 | 2004004883 | 379 | 369
55 | 2004004883 | 372.3333 | 362.3333
56 | 2004004883 | 365.6667 | 355.6667
57 | 2004004883 | 359 | 349
58 | 2004004883 | 353.6667 | 343.6667
59 | 2004004883 | 348.3333 | 338.3333
60 | 2004004883 | 343 | 333
61 | 2004004883 | 338.3333 | 328.3333
62 | 2004004883 | 333.6667 | 323.6667
63 | 2004004883 | 329 | 319
64 | 2004004883 | 326 | 316
65 | 2004004883 | 323 | 313
66 | 2004004883 | 320 | 310
67 | 2004004883 | 318.3333 | 308.3333
68 | 2004004883 | 316.6667 | 306.6667
69 | 2004004883 | 315 | 305
70 | 2004004883 | 315.3333 | 305.3333
71 | 2004004883 | 315.6667 | 305.6667
72 | 2004004883 | 316 | 306
73 | 2004004883 | 316.3333 | 306.3333
74 | 2004004883 | 316.6667 | 306.6667
75 | 2004004883 | 317 | 307
76 | 2004004883 | 316.3333 | 306.3333
77 | 2004004883 | 315.6667 | 305.6667
78 | 2004004883 | 315 | 305
79 | 2004004883 | 314.6667 | 304.6667
80 | 2004004883 | 314.3333 | 304.3333
81 | 2004004883 | 314 | 304
82 | 2004004883 | 316.3333 | 306.3333
83 | 2004004883 | 318.6667 | 308.6667
84 | 2004004883 | 321 | 311
85 | 2004004883 | 323.3333 | 313.3333
86 | 2004004883 | 325.6667 | 315.6667
87 | 2004004883 | 328 | 318
88 | 2004004883 | 328.3333 | 318.3333
89 | 2004004883 | 328.6667 | 318.6667
90 | 2004004883 | 329 | 339
91 | 2004004883 | 329 | 339
92 | 2004004883 | 329 | 339
93 | 2004004883 | 329 | 339
94 | 2004004883 | 328.6667 | 338.6667
95 | 2004004883 | 328.3333 | 338.3333
96 | 2004004883 | 328 | 338
97 | 2004004883 | 327.6667 | 337.6667
98 | 2004004883 | 327.3333 | 337.3333
99 | 2004004883 | 327 | 337
100 | 2004004883 | 328.6667 | 338.6667
101 | 2004004883 | 330.3333 | 340.3333
102 | 2004004883 | 332 | 342
103 | 2004004883 | 334.3333 | 344.3333
104 | 2004004883 | 336.6667 | 346.6667
105 | 2004004883 | 339 | 349
106 | 2004004883 | 339.3333 | 349.3333
107 | 2004004883 | 339.6667 | 349.6667
108 | 2004004883 | 340 | 350
109 | 2004004883 | 342.3333 | 352.3333
110 | 2004004883 | 344.6667 | 354.6667
111 | 2004004883 | 347 | 357
112 | 2004004883 | 349.6667 | 359.6667
113 | 2004004883 | 352.3333 | 362.3333
114 | 2004004883 | 355 | 365
115 | 2004004883 | 360.3333 | 370.3333
116 | 2004004883 | 365.6667 | 375.6667
117 | 2004004883 | 371 | 381
118 | 2004004883 | 373.6667 | 383.6667
119 | 2004004883 | 376.3333 | 386.3333
120 | 2004004883 | 379 | 389
121 | 2004004883 | 383.3333 | 393.3333
122 | 2004004883 | 387.6667 | 377.6667
123 | 2004004883 | 392 | 382
124 | 2004004883 | 395.3333 | 385.3333
125 | 2004004883 | 398.6667 | 388.6667
126 | 2004004883 | 402 | 392
127 | 2004004883 | 404.3333 | 394.3333
128 | 2004004883 | 406.6667 | 396.6667
129 | 2004004883 | 409 | 399
130 | 2004004883 | 409 | 399
131 | 2004004883 | 409 | 399
132 | 2004004883 | 409 | 399
133 | 2004004883 | 408.3333 | 398.3333
134 | 2004004883 | 407.6667 | 397.6667
135 | 2004004883 | 407 | 397
136 | 2004004883 | 407 | 397
137 | 2004004883 | 407 | 397
138 | 2004004883 | 407 | 397
139 | 2004004883 | 407 | 397
140 | 2004004883 | 407 | 397
141 | 2004004883 | 407 | 397
142 | 2004004883 | 406 | 396
143 | 2004004883 | 405 | 395
0 | 2015009275 | 343 | 333
1 | 2015009275 | 344 | 334
2 | 2015009275 | 345 | 335
3 | 2015009275 | 346 | 336
4 | 2015009275 | 348 | 338
5 | 2015009275 | 350 | 340
6 | 2015009275 | 352 | 342
7 | 2015009275 | 353 | 343
8 | 2015009275 | 354 | 344
9 | 2015009275 | 355 | 345
10 | 2015009275 | 356.6667 | 346.6667
11 | 2015009275 | 358.3333 | 348.3333
12 | 2015009275 | 360 | 350
13 | 2015009275 | 363.6667 | 353.6667
14 | 2015009275 | 367.3333 | 357.3333
15 | 2015009275 | 371 | 361
16 | 2015009275 | 373.3333 | 363.3333
17 | 2015009275 | 375.6667 | 365.6667
18 | 2015009275 | 378 | 368
19 | 2015009275 | 378.6667 | 368.6667
20 | 2015009275 | 379.3333 | 369.3333
21 | 2015009275 | 380 | 370
22 | 2015009275 | 381.3333 | 371.3333
23 | 2015009275 | 382.6667 | 372.6667
24 | 2015009275 | 384 | 374
25 | 2015009275 | 385.3333 | 375.3333
26 | 2015009275 | 386.6667 | 376.6667
27 | 2015009275 | 388 | 378
28 | 2015009275 | 387 | 377
29 | 2015009275 | 386 | 376
30 | 2015009275 | 385 | 375
31 | 2015009275 | 383 | 373
32 | 2015009275 | 381 | 371
33 | 2015009275 | 379 | 369
34 | 2015009275 | 378.3333 | 368.3333
35 | 2015009275 | 377.6667 | 367.6667
36 | 2015009275 | 377 | 367
37 | 2015009275 | 377.3333 | 367.3333
38 | 2015009275 | 377.6667 | 367.6667
39 | 2015009275 | 378 | 368
40 | 2015009275 | 379.6667 | 369.6667
41 | 2015009275 | 381.3333 | 371.3333
42 | 2015009275 | 383 | 373
43 | 2015009275 | 385.3333 | 375.3333
44 | 2015009275 | 387.6667 | 377.6667
45 | 2015009275 | 390 | 380
46 | 2015009275 | 391.3333 | 381.3333
47 | 2015009275 | 392.6667 | 382.6667
48 | 2015009275 | 394 | 384
49 | 2015009275 | 393.3333 | 383.3333
50 | 2015009275 | 392.6667 | 382.6667
51 | 2015009275 | 392 | 382
52 | 2015009275 | 387.6667 | 377.6667
53 | 2015009275 | 383.3333 | 373.3333
54 | 2015009275 | 379 | 369
55 | 2015009275 | 372.3333 | 362.3333
56 | 2015009275 | 365.6667 | 355.6667
57 | 2015009275 | 359 | 349
58 | 2015009275 | 353.6667 | 343.6667
59 | 2015009275 | 348.3333 | 338.3333
60 | 2015009275 | 343 | 333
61 | 2015009275 | 338.3333 | 328.3333
62 | 2015009275 | 333.6667 | 323.6667
63 | 2015009275 | 329 | 319
64 | 2015009275 | 326 | 316
65 | 2015009275 | 323 | 313
66 | 2015009275 | 320 | 310
67 | 2015009275 | 318.3333 | 308.3333
68 | 2015009275 | 316.6667 | 306.6667
69 | 2015009275 | 315 | 305
70 | 2015009275 | 315.3333 | 305.3333
71 | 2015009275 | 315.6667 | 305.6667
72 | 2015009275 | 316 | 306
73 | 2015009275 | 316.3333 | 306.3333
74 | 2015009275 | 316.6667 | 306.6667
75 | 2015009275 | 317 | 307
76 | 2015009275 | 316.3333 | 306.3333
77 | 2015009275 | 315.6667 | 305.6667
78 | 2015009275 | 315 | 305
79 | 2015009275 | 314.6667 | 304.6667
80 | 2015009275 | 314.3333 | 304.3333
81 | 2015009275 | 314 | 304
82 | 2015009275 | 316.3333 | 306.3333
83 | 2015009275 | 318.6667 | 308.6667
84 | 2015009275 | 321 | 311
85 | 2015009275 | 323.3333 | 313.3333
86 | 2015009275 | 325.6667 | 315.6667
87 | 2015009275 | 328 | 318
88 | 2015009275 | 328.3333 | 318.3333
89 | 2015009275 | 328.6667 | 318.6667
90 | 2015009275 | 329 | 339
91 | 2015009275 | 329 | 339
92 | 2015009275 | 329 | 339
93 | 2015009275 | 329 | 339
94 | 2015009275 | 328.6667 | 338.6667
95 | 2015009275 | 328.3333 | 338.3333
96 | 2015009275 | 328 | 338
97 | 2015009275 | 327.6667 | 337.6667
98 | 2015009275 | 327.3333 | 337.3333
99 | 2015009275 | 327 | 337
100 | 2015009275 | 328.6667 | 338.6667
101 | 2015009275 | 330.3333 | 340.3333
102 | 2015009275 | 332 | 342
103 | 2015009275 | 334.3333 | 344.3333
104 | 2015009275 | 336.6667 | 346.6667
105 | 2015009275 | 339 | 349
106 | 2015009275 | 339.3333 | 349.3333
107 | 2015009275 | 339.6667 | 349.6667
108 | 2015009275 | 340 | 350
109 | 2015009275 | 342.3333 | 352.3333
110 | 2015009275 | 344.6667 | 354.6667
111 | 2015009275 | 347 | 357
112 | 2015009275 | 349.6667 | 359.6667
113 | 2015009275 | 352.3333 | 362.3333
114 | 2015009275 | 355 | 365
115 | 2015009275 | 360.3333 | 370.3333
116 | 2015009275 | 365.6667 | 375.6667
117 | 2015009275 | 371 | 381
118 | 2015009275 | 373.6667 | 383.6667
119 | 2015009275 | 376.3333 | 386.3333
120 | 2015009275 | 379 | 389
121 | 2015009275 | 383.3333 | 393.3333
122 | 2015009275 | 387.6667 | 377.6667
123 | 2015009275 | 392 | 382
124 | 2015009275 | 395.3333 | 385.3333
125 | 2015009275 | 398.6667 | 388.6667
126 | 2015009275 | 402 | 392
127 | 2015009275 | 404.3333 | 394.3333
128 | 2015009275 | 406.6667 | 396.6667
129 | 2015009275 | 409 | 399
130 | 2015009275 | 409 | 399
131 | 2015009275 | 409 | 399
132 | 2015009275 | 409 | 399
133 | 2015009275 | 408.3333 | 398.3333
134 | 2015009275 | 407.6667 | 397.6667
135 | 2015009275 | 407 | 397
136 | 2015009275 | 407 | 397
137 | 2015009275 | 407 | 397
138 | 2015009275 | 407 | 397
139 | 2015009275 | 407 | 397
140 | 2015009275 | 407 | 397
141 | 2015009275 | 407 | 397
142 | 2015009275 | 406 | 396
143 | 2015009275 | 405 | 395
0 | 2006001712 | 343 | 333
1 | 2006001712 | 344 | 334
2 | 2006001712 | 345 | 335
3 | 2006001712 | 346 | 336
4 | 2006001712 | 348 | 338
5 | 2006001712 | 350 | 340
6 | 2006001712 | 352 | 342
7 | 2006001712 | 353 | 343
8 | 2006001712 | 354 | 344
9 | 2006001712 | 355 | 345
10 | 2006001712 | 356.6667 | 346.6667
11 | 2006001712 | 358.3333 | 348.3333
12 | 2006001712 | 360 | 350
13 | 2006001712 | 363.6667 | 353.6667
14 | 2006001712 | 367.3333 | 357.3333
15 | 2006001712 | 371 | 361
16 | 2006001712 | 373.3333 | 363.3333
17 | 2006001712 | 375.6667 | 365.6667
18 | 2006001712 | 378 | 368
19 | 2006001712 | 378.6667 | 368.6667
20 | 2006001712 | 379.3333 | 369.3333
21 | 2006001712 | 380 | 370
22 | 2006001712 | 381.3333 | 371.3333
23 | 2006001712 | 382.6667 | 372.6667
24 | 2006001712 | 384 | 374
25 | 2006001712 | 385.3333 | 375.3333
26 | 2006001712 | 386.6667 | 376.6667
27 | 2006001712 | 388 | 378
28 | 2006001712 | 387 | 377
29 | 2006001712 | 386 | 376
30 | 2006001712 | 385 | 375
31 | 2006001712 | 383 | 373
32 | 2006001712 | 381 | 371
33 | 2006001712 | 379 | 369
34 | 2006001712 | 378.3333 | 368.3333
35 | 2006001712 | 377.6667 | 367.6667
36 | 2006001712 | 377 | 367
37 | 2006001712 | 377.3333 | 367.3333
38 | 2006001712 | 377.6667 | 367.6667
39 | 2006001712 | 378 | 368
40 | 2006001712 | 379.6667 | 369.6667
41 | 2006001712 | 381.3333 | 371.3333
42 | 2006001712 | 383 | 373
43 | 2006001712 | 385.3333 | 375.3333
44 | 2006001712 | 387.6667 | 377.6667
45 | 2006001712 | 390 | 380
46 | 2006001712 | 391.3333 | 381.3333
47 | 2006001712 | 392.6667 | 382.6667
48 | 2006001712 | 394 | 384
49 | 2006001712 | 393.3333 | 383.3333
50 | 2006001712 | 392.6667 | 382.6667
51 | 2006001712 | 392 | 382
52 | 2006001712 | 387.6667 | 377.6667
53 | 2006001712 | 383.3333 | 373.3333
54 | 2006001712 | 379 | 369
55 | 2006001712 | 372.3333 | 362.3333
56 | 2006001712 | 365.6667 | 355.6667
57 | 2006001712 | 359 | 349
58 | 2006001712 | 353.6667 | 343.6667
59 | 2006001712 | 348.3333 | 338.3333
60 | 2006001712 | 343 | 333
61 | 2006001712 | 338.3333 | 328.3333
62 | 2006001712 | 333.6667 | 323.6667
63 | 2006001712 | 329 | 319
64 | 2006001712 | 326 | 316
65 | 2006001712 | 323 | 313
66 | 2006001712 | 320 | 310
67 | 2006001712 | 318.3333 | 308.3333
68 | 2006001712 | 316.6667 | 306.6667
69 | 2006001712 | 315 | 305
70 | 2006001712 | 315.3333 | 305.3333
71 | 2006001712 | 315.6667 | 305.6667
72 | 2006001712 | 316 | 306
73 | 2006001712 | 316.3333 | 306.3333
74 | 2006001712 | 316.6667 | 306.6667
75 | 2006001712 | 317 | 307
76 | 2006001712 | 316.3333 | 306.3333
77 | 2006001712 | 315.6667 | 305.6667
78 | 2006001712 | 315 | 305
79 | 2006001712 | 314.6667 | 304.6667
80 | 2006001712 | 314.3333 | 304.3333
81 | 2006001712 | 314 | 304
82 | 2006001712 | 316.3333 | 306.3333
83 | 2006001712 | 318.6667 | 308.6667
84 | 2006001712 | 321 | 311
85 | 2006001712 | 323.3333 | 313.3333
86 | 2006001712 | 325.6667 | 315.6667
87 | 2006001712 | 328 | 318
88 | 2006001712 | 328.3333 | 318.3333
89 | 2006001712 | 328.6667 | 318.6667
90 | 2006001712 | 329 | 339
91 | 2006001712 | 329 | 339
92 | 2006001712 | 329 | 339
93 | 2006001712 | 329 | 339
94 | 2006001712 | 328.6667 | 338.6667
95 | 2006001712 | 328.3333 | 338.3333
96 | 2006001712 | 328 | 338
97 | 2006001712 | 327.6667 | 337.6667
98 | 2006001712 | 327.3333 | 337.3333
99 | 2006001712 | 327 | 337
100 | 2006001712 | 328.6667 | 338.6667
101 | 2006001712 | 330.3333 | 340.3333
102 | 2006001712 | 332 | 342
103 | 2006001712 | 334.3333 | 344.3333
104 | 2006001712 | 336.6667 | 346.6667
105 | 2006001712 | 339 | 349
106 | 2006001712 | 339.3333 | 349.3333
107 | 2006001712 | 339.6667 | 349.6667
108 | 2006001712 | 340 | 350
109 | 2006001712 | 342.3333 | 352.3333
110 | 2006001712 | 344.6667 | 354.6667
111 | 2006001712 | 347 | 357
112 | 2006001712 | 349.6667 | 359.6667
113 | 2006001712 | 352.3333 | 362.3333
114 | 2006001712 | 355 | 365
115 | 2006001712 | 360.3333 | 370.3333
116 | 2006001712 | 365.6667 | 375.6667
117 | 2006001712 | 371 | 381
118 | 2006001712 | 373.6667 | 383.6667
119 | 2006001712 | 376.3333 | 386.3333
120 | 2006001712 | 379 | 389
121 | 2006001712 | 383.3333 | 393.3333
122 | 2006001712 | 387.6667 | 377.6667
123 | 2006001712 | 392 | 382
124 | 2006001712 | 395.3333 | 385.3333
125 | 2006001712 | 398.6667 | 388.6667
126 | 2006001712 | 402 | 392
127 | 2006001712 | 404.3333 | 394.3333
128 | 2006001712 | 406.6667 | 396.6667
129 | 2006001712 | 409 | 399
130 | 2006001712 | 409 | 399
131 | 2006001712 | 409 | 399
132 | 2006001712 | 409 | 399
133 | 2006001712 | 408.3333 | 398.3333
134 | 2006001712 | 407.6667 | 397.6667
135 | 2006001712 | 407 | 397
136 | 2006001712 | 407 | 397
137 | 2006001712 | 407 | 397
138 | 2006001712 | 407 | 397
139 | 2006001712 | 407 | 397
140 | 2006001712 | 407 | 397
141 | 2006001712 | 407 | 397
142 | 2006001712 | 406 | 396
143 | 2006001712 | 405 | 395
0 | 2007004848 | 343 | 333
1 | 2007004848 | 344 | 334
2 | 2007004848 | 345 | 335
3 | 2007004848 | 346 | 336
4 | 2007004848 | 348 | 338
5 | 2007004848 | 350 | 340
6 | 2007004848 | 352 | 342
7 | 2007004848 | 353 | 343
8 | 2007004848 | 354 | 344
9 | 2007004848 | 355 | 345
10 | 2007004848 | 356.6667 | 346.6667
11 | 2007004848 | 358.3333 | 348.3333
12 | 2007004848 | 360 | 350
13 | 2007004848 | 363.6667 | 353.6667
14 | 2007004848 | 367.3333 | 357.3333
15 | 2007004848 | 371 | 361
16 | 2007004848 | 373.3333 | 363.3333
17 | 2007004848 | 375.6667 | 365.6667
18 | 2007004848 | 378 | 368
19 | 2007004848 | 378.6667 | 368.6667
20 | 2007004848 | 379.3333 | 369.3333
21 | 2007004848 | 380 | 370
22 | 2007004848 | 381.3333 | 371.3333
23 | 2007004848 | 382.6667 | 372.6667
24 | 2007004848 | 384 | 374
25 | 2007004848 | 385.3333 | 375.3333
26 | 2007004848 | 386.6667 | 376.6667
27 | 2007004848 | 388 | 378
28 | 2007004848 | 387 | 377
29 | 2007004848 | 386 | 376
30 | 2007004848 | 385 | 375
31 | 2007004848 | 383 | 373
32 | 2007004848 | 381 | 371
33 | 2007004848 | 379 | 369
34 | 2007004848 | 378.3333 | 368.3333
35 | 2007004848 | 377.6667 | 367.6667
36 | 2007004848 | 377 | 367
37 | 2007004848 | 377.3333 | 367.3333
38 | 2007004848 | 377.6667 | 367.6667
39 | 2007004848 | 378 | 368
40 | 2007004848 | 379.6667 | 369.6667
41 | 2007004848 | 381.3333 | 371.3333
42 | 2007004848 | 383 | 373
43 | 2007004848 | 385.3333 | 375.3333
44 | 2007004848 | 387.6667 | 377.6667
45 | 2007004848 | 390 | 380
46 | 2007004848 | 391.3333 | 381.3333
47 | 2007004848 | 392.6667 | 382.6667
48 | 2007004848 | 394 | 384
49 | 2007004848 | 393.3333 | 383.3333
50 | 2007004848 | 392.6667 | 382.6667
51 | 2007004848 | 392 | 382
52 | 2007004848 | 387.6667 | 377.6667
53 | 2007004848 | 383.3333 | 373.3333
54 | 2007004848 | 379 | 369
55 | 2007004848 | 372.3333 | 362.3333
56 | 2007004848 | 365.6667 | 355.6667
57 | 2007004848 | 359 | 349
58 | 2007004848 | 353.6667 | 343.6667
59 | 2007004848 | 348.3333 | 338.3333
60 | 2007004848 | 343 | 333
61 | 2007004848 | 338.3333 | 328.3333
62 | 2007004848 | 333.6667 | 323.6667
63 | 2007004848 | 329 | 319
64 | 2007004848 | 326 | 316
65 | 2007004848 | 323 | 313
66 | 2007004848 | 320 | 310
67 | 2007004848 | 318.3333 | 308.3333
68 | 2007004848 | 316.6667 | 306.6667
69 | 2007004848 | 315 | 305
70 | 2007004848 | 315.3333 | 305.3333
71 | 2007004848 | 315.6667 | 305.6667
72 | 2007004848 | 316 | 306
73 | 2007004848 | 316.3333 | 306.3333
74 | 2007004848 | 316.6667 | 306.6667
75 | 2007004848 | 317 | 307
76 | 2007004848 | 316.3333 | 306.3333
77 | 2007004848 | 315.6667 | 305.6667
78 | 2007004848 | 315 | 305
79 | 2007004848 | 314.6667 | 304.6667
80 | 2007004848 | 314.3333 | 304.3333
81 | 2007004848 | 314 | 304
82 | 2007004848 | 316.3333 | 306.3333
83 | 2007004848 | 318.6667 | 308.6667
84 | 2007004848 | 321 | 311
85 | 2007004848 | 323.3333 | 313.3333
86 | 2007004848 | 325.6667 | 315.6667
87 | 2007004848 | 328 | 318
88 | 2007004848 | 328.3333 | 318.3333
89 | 2007004848 | 328.6667 | 318.6667
90 | 2007004848 | 329 | 339
91 | 2007004848 | 329 | 339
92 | 2007004848 | 329 | 339
93 | 2007004848 | 329 | 339
94 | 2007004848 | 328.6667 | 338.6667
95 | 2007004848 | 328.3333 | 338.3333
96 | 2007004848 | 328 | 338
97 | 2007004848 | 327.6667 | 337.6667
98 | 2007004848 | 327.3333 | 337.3333
99 | 2007004848 | 327 | 337
100 | 2007004848 | 328.6667 | 338.6667
101 | 2007004848 | 330.3333 | 340.3333
102 | 2007004848 | 332 | 342
103 | 2007004848 | 334.3333 | 344.3333
104 | 2007004848 | 336.6667 | 346.6667
105 | 2007004848 | 339 | 349
106 | 2007004848 | 339.3333 | 349.3333
107 | 2007004848 | 339.6667 | 349.6667
108 | 2007004848 | 340 | 350
109 | 2007004848 | 342.3333 | 352.3333
110 | 2007004848 | 344.6667 | 354.6667
111 | 2007004848 | 347 | 357
112 | 2007004848 | 349.6667 | 359.6667
113 | 2007004848 | 352.3333 | 362.3333
114 | 2007004848 | 355 | 365
115 | 2007004848 | 360.3333 | 370.3333
116 | 2007004848 | 365.6667 | 375.6667
117 | 2007004848 | 371 | 381
118 | 2007004848 | 373.6667 | 383.6667
119 | 2007004848 | 376.3333 | 386.3333
120 | 2007004848 | 379 | 389
121 | 2007004848 | 383.3333 | 393.3333
122 | 2007004848 | 387.6667 | 377.6667
123 | 2007004848 | 392 | 382
124 | 2007004848 | 395.3333 | 385.3333
125 | 2007004848 | 398.6667 | 388.6667
126 | 2007004848 | 402 | 392
127 | 2007004848 | 404.3333 | 394.3333
128 | 2007004848 | 406.6667 | 396.6667
129 | 2007004848 | 409 | 399
130 | 2007004848 | 409 | 399
131 | 2007004848 | 409 | 399
132 | 2007004848 | 409 | 399
133 | 2007004848 | 408.3333 | 398.3333
134 | 2007004848 | 407.6667 | 397.6667
135 | 2007004848 | 407 | 397
136 | 2007004848 | 407 | 397
137 | 2007004848 | 407 | 397
138 | 2007004848 | 407 | 397
139 | 2007004848 | 407 | 397
140 | 2007004848 | 407 | 397
141 | 2007004848 | 407 | 397
142 | 2007004848 | 406 | 396
143 | 2007004848 | 405 | 395
0 | 2003008417 | 343 | 333
1 | 2003008417 | 344 | 334
2 | 2003008417 | 345 | 335
3 | 2003008417 | 346 | 336
4 | 2003008417 | 348 | 338
5 | 2003008417 | 350 | 340
6 | 2003008417 | 352 | 342
7 | 2003008417 | 353 | 343
8 | 2003008417 | 354 | 344
9 | 2003008417 | 355 | 345
10 | 2003008417 | 356.6667 | 346.6667
11 | 2003008417 | 358.3333 | 348.3333
12 | 2003008417 | 360 | 350
13 | 2003008417 | 363.6667 | 353.6667
14 | 2003008417 | 367.3333 | 357.3333
15 | 2003008417 | 371 | 361
16 | 2003008417 | 373.3333 | 363.3333
17 | 2003008417 | 375.6667 | 365.6667
18 | 2003008417 | 378 | 368
19 | 2003008417 | 378.6667 | 368.6667
20 | 2003008417 | 379.3333 | 369.3333
21 | 2003008417 | 380 | 370
22 | 2003008417 | 381.3333 | 371.3333
23 | 2003008417 | 382.6667 | 372.6667
24 | 2003008417 | 384 | 374
25 | 2003008417 | 385.3333 | 375.3333
26 | 2003008417 | 386.6667 | 376.6667
27 | 2003008417 | 388 | 378
28 | 2003008417 | 387 | 377
29 | 2003008417 | 386 | 376
30 | 2003008417 | 385 | 375
31 | 2003008417 | 383 | 373
32 | 2003008417 | 381 | 371
33 | 2003008417 | 379 | 369
34 | 2003008417 | 378.3333 | 368.3333
35 | 2003008417 | 377.6667 | 367.6667
36 | 2003008417 | 377 | 367
37 | 2003008417 | 377.3333 | 367.3333
38 | 2003008417 | 377.6667 | 367.6667
39 | 2003008417 | 378 | 368
40 | 2003008417 | 379.6667 | 369.6667
41 | 2003008417 | 381.3333 | 371.3333
42 | 2003008417 | 383 | 373
43 | 2003008417 | 385.3333 | 375.3333
44 | 2003008417 | 387.6667 | 377.6667
45 | 2003008417 | 390 | 380
46 | 2003008417 | 391.3333 | 381.3333
47 | 2003008417 | 392.6667 | 382.6667
48 | 2003008417 | 394 | 384
49 | 2003008417 | 393.3333 | 383.3333
50 | 2003008417 | 392.6667 | 382.6667
51 | 2003008417 | 392 | 382
52 | 2003008417 | 387.6667 | 377.6667
53 | 2003008417 | 383.3333 | 373.3333
54 | 2003008417 | 379 | 369
55 | 2003008417 | 372.3333 | 362.3333
56 | 2003008417 | 365.6667 | 355.6667
57 | 2003008417 | 359 | 349
58 | 2003008417 | 353.6667 | 343.6667
59 | 2003008417 | 348.3333 | 338.3333
60 | 2003008417 | 343 | 333
61 | 2003008417 | 338.3333 | 328.3333
62 | 2003008417 | 333.6667 | 323.6667
63 | 2003008417 | 329 | 319
64 | 2003008417 | 326 | 316
65 | 2003008417 | 323 | 313
66 | 2003008417 | 320 | 310
67 | 2003008417 | 318.3333 | 308.3333
68 | 2003008417 | 316.6667 | 306.6667
69 | 2003008417 | 315 | 305
70 | 2003008417 | 315.3333 | 305.3333
71 | 2003008417 | 315.6667 | 305.6667
72 | 2003008417 | 316 | 306
73 | 2003008417 | 316.3333 | 306.3333
74 | 2003008417 | 316.6667 | 306.6667
75 | 2003008417 | 317 | 307
76 | 2003008417 | 316.3333 | 306.3333
77 | 2003008417 | 315.6667 | 305.6667
78 | 2003008417 | 315 | 305
79 | 2003008417 | 314.6667 | 304.6667
80 | 2003008417 | 314.3333 | 304.3333
81 | 2003008417 | 314 | 304
82 | 2003008417 | 316.3333 | 306.3333
83 | 2003008417 | 318.6667 | 308.6667
84 | 2003008417 | 321 | 311
85 | 2003008417 | 323.3333 | 313.3333
86 | 2003008417 | 325.6667 | 315.6667
87 | 2003008417 | 328 | 318
88 | 2003008417 | 328.3333 | 318.3333
89 | 2003008417 | 328.6667 | 318.6667
90 | 2003008417 | 329 | 339
91 | 2003008417 | 329 | 339
92 | 2003008417 | 329 | 339
93 | 2003008417 | 329 | 339
94 | 2003008417 | 328.6667 | 338.6667
95 | 2003008417 | 328.3333 | 338.3333
96 | 2003008417 | 328 | 338
97 | 2003008417 | 327.6667 | 337.6667
98 | 2003008417 | 327.3333 | 337.3333
99 | 2003008417 | 327 | 337
100 | 2003008417 | 328.6667 | 338.6667
101 | 2003008417 | 330.3333 | 340.3333
102 | 2003008417 | 332 | 342
103 | 2003008417 | 334.3333 | 344.3333
104 | 2003008417 | 336.6667 | 346.6667
105 | 2003008417 | 339 | 349
106 | 2003008417 | 339.3333 | 349.3333
107 | 2003008417 | 339.6667 | 349.6667
108 | 2003008417 | 340 | 350
109 | 2003008417 | 342.3333 | 352.3333
110 | 2003008417 | 344.6667 | 354.6667
111 | 2003008417 | 347 | 357
112 | 2003008417 | 349.6667 | 359.6667
113 | 2003008417 | 352.3333 | 362.3333
114 | 2003008417 | 355 | 365
115 | 2003008417 | 360.3333 | 370.3333
116 | 2003008417 | 365.6667 | 375.6667
117 | 2003008417 | 371 | 381
118 | 2003008417 | 373.6667 | 383.6667
119 | 2003008417 | 376.3333 | 386.3333
120 | 2003008417 | 379 | 389
121 | 2003008417 | 383.3333 | 393.3333
122 | 2003008417 | 387.6667 | 377.6667
123 | 2003008417 | 392 | 382
124 | 2003008417 | 395.3333 | 385.3333
125 | 2003008417 | 398.6667 | 388.6667
126 | 2003008417 | 402 | 392
127 | 2003008417 | 404.3333 | 394.3333
128 | 2003008417 | 406.6667 | 396.6667
129 | 2003008417 | 409 | 399
130 | 2003008417 | 409 | 399
131 | 2003008417 | 409 | 399
132 | 2003008417 | 409 | 399
133 | 2003008417 | 408.3333 | 398.3333
134 | 2003008417 | 407.6667 | 397.6667
135 | 2003008417 | 407 | 397
136 | 2003008417 | 407 | 397
137 | 2003008417 | 407 | 397
138 | 2003008417 | 407 | 397
139 | 2003008417 | 407 | 397
140 | 2003008417 | 407 | 397
141 | 2003008417 | 407 | 397
142 | 2003008417 | 406 | 396
143 | 2003008417 | 405 | 395
0 | 2006004587 | 343 | 333
1 | 2006004587 | 344 | 334
2 | 2006004587 | 345 | 335
3 | 2006004587 | 346 | 336
4 | 2006004587 | 348 | 338
5 | 2006004587 | 350 | 340
6 | 2006004587 | 352 | 342
7 | 2006004587 | 353 | 343
8 | 2006004587 | 354 | 344
9 | 2006004587 | 355 | 345
10 | 2006004587 | 356.6667 | 346.6667
11 | 2006004587 | 358.3333 | 348.3333
12 | 2006004587 | 360 | 350
13 | 2006004587 | 363.6667 | 353.6667
14 | 2006004587 | 367.3333 | 357.3333
15 | 2006004587 | 371 | 361
16 | 2006004587 | 373.3333 | 363.3333
17 | 2006004587 | 375.6667 | 365.6667
18 | 2006004587 | 378 | 368
19 | 2006004587 | 378.6667 | 368.6667
20 | 2006004587 | 379.3333 | 369.3333
21 | 2006004587 | 380 | 370
22 | 2006004587 | 381.3333 | 371.3333
23 | 2006004587 | 382.6667 | 372.6667
24 | 2006004587 | 384 | 374
25 | 2006004587 | 385.3333 | 375.3333
26 | 2006004587 | 386.6667 | 376.6667
27 | 2006004587 | 388 | 378
28 | 2006004587 | 387 | 377
29 | 2006004587 | 386 | 376
30 | 2006004587 | 385 | 375
31 | 2006004587 | 383 | 373
32 | 2006004587 | 381 | 371
33 | 2006004587 | 379 | 369
34 | 2006004587 | 378.3333 | 368.3333
35 | 2006004587 | 377.6667 | 367.6667
36 | 2006004587 | 377 | 367
37 | 2006004587 | 377.3333 | 367.3333
38 | 2006004587 | 377.6667 | 367.6667
39 | 2006004587 | 378 | 368
40 | 2006004587 | 379.6667 | 369.6667
41 | 2006004587 | 381.3333 | 371.3333
42 | 2006004587 | 383 | 373
43 | 2006004587 | 385.3333 | 375.3333
44 | 2006004587 | 387.6667 | 377.6667
45 | 2006004587 | 390 | 380
46 | 2006004587 | 391.3333 | 381.3333
47 | 2006004587 | 392.6667 | 382.6667
48 | 2006004587 | 394 | 384
49 | 2006004587 | 393.3333 | 383.3333
50 | 2006004587 | 392.6667 | 382.6667
51 | 2006004587 | 392 | 382
52 | 2006004587 | 387.6667 | 377.6667
53 | 2006004587 | 383.3333 | 373.3333
54 | 2006004587 | 379 | 369
55 | 2006004587 | 372.3333 | 362.3333
56 | 2006004587 | 365.6667 | 355.6667
57 | 2006004587 | 359 | 349
58 | 2006004587 | 353.6667 | 343.6667
59 | 2006004587 | 348.3333 | 338.3333
60 | 2006004587 | 343 | 333
61 | 2006004587 | 338.3333 | 328.3333
62 | 2006004587 | 333.6667 | 323.6667
63 | 2006004587 | 329 | 319
64 | 2006004587 | 326 | 316
65 | 2006004587 | 323 | 313
66 | 2006004587 | 320 | 310
67 | 2006004587 | 318.3333 | 308.3333
68 | 2006004587 | 316.6667 | 306.6667
69 | 2006004587 | 315 | 305
70 | 2006004587 | 315.3333 | 305.3333
71 | 2006004587 | 315.6667 | 305.6667
72 | 2006004587 | 316 | 306
73 | 2006004587 | 316.3333 | 306.3333
74 | 2006004587 | 316.6667 | 306.6667
75 | 2006004587 | 317 | 307
76 | 2006004587 | 316.3333 | 306.3333
77 | 2006004587 | 315.6667 | 305.6667
78 | 2006004587 | 315 | 305
79 | 2006004587 | 314.6667 | 304.6667
80 | 2006004587 | 314.3333 | 304.3333
81 | 2006004587 | 314 | 304
82 | 2006004587 | 316.3333 | 306.3333
83 | 2006004587 | 318.6667 | 308.6667
84 | 2006004587 | 321 | 311
85 | 2006004587 | 323.3333 | 313.3333
86 | 2006004587 | 325.6667 | 315.6667
87 | 2006004587 | 328 | 318
88 | 2006004587 | 328.3333 | 318.3333
89 | 2006004587 | 328.6667 | 318.6667
90 | 2006004587 | 329 | 339
91 | 2006004587 | 329 | 339
92 | 2006004587 | 329 | 339
93 | 2006004587 | 329 | 339
94 | 2006004587 | 328.6667 | 338.6667
95 | 2006004587 | 328.3333 | 338.3333
96 | 2006004587 | 328 | 338
97 | 2006004587 | 327.6667 | 337.6667
98 | 2006004587 | 327.3333 | 337.3333
99 | 2006004587 | 327 | 337
100 | 2006004587 | 328.6667 | 338.6667
101 | 2006004587 | 330.3333 | 340.3333
102 | 2006004587 | 332 | 342
103 | 2006004587 | 334.3333 | 344.3333
104 | 2006004587 | 336.6667 | 346.6667
105 | 2006004587 | 339 | 349
106 | 2006004587 | 339.3333 | 349.3333
107 | 2006004587 | 339.6667 | 349.6667
108 | 2006004587 | 340 | 350
109 | 2006004587 | 342.3333 | 352.3333
110 | 2006004587 | 344.6667 | 354.6667
111 | 2006004587 | 347 | 357
112 | 2006004587 | 349.6667 | 359.6667
113 | 2006004587 | 352.3333 | 362.3333
114 | 2006004587 | 355 | 365
115 | 2006004587 | 360.3333 | 370.3333
116 | 2006004587 | 365.6667 | 375.6667
117 | 2006004587 | 371 | 381
118 | 2006004587 | 373.6667 | 383.6667
119 | 2006004587 | 376.3333 | 386.3333
120 | 2006004587 | 379 | 389
121 | 2006004587 | 383.3333 | 393.3333
122 | 2006004587 | 387.6667 | 377.6667
123 | 2006004587 | 392 | 382
124 | 2006004587 | 395.3333 | 385.3333
125 | 2006004587 | 398.6667 | 388.6667
126 | 2006004587 | 402 | 392
127 | 2006004587 | 404.3333 | 394.3333
128 | 2006004587 | 406.6667 | 396.6667
129 | 2006004587 | 409 | 399
130 | 2006004587 | 409 | 399
131 | 2006004587 | 409 | 399
132 | 2006004587 | 409 | 399
133 | 2006004587 | 408.3333 | 398.3333
134 | 2006004587 | 407.6667 | 397.6667
135 | 2006004587 | 407 | 397
136 | 2006004587 | 407 | 397
137 | 2006004587 | 407 | 397
138 | 2006004587 | 407 | 397
139 | 2006004587 | 407 | 397
140 | 2006004587 | 407 | 397
141 | 2006004587 | 407 | 397
142 | 2006004587 | 406 | 396
143 | 2006004587 | 405 | 395
0 | 2012006288 | 343 | 333
1 | 2012006288 | 344 | 334
2 | 2012006288 | 345 | 335
3 | 2012006288 | 346 | 336
4 | 2012006288 | 348 | 338
5 | 2012006288 | 350 | 340
6 | 2012006288 | 352 | 342
7 | 2012006288 | 353 | 343
8 | 2012006288 | 354 | 344
9 | 2012006288 | 355 | 345
10 | 2012006288 | 356.6667 | 346.6667
11 | 2012006288 | 358.3333 | 348.3333
12 | 2012006288 | 360 | 350
13 | 2012006288 | 363.6667 | 353.6667
14 | 2012006288 | 367.3333 | 357.3333
15 | 2012006288 | 371 | 361
16 | 2012006288 | 373.3333 | 363.3333
17 | 2012006288 | 375.6667 | 365.6667
18 | 2012006288 | 378 | 368
19 | 2012006288 | 378.6667 | 368.6667
20 | 2012006288 | 379.3333 | 369.3333
21 | 2012006288 | 380 | 370
22 | 2012006288 | 381.3333 | 371.3333
23 | 2012006288 | 382.6667 | 372.6667
24 | 2012006288 | 384 | 374
25 | 2012006288 | 385.3333 | 375.3333
26 | 2012006288 | 386.6667 | 376.6667
27 | 2012006288 | 388 | 378
28 | 2012006288 | 387 | 377
29 | 2012006288 | 386 | 376
30 | 2012006288 | 385 | 375
31 | 2012006288 | 383 | 373
32 | 2012006288 | 381 | 371
33 | 2012006288 | 379 | 369
34 | 2012006288 | 378.3333 | 368.3333
35 | 2012006288 | 377.6667 | 367.6667
36 | 2012006288 | 377 | 367
37 | 2012006288 | 377.3333 | 367.3333
38 | 2012006288 | 377.6667 | 367.6667
39 | 2012006288 | 378 | 368
40 | 2012006288 | 379.6667 | 369.6667
41 | 2012006288 | 381.3333 | 371.3333
42 | 2012006288 | 383 | 373
43 | 2012006288 | 385.3333 | 375.3333
44 | 2012006288 | 387.6667 | 377.6667
45 | 2012006288 | 390 | 380
46 | 2012006288 | 391.3333 | 381.3333
47 | 2012006288 | 392.6667 | 382.6667
48 | 2012006288 | 394 | 384
49 | 2012006288 | 393.3333 | 383.3333
50 | 2012006288 | 392.6667 | 382.6667
51 | 2012006288 | 392 | 382
52 | 2012006288 | 387.6667 | 377.6667
53 | 2012006288 | 383.3333 | 373.3333
54 | 2012006288 | 379 | 369
55 | 2012006288 | 372.3333 | 362.3333
56 | 2012006288 | 365.6667 | 355.6667
57 | 2012006288 | 359 | 349
58 | 2012006288 | 353.6667 | 343.6667
59 | 2012006288 | 348.3333 | 338.3333
60 | 2012006288 | 343 | 333
61 | 2012006288 | 338.3333 | 328.3333
62 | 2012006288 | 333.6667 | 323.6667
63 | 2012006288 | 329 | 319
64 | 2012006288 | 326 | 316
65 | 2012006288 | 323 | 313
66 | 2012006288 | 320 | 310
67 | 2012006288 | 318.3333 | 308.3333
68 | 2012006288 | 316.6667 | 306.6667
69 | 2012006288 | 315 | 305
70 | 2012006288 | 315.3333 | 305.3333
71 | 2012006288 | 315.6667 | 305.6667
72 | 2012006288 | 316 | 306
73 | 2012006288 | 316.3333 | 306.3333
74 | 2012006288 | 316.6667 | 306.6667
75 | 2012006288 | 317 | 307
76 | 2012006288 | 316.3333 | 306.3333
77 | 2012006288 | 315.6667 | 305.6667
78 | 2012006288 | 315 | 305
79 | 2012006288 | 314.6667 | 304.6667
80 | 2012006288 | 314.3333 | 304.3333
81 | 2012006288 | 314 | 304
82 | 2012006288 | 316.3333 | 306.3333
83 | 2012006288 | 318.6667 | 308.6667
84 | 2012006288 | 321 | 311
85 | 2012006288 | 323.3333 | 313.3333
86 | 2012006288 | 325.6667 | 315.6667
87 | 2012006288 | 328 | 318
88 | 2012006288 | 328.3333 | 318.3333
89 | 2012006288 | 328.6667 | 318.6667
90 | 2012006288 | 329 | 339
91 | 2012006288 | 329 | 339
92 | 2012006288 | 329 | 339
93 | 2012006288 | 329 | 339
94 | 2012006288 | 328.6667 | 338.6667
95 | 2012006288 | 328.3333 | 338.3333
96 | 2012006288 | 328 | 338
97 | 2012006288 | 327.6667 | 337.6667
98 | 2012006288 | 327.3333 | 337.3333
99 | 2012006288 | 327 | 337
100 | 2012006288 | 328.6667 | 338.6667
101 | 2012006288 | 330.3333 | 340.3333
102 | 2012006288 | 332 | 342
103 | 2012006288 | 334.3333 | 344.3333
104 | 2012006288 | 336.6667 | 346.6667
105 | 2012006288 | 339 | 349
106 | 2012006288 | 339.3333 | 349.3333
107 | 2012006288 | 339.6667 | 349.6667
108 | 2012006288 | 340 | 350
109 | 2012006288 | 342.3333 | 352.3333
110 | 2012006288 | 344.6667 | 354.6667
111 | 2012006288 | 347 | 357
112 | 2012006288 | 349.6667 | 359.6667
113 | 2012006288 | 352.3333 | 362.3333
114 | 2012006288 | 355 | 365
115 | 2012006288 | 360.3333 | 370.3333
116 | 2012006288 | 365.6667 | 375.6667
117 | 2012006288 | 371 | 381
118 | 2012006288 | 373.6667 | 383.6667
119 | 2012006288 | 376.3333 | 386.3333
120 | 2012006288 | 379 | 389
121 | 2012006288 | 383.3333 | 393.3333
122 | 2012006288 | 387.6667 | 377.6667
123 | 2012006288 | 392 | 382
124 | 2012006288 | 395.3333 | 385.3333
125 | 2012006288 | 398.6667 | 388.6667
126 | 2012006288 | 402 | 392
127 | 2012006288 | 404.3333 | 394.3333
128 | 2012006288 | 406.6667 | 396.6667
129 | 2012006288 | 409 | 399
130 | 2012006288 | 409 | 399
131 | 2012006288 | 409 | 399
132 | 2012006288 | 409 | 399
133 | 2012006288 | 408.3333 | 398.3333
134 | 2012006288 | 407.6667 | 397.6667
135 | 2012006288 | 407 | 397
136 | 2012006288 | 407 | 397
137 | 2012006288 | 407 | 397
138 | 2012006288 | 407 | 397
139 | 2012006288 | 407 | 397
140 | 2012006288 | 407 | 397
141 | 2012006288 | 407 | 397
142 | 2012006288 | 406 | 396
143 | 2012006288 | 405 | 395
0 | 2012005826 | 343 | 333
1 | 2012005826 | 344 | 334
2 | 2012005826 | 345 | 335
3 | 2012005826 | 346 | 336
4 | 2012005826 | 348 | 338
5 | 2012005826 | 350 | 340
6 | 2012005826 | 352 | 342
7 | 2012005826 | 353 | 343
8 | 2012005826 | 354 | 344
9 | 2012005826 | 355 | 345
10 | 2012005826 | 356.6667 | 346.6667
11 | 2012005826 | 358.3333 | 348.3333
12 | 2012005826 | 360 | 350
13 | 2012005826 | 363.6667 | 353.6667
14 | 2012005826 | 367.3333 | 357.3333
15 | 2012005826 | 371 | 361
16 | 2012005826 | 373.3333 | 363.3333
17 | 2012005826 | 375.6667 | 365.6667
18 | 2012005826 | 378 | 368
19 | 2012005826 | 378.6667 | 368.6667
20 | 2012005826 | 379.3333 | 369.3333
21 | 2012005826 | 380 | 370
22 | 2012005826 | 381.3333 | 371.3333
23 | 2012005826 | 382.6667 | 372.6667
24 | 2012005826 | 384 | 374
25 | 2012005826 | 385.3333 | 375.3333
26 | 2012005826 | 386.6667 | 376.6667
27 | 2012005826 | 388 | 378
28 | 2012005826 | 387 | 377
29 | 2012005826 | 386 | 376
30 | 2012005826 | 385 | 375
31 | 2012005826 | 383 | 373
32 | 2012005826 | 381 | 371
33 | 2012005826 | 379 | 369
34 | 2012005826 | 378.3333 | 368.3333
35 | 2012005826 | 377.6667 | 367.6667
36 | 2012005826 | 377 | 367
37 | 2012005826 | 377.3333 | 367.3333
38 | 2012005826 | 377.6667 | 367.6667
39 | 2012005826 | 378 | 368
40 | 2012005826 | 379.6667 | 369.6667
41 | 2012005826 | 381.3333 | 371.3333
42 | 2012005826 | 383 | 373
43 | 2012005826 | 385.3333 | 375.3333
44 | 2012005826 | 387.6667 | 377.6667
45 | 2012005826 | 390 | 380
46 | 2012005826 | 391.3333 | 381.3333
47 | 2012005826 | 392.6667 | 382.6667
48 | 2012005826 | 394 | 384
49 | 2012005826 | 393.3333 | 383.3333
50 | 2012005826 | 392.6667 | 382.6667
51 | 2012005826 | 392 | 382
52 | 2012005826 | 387.6667 | 377.6667
53 | 2012005826 | 383.3333 | 373.3333
54 | 2012005826 | 379 | 369
55 | 2012005826 | 372.3333 | 362.3333
56 | 2012005826 | 365.6667 | 355.6667
57 | 2012005826 | 359 | 349
58 | 2012005826 | 353.6667 | 343.6667
59 | 2012005826 | 348.3333 | 338.3333
60 | 2012005826 | 343 | 333
61 | 2012005826 | 338.3333 | 328.3333
62 | 2012005826 | 333.6667 | 323.6667
63 | 2012005826 | 329 | 319
64 | 2012005826 | 326 | 316
65 | 2012005826 | 323 | 313
66 | 2012005826 | 320 | 310
67 | 2012005826 | 318.3333 | 308.3333
68 | 2012005826 | 316.6667 | 306.6667
69 | 2012005826 | 315 | 305
70 | 2012005826 | 315.3333 | 305.3333
71 | 2012005826 | 315.6667 | 305.6667
72 | 2012005826 | 316 | 306
73 | 2012005826 | 316.3333 | 306.3333
74 | 2012005826 | 316.6667 | 306.6667
75 | 2012005826 | 317 | 307
76 | 2012005826 | 316.3333 | 306.3333
77 | 2012005826 | 315.6667 | 305.6667
78 | 2012005826 | 315 | 305
79 | 2012005826 | 314.6667 | 304.6667
80 | 2012005826 | 314.3333 | 304.3333
81 | 2012005826 | 314 | 304
82 | 2012005826 | 316.3333 | 306.3333
83 | 2012005826 | 318.6667 | 308.6667
84 | 2012005826 | 321 | 311
85 | 2012005826 | 323.3333 | 313.3333
86 | 2012005826 | 325.6667 | 315.6667
87 | 2012005826 | 328 | 318
88 | 2012005826 | 328.3333 | 318.3333
89 | 2012005826 | 328.6667 | 318.6667
90 | 2012005826 | 329 | 339
91 | 2012005826 | 329 | 339
92 | 2012005826 | 329 | 339
93 | 2012005826 | 329 | 339
94 | 2012005826 | 328.6667 | 338.6667
95 | 2012005826 | 328.3333 | 338.3333
96 | 2012005826 | 328 | 338
97 | 2012005826 | 327.6667 | 337.6667
98 | 2012005826 | 327.3333 | 337.3333
99 | 2012005826 | 327 | 337
100 | 2012005826 | 328.6667 | 338.6667
101 | 2012005826 | 330.3333 | 340.3333
102 | 2012005826 | 332 | 342
103 | 2012005826 | 334.3333 | 344.3333
104 | 2012005826 | 336.6667 | 346.6667
105 | 2012005826 | 339 | 349
106 | 2012005826 | 339.3333 | 349.3333
107 | 2012005826 | 339.6667 | 349.6667
108 | 2012005826 | 340 | 350
109 | 2012005826 | 342.3333 | 352.3333
110 | 2012005826 | 344.6667 | 354.6667
111 | 2012005826 | 347 | 357
112 | 2012005826 | 349.6667 | 359.6667
113 | 2012005826 | 352.3333 | 362.3333
114 | 2012005826 | 355 | 365
115 | 2012005826 | 360.3333 | 370.3333
116 | 2012005826 | 365.6667 | 375.6667
117 | 2012005826 | 371 | 381
118 | 2012005826 | 373.6667 | 383.6667
119 | 2012005826 | 376.3333 | 386.3333
120 | 2012005826 | 379 | 389
121 | 2012005826 | 383.3333 | 393.3333
122 | 2012005826 | 387.6667 | 377.6667
123 | 2012005826 | 392 | 382
124 | 2012005826 | 395.3333 | 385.3333
125 | 2012005826 | 398.6667 | 388.6667
126 | 2012005826 | 402 | 392
127 | 2012005826 | 404.3333 | 394.3333
128 | 2012005826 | 406.6667 | 396.6667
129 | 2012005826 | 409 | 399
130 | 2012005826 | 409 | 399
131 | 2012005826 | 409 | 399
132 | 2012005826 | 409 | 399
133 | 2012005826 | 408.3333 | 398.3333
134 | 2012005826 | 407.6667 | 397.6667
135 | 2012005826 | 407 | 397
136 | 2012005826 | 407 | 397
137 | 2012005826 | 407 | 397
138 | 2012005826 | 407 | 397
139 | 2012005826 | 407 | 397
140 | 2012005826 | 407 | 397
141 | 2012005826 | 407 | 397
142 | 2012005826 | 406 | 396
143 | 2012005826 | 405 | 395
0 | 2005003796 | 343 | 333
1 | 2005003796 | 344 | 334
2 | 2005003796 | 345 | 335
3 | 2005003796 | 346 | 336
4 | 2005003796 | 348 | 338
5 | 2005003796 | 350 | 340
6 | 2005003796 | 352 | 342
7 | 2005003796 | 353 | 343
8 | 2005003796 | 354 | 344
9 | 2005003796 | 355 | 345
10 | 2005003796 | 356.6667 | 346.6667
11 | 2005003796 | 358.3333 | 348.3333
12 | 2005003796 | 360 | 350
13 | 2005003796 | 363.6667 | 353.6667
14 | 2005003796 | 367.3333 | 357.3333
15 | 2005003796 | 371 | 361
16 | 2005003796 | 373.3333 | 363.3333
17 | 2005003796 | 375.6667 | 365.6667
18 | 2005003796 | 378 | 368
19 | 2005003796 | 378.6667 | 368.6667
20 | 2005003796 | 379.3333 | 369.3333
21 | 2005003796 | 380 | 370
22 | 2005003796 | 381.3333 | 371.3333
23 | 2005003796 | 382.6667 | 372.6667
24 | 2005003796 | 384 | 374
25 | 2005003796 | 385.3333 | 375.3333
26 | 2005003796 | 386.6667 | 376.6667
27 | 2005003796 | 388 | 378
28 | 2005003796 | 387 | 377
29 | 2005003796 | 386 | 376
30 | 2005003796 | 385 | 375
31 | 2005003796 | 383 | 373
32 | 2005003796 | 381 | 371
33 | 2005003796 | 379 | 369
34 | 2005003796 | 378.3333 | 368.3333
35 | 2005003796 | 377.6667 | 367.6667
36 | 2005003796 | 377 | 367
37 | 2005003796 | 377.3333 | 367.3333
38 | 2005003796 | 377.6667 | 367.6667
39 | 2005003796 | 378 | 368
40 | 2005003796 | 379.6667 | 369.6667
41 | 2005003796 | 381.3333 | 371.3333
42 | 2005003796 | 383 | 373
43 | 2005003796 | 385.3333 | 375.3333
44 | 2005003796 | 387.6667 | 377.6667
45 | 2005003796 | 390 | 380
46 | 2005003796 | 391.3333 | 381.3333
47 | 2005003796 | 392.6667 | 382.6667
48 | 2005003796 | 394 | 384
49 | 2005003796 | 393.3333 | 383.3333
50 | 2005003796 | 392.6667 | 382.6667
51 | 2005003796 | 392 | 382
52 | 2005003796 | 387.6667 | 377.6667
53 | 2005003796 | 383.3333 | 373.3333
54 | 2005003796 | 379 | 369
55 | 2005003796 | 372.3333 | 362.3333
56 | 2005003796 | 365.6667 | 355.6667
57 | 2005003796 | 359 | 349
58 | 2005003796 | 353.6667 | 343.6667
59 | 2005003796 | 348.3333 | 338.3333
60 | 2005003796 | 343 | 333
61 | 2005003796 | 338.3333 | 328.3333
62 | 2005003796 | 333.6667 | 323.6667
63 | 2005003796 | 329 | 319
64 | 2005003796 | 326 | 316
65 | 2005003796 | 323 | 313
66 | 2005003796 | 320 | 310
67 | 2005003796 | 318.3333 | 308.3333
68 | 2005003796 | 316.6667 | 306.6667
69 | 2005003796 | 315 | 305
70 | 2005003796 | 315.3333 | 305.3333
71 | 2005003796 | 315.6667 | 305.6667
72 | 2005003796 | 316 | 306
73 | 2005003796 | 316.3333 | 306.3333
74 | 2005003796 | 316.6667 | 306.6667
75 | 2005003796 | 317 | 307
76 | 2005003796 | 316.3333 | 306.3333
77 | 2005003796 | 315.6667 | 305.6667
78 | 2005003796 | 315 | 305
79 | 2005003796 | 314.6667 | 304.6667
80 | 2005003796 | 314.3333 | 304.3333
81 | 2005003796 | 314 | 304
82 | 2005003796 | 316.3333 | 306.3333
83 | 2005003796 | 318.6667 | 308.6667
84 | 2005003796 | 321 | 311
85 | 2005003796 | 323.3333 | 313.3333
86 | 2005003796 | 325.6667 | 315.6667
87 | 2005003796 | 328 | 318
88 | 2005003796 | 328.3333 | 318.3333
89 | 2005003796 | 328.6667 | 318.6667
90 | 2005003796 | 329 | 339
91 | 2005003796 | 329 | 339
92 | 2005003796 | 329 | 339
93 | 2005003796 | 329 | 339
94 | 2005003796 | 328.6667 | 338.6667
95 | 2005003796 | 328.3333 | 338.3333
96 | 2005003796 | 328 | 338
97 | 2005003796 | 327.6667 | 337.6667
98 | 2005003796 | 327.3333 | 337.3333
99 | 2005003796 | 327 | 337
100 | 2005003796 | 328.6667 | 338.6667
101 | 2005003796 | 330.3333 | 340.3333
102 | 2005003796 | 332 | 342
103 | 2005003796 | 334.3333 | 344.3333
104 | 2005003796 | 336.6667 | 346.6667
105 | 2005003796 | 339 | 349
106 | 2005003796 | 339.3333 | 349.3333
107 | 2005003796 | 339.6667 | 349.6667
108 | 2005003796 | 340 | 350
109 | 2005003796 | 342.3333 | 352.3333
110 | 2005003796 | 344.6667 | 354.6667
111 | 2005003796 | 347 | 357
112 | 2005003796 | 349.6667 | 359.6667
113 | 2005003796 | 352.3333 | 362.3333
114 | 2005003796 | 355 | 365
115 | 2005003796 | 360.3333 | 370.3333
116 | 2005003796 | 365.6667 | 375.6667
117 | 2005003796 | 371 | 381
118 | 2005003796 | 373.6667 | 383.6667
119 | 2005003796 | 376.3333 | 386.3333
120 | 2005003796 | 379 | 389
121 | 2005003796 | 383.3333 | 393.3333
122 | 2005003796 | 387.6667 | 377.6667
123 | 2005003796 | 392 | 382
124 | 2005003796 | 395.3333 | 385.3333
125 | 2005003796 | 398.6667 | 388.6667
126 | 2005003796 | 402 | 392
127 | 2005003796 | 404.3333 | 394.3333
128 | 2005003796 | 406.6667 | 396.6667
129 | 2005003796 | 409 | 399
130 | 2005003796 | 409 | 399
131 | 2005003796 | 409 | 399
132 | 2005003796 | 409 | 399
133 | 2005003796 | 408.3333 | 398.3333
134 | 2005003796 | 407.6667 | 397.6667
135 | 2005003796 | 407 | 397
136 | 2005003796 | 407 | 397
137 | 2005003796 | 407 | 397
138 | 2005003796 | 407 | 397
139 | 2005003796 | 407 | 397
140 | 2005003796 | 407 | 397
141 | 2005003796 | 407 | 397
142 | 2005003796 | 406 | 396
143 | 2005003796 | 405 | 395
0 | 2011008505 | 343 | 333
1 | 2011008505 | 344 | 334
2 | 2011008505 | 345 | 335
3 | 2011008505 | 346 | 336
4 | 2011008505 | 348 | 338
5 | 2011008505 | 350 | 340
6 | 2011008505 | 352 | 342
7 | 2011008505 | 353 | 343
8 | 2011008505 | 354 | 344
9 | 2011008505 | 355 | 345
10 | 2011008505 | 356.6667 | 346.6667
11 | 2011008505 | 358.3333 | 348.3333
12 | 2011008505 | 360 | 350
13 | 2011008505 | 363.6667 | 353.6667
14 | 2011008505 | 367.3333 | 357.3333
15 | 2011008505 | 371 | 361
16 | 2011008505 | 373.3333 | 363.3333
17 | 2011008505 | 375.6667 | 365.6667
18 | 2011008505 | 378 | 368
19 | 2011008505 | 378.6667 | 368.6667
20 | 2011008505 | 379.3333 | 369.3333
21 | 2011008505 | 380 | 370
22 | 2011008505 | 381.3333 | 371.3333
23 | 2011008505 | 382.6667 | 372.6667
24 | 2011008505 | 384 | 374
25 | 2011008505 | 385.3333 | 375.3333
26 | 2011008505 | 386.6667 | 376.6667
27 | 2011008505 | 388 | 378
28 | 2011008505 | 387 | 377
29 | 2011008505 | 386 | 376
30 | 2011008505 | 385 | 375
31 | 2011008505 | 383 | 373
32 | 2011008505 | 381 | 371
33 | 2011008505 | 379 | 369
34 | 2011008505 | 378.3333 | 368.3333
35 | 2011008505 | 377.6667 | 367.6667
36 | 2011008505 | 377 | 367
37 | 2011008505 | 377.3333 | 367.3333
38 | 2011008505 | 377.6667 | 367.6667
39 | 2011008505 | 378 | 368
40 | 2011008505 | 379.6667 | 369.6667
41 | 2011008505 | 381.3333 | 371.3333
42 | 2011008505 | 383 | 373
43 | 2011008505 | 385.3333 | 375.3333
44 | 2011008505 | 387.6667 | 377.6667
45 | 2011008505 | 390 | 380
46 | 2011008505 | 391.3333 | 381.3333
47 | 2011008505 | 392.6667 | 382.6667
48 | 2011008505 | 394 | 384
49 | 2011008505 | 393.3333 | 383.3333
50 | 2011008505 | 392.6667 | 382.6667
51 | 2011008505 | 392 | 382
52 | 2011008505 | 387.6667 | 377.6667
53 | 2011008505 | 383.3333 | 373.3333
54 | 2011008505 | 379 | 369
55 | 2011008505 | 372.3333 | 362.3333
56 | 2011008505 | 365.6667 | 355.6667
57 | 2011008505 | 359 | 349
58 | 2011008505 | 353.6667 | 343.6667
59 | 2011008505 | 348.3333 | 338.3333
60 | 2011008505 | 343 | 333
61 | 2011008505 | 338.3333 | 328.3333
62 | 2011008505 | 333.6667 | 323.6667
63 | 2011008505 | 329 | 319
64 | 2011008505 | 326 | 316
65 | 2011008505 | 323 | 313
66 | 2011008505 | 320 | 310
67 | 2011008505 | 318.3333 | 308.3333
68 | 2011008505 | 316.6667 | 306.6667
69 | 2011008505 | 315 | 305
70 | 2011008505 | 315.3333 | 305.3333
71 | 2011008505 | 315.6667 | 305.6667
72 | 2011008505 | 316 | 306
73 | 2011008505 | 316.3333 | 306.3333
74 | 2011008505 | 316.6667 | 306.6667
75 | 2011008505 | 317 | 307
76 | 2011008505 | 316.3333 | 306.3333
77 | 2011008505 | 315.6667 | 305.6667
78 | 2011008505 | 315 | 305
79 | 2011008505 | 314.6667 | 304.6667
80 | 2011008505 | 314.3333 | 304.3333
81 | 2011008505 | 314 | 304
82 | 2011008505 | 316.3333 | 306.3333
83 | 2011008505 | 318.6667 | 308.6667
84 | 2011008505 | 321 | 311
85 | 2011008505 | 323.3333 | 313.3333
86 | 2011008505 | 325.6667 | 315.6667
87 | 2011008505 | 328 | 318
88 | 2011008505 | 328.3333 | 318.3333
89 | 2011008505 | 328.6667 | 318.6667
90 | 2011008505 | 329 | 339
91 | 2011008505 | 329 | 339
92 | 2011008505 | 329 | 339
93 | 2011008505 | 329 | 339
94 | 2011008505 | 328.6667 | 338.6667
95 | 2011008505 | 328.3333 | 338.3333
96 | 2011008505 | 328 | 338
97 | 2011008505 | 327.6667 | 337.6667
98 | 2011008505 | 327.3333 | 337.3333
99 | 2011008505 | 327 | 337
100 | 2011008505 | 328.6667 | 338.6667
101 | 2011008505 | 330.3333 | 340.3333
102 | 2011008505 | 332 | 342
103 | 2011008505 | 334.3333 | 344.3333
104 | 2011008505 | 336.6667 | 346.6667
105 | 2011008505 | 339 | 349
106 | 2011008505 | 339.3333 | 349.3333
107 | 2011008505 | 339.6667 | 349.6667
108 | 2011008505 | 340 | 350
109 | 2011008505 | 342.3333 | 352.3333
110 | 2011008505 | 344.6667 | 354.6667
111 | 2011008505 | 347 | 357
112 | 2011008505 | 349.6667 | 359.6667
113 | 2011008505 | 352.3333 | 362.3333
114 | 2011008505 | 355 | 365
115 | 2011008505 | 360.3333 | 370.3333
116 | 2011008505 | 365.6667 | 375.6667
117 | 2011008505 | 371 | 381
118 | 2011008505 | 373.6667 | 383.6667
119 | 2011008505 | 376.3333 | 386.3333
120 | 2011008505 | 379 | 389
121 | 2011008505 | 383.3333 | 393.3333
122 | 2011008505 | 387.6667 | 377.6667
123 | 2011008505 | 392 | 382
124 | 2011008505 | 395.3333 | 385.3333
125 | 2011008505 | 398.6667 | 388.6667
126 | 2011008505 | 402 | 392
127 | 2011008505 | 404.3333 | 394.3333
128 | 2011008505 | 406.6667 | 396.6667
129 | 2011008505 | 409 | 399
130 | 2011008505 | 409 | 399
131 | 2011008505 | 409 | 399
132 | 2011008505 | 409 | 399
133 | 2011008505 | 408.3333 | 398.3333
134 | 2011008505 | 407.6667 | 397.6667
135 | 2011008505 | 407 | 397
136 | 2011008505 | 407 | 397
137 | 2011008505 | 407 | 397
138 | 2011008505 | 407 | 397
139 | 2011008505 | 407 | 397
140 | 2011008505 | 407 | 397
141 | 2011008505 | 407 | 397
142 | 2011008505 | 406 | 396
143 | 2011008505 | 405 | 395
0 | 2010005241 | 343 | 333
1 | 2010005241 | 344 | 334
2 | 2010005241 | 345 | 335
3 | 2010005241 | 346 | 336
4 | 2010005241 | 348 | 338
5 | 2010005241 | 350 | 340
6 | 2010005241 | 352 | 342
7 | 2010005241 | 353 | 343
8 | 2010005241 | 354 | 344
9 | 2010005241 | 355 | 345
10 | 2010005241 | 356.6667 | 346.6667
11 | 2010005241 | 358.3333 | 348.3333
12 | 2010005241 | 360 | 350
13 | 2010005241 | 363.6667 | 353.6667
14 | 2010005241 | 367.3333 | 357.3333
15 | 2010005241 | 371 | 361
16 | 2010005241 | 373.3333 | 363.3333
17 | 2010005241 | 375.6667 | 365.6667
18 | 2010005241 | 378 | 368
19 | 2010005241 | 378.6667 | 368.6667
20 | 2010005241 | 379.3333 | 369.3333
21 | 2010005241 | 380 | 370
22 | 2010005241 | 381.3333 | 371.3333
23 | 2010005241 | 382.6667 | 372.6667
24 | 2010005241 | 384 | 374
25 | 2010005241 | 385.3333 | 375.3333
26 | 2010005241 | 386.6667 | 376.6667
27 | 2010005241 | 388 | 378
28 | 2010005241 | 387 | 377
29 | 2010005241 | 386 | 376
30 | 2010005241 | 385 | 375
31 | 2010005241 | 383 | 373
32 | 2010005241 | 381 | 371
33 | 2010005241 | 379 | 369
34 | 2010005241 | 378.3333 | 368.3333
35 | 2010005241 | 377.6667 | 367.6667
36 | 2010005241 | 377 | 367
37 | 2010005241 | 377.3333 | 367.3333
38 | 2010005241 | 377.6667 | 367.6667
39 | 2010005241 | 378 | 368
40 | 2010005241 | 379.6667 | 369.6667
41 | 2010005241 | 381.3333 | 371.3333
42 | 2010005241 | 383 | 373
43 | 2010005241 | 385.3333 | 375.3333
44 | 2010005241 | 387.6667 | 377.6667
45 | 2010005241 | 390 | 380
46 | 2010005241 | 391.3333 | 381.3333
47 | 2010005241 | 392.6667 | 382.6667
48 | 2010005241 | 394 | 384
49 | 2010005241 | 393.3333 | 383.3333
50 | 2010005241 | 392.6667 | 382.6667
51 | 2010005241 | 392 | 382
52 | 2010005241 | 387.6667 | 377.6667
53 | 2010005241 | 383.3333 | 373.3333
54 | 2010005241 | 379 | 369
55 | 2010005241 | 372.3333 | 362.3333
56 | 2010005241 | 365.6667 | 355.6667
57 | 2010005241 | 359 | 349
58 | 2010005241 | 353.6667 | 343.6667
59 | 2010005241 | 348.3333 | 338.3333
60 | 2010005241 | 343 | 333
61 | 2010005241 | 338.3333 | 328.3333
62 | 2010005241 | 333.6667 | 323.6667
63 | 2010005241 | 329 | 319
64 | 2010005241 | 326 | 316
65 | 2010005241 | 323 | 313
66 | 2010005241 | 320 | 310
67 | 2010005241 | 318.3333 | 308.3333
68 | 2010005241 | 316.6667 | 306.6667
69 | 2010005241 | 315 | 305
70 | 2010005241 | 315.3333 | 305.3333
71 | 2010005241 | 315.6667 | 305.6667
72 | 2010005241 | 316 | 306
73 | 2010005241 | 316.3333 | 306.3333
74 | 2010005241 | 316.6667 | 306.6667
75 | 2010005241 | 317 | 307
76 | 2010005241 | 316.3333 | 306.3333
77 | 2010005241 | 315.6667 | 305.6667
78 | 2010005241 | 315 | 305
79 | 2010005241 | 314.6667 | 304.6667
80 | 2010005241 | 314.3333 | 304.3333
81 | 2010005241 | 314 | 304
82 | 2010005241 | 316.3333 | 306.3333
83 | 2010005241 | 318.6667 | 308.6667
84 | 2010005241 | 321 | 311
85 | 2010005241 | 323.3333 | 313.3333
86 | 2010005241 | 325.6667 | 315.6667
87 | 2010005241 | 328 | 318
88 | 2010005241 | 328.3333 | 318.3333
89 | 2010005241 | 328.6667 | 318.6667
90 | 2010005241 | 329 | 339
91 | 2010005241 | 329 | 339
92 | 2010005241 | 329 | 339
93 | 2010005241 | 329 | 339
94 | 2010005241 | 328.6667 | 338.6667
95 | 2010005241 | 328.3333 | 338.3333
96 | 2010005241 | 328 | 338
97 | 2010005241 | 327.6667 | 337.6667
98 | 2010005241 | 327.3333 | 337.3333
99 | 2010005241 | 327 | 337
100 | 2010005241 | 328.6667 | 338.6667
101 | 2010005241 | 330.3333 | 340.3333
102 | 2010005241 | 332 | 342
103 | 2010005241 | 334.3333 | 344.3333
104 | 2010005241 | 336.6667 | 346.6667
105 | 2010005241 | 339 | 349
106 | 2010005241 | 339.3333 | 349.3333
107 | 2010005241 | 339.6667 | 349.6667
108 | 2010005241 | 340 | 350
109 | 2010005241 | 342.3333 | 352.3333
110 | 2010005241 | 344.6667 | 354.6667
111 | 2010005241 | 347 | 357
112 | 2010005241 | 349.6667 | 359.6667
113 | 2010005241 | 352.3333 | 362.3333
114 | 2010005241 | 355 | 365
115 | 2010005241 | 360.3333 | 370.3333
116 | 2010005241 | 365.6667 | 375.6667
117 | 2010005241 | 371 | 381
118 | 2010005241 | 373.6667 | 383.6667
119 | 2010005241 | 376.3333 | 386.3333
120 | 2010005241 | 379 | 389
121 | 2010005241 | 383.3333 | 393.3333
122 | 2010005241 | 387.6667 | 377.6667
123 | 2010005241 | 392 | 382
124 | 2010005241 | 395.3333 | 385.3333
125 | 2010005241 | 398.6667 | 388.6667
126 | 2010005241 | 402 | 392
127 | 2010005241 | 404.3333 | 394.3333
128 | 2010005241 | 406.6667 | 396.6667
129 | 2010005241 | 409 | 399
130 | 2010005241 | 409 | 399
131 | 2010005241 | 409 | 399
132 | 2010005241 | 409 | 399
133 | 2010005241 | 408.3333 | 398.3333
134 | 2010005241 | 407.6667 | 397.6667
135 | 2010005241 | 407 | 397
136 | 2010005241 | 407 | 397
137 | 2010005241 | 407 | 397
138 | 2010005241 | 407 | 397
139 | 2010005241 | 407 | 397
140 | 2010005241 | 407 | 397
141 | 2010005241 | 407 | 397
142 | 2010005241 | 406 | 396
143 | 2010005241 | 405 | 395
0 | 2008010269 | 343 | 333
1 | 2008010269 | 344 | 334
2 | 2008010269 | 345 | 335
3 | 2008010269 | 346 | 336
4 | 2008010269 | 348 | 338
5 | 2008010269 | 350 | 340
6 | 2008010269 | 352 | 342
7 | 2008010269 | 353 | 343
8 | 2008010269 | 354 | 344
9 | 2008010269 | 355 | 345
10 | 2008010269 | 356.6667 | 346.6667
11 | 2008010269 | 358.3333 | 348.3333
12 | 2008010269 | 360 | 350
13 | 2008010269 | 363.6667 | 353.6667
14 | 2008010269 | 367.3333 | 357.3333
15 | 2008010269 | 371 | 361
16 | 2008010269 | 373.3333 | 363.3333
17 | 2008010269 | 375.6667 | 365.6667
18 | 2008010269 | 378 | 368
19 | 2008010269 | 378.6667 | 368.6667
20 | 2008010269 | 379.3333 | 369.3333
21 | 2008010269 | 380 | 370
22 | 2008010269 | 381.3333 | 371.3333
23 | 2008010269 | 382.6667 | 372.6667
24 | 2008010269 | 384 | 374
25 | 2008010269 | 385.3333 | 375.3333
26 | 2008010269 | 386.6667 | 376.6667
27 | 2008010269 | 388 | 378
28 | 2008010269 | 387 | 377
29 | 2008010269 | 386 | 376
30 | 2008010269 | 385 | 375
31 | 2008010269 | 383 | 373
32 | 2008010269 | 381 | 371
33 | 2008010269 | 379 | 369
34 | 2008010269 | 378.3333 | 368.3333
35 | 2008010269 | 377.6667 | 367.6667
36 | 2008010269 | 377 | 367
37 | 2008010269 | 377.3333 | 367.3333
38 | 2008010269 | 377.6667 | 367.6667
39 | 2008010269 | 378 | 368
40 | 2008010269 | 379.6667 | 369.6667
41 | 2008010269 | 381.3333 | 371.3333
42 | 2008010269 | 383 | 373
43 | 2008010269 | 385.3333 | 375.3333
44 | 2008010269 | 387.6667 | 377.6667
45 | 2008010269 | 390 | 380
46 | 2008010269 | 391.3333 | 381.3333
47 | 2008010269 | 392.6667 | 382.6667
48 | 2008010269 | 394 | 384
49 | 2008010269 | 393.3333 | 383.3333
50 | 2008010269 | 392.6667 | 382.6667
51 | 2008010269 | 392 | 382
52 | 2008010269 | 387.6667 | 377.6667
53 | 2008010269 | 383.3333 | 373.3333
54 | 2008010269 | 379 | 369
55 | 2008010269 | 372.3333 | 362.3333
56 | 2008010269 | 365.6667 | 355.6667
57 | 2008010269 | 359 | 349
58 | 2008010269 | 353.6667 | 343.6667
59 | 2008010269 | 348.3333 | 338.3333
60 | 2008010269 | 343 | 333
61 | 2008010269 | 338.3333 | 328.3333
62 | 2008010269 | 333.6667 | 323.6667
63 | 2008010269 | 329 | 319
64 | 2008010269 | 326 | 316
65 | 2008010269 | 323 | 313
66 | 2008010269 | 320 | 310
67 | 2008010269 | 318.3333 | 308.3333
68 | 2008010269 | 316.6667 | 306.6667
69 | 2008010269 | 315 | 305
70 | 2008010269 | 315.3333 | 305.3333
71 | 2008010269 | 315.6667 | 305.6667
72 | 2008010269 | 316 | 306
73 | 2008010269 | 316.3333 | 306.3333
74 | 2008010269 | 316.6667 | 306.6667
75 | 2008010269 | 317 | 307
76 | 2008010269 | 316.3333 | 306.3333
77 | 2008010269 | 315.6667 | 305.6667
78 | 2008010269 | 315 | 305
79 | 2008010269 | 314.6667 | 304.6667
80 | 2008010269 | 314.3333 | 304.3333
81 | 2008010269 | 314 | 304
82 | 2008010269 | 316.3333 | 306.3333
83 | 2008010269 | 318.6667 | 308.6667
84 | 2008010269 | 321 | 311
85 | 2008010269 | 323.3333 | 313.3333
86 | 2008010269 | 325.6667 | 315.6667
87 | 2008010269 | 328 | 318
88 | 2008010269 | 328.3333 | 318.3333
89 | 2008010269 | 328.6667 | 318.6667
90 | 2008010269 | 329 | 339
91 | 2008010269 | 329 | 339
92 | 2008010269 | 329 | 339
93 | 2008010269 | 329 | 339
94 | 2008010269 | 328.6667 | 338.6667
95 | 2008010269 | 328.3333 | 338.3333
96 | 2008010269 | 328 | 338
97 | 2008010269 | 327.6667 | 337.6667
98 | 2008010269 | 327.3333 | 337.3333
99 | 2008010269 | 327 | 337
100 | 2008010269 | 328.6667 | 338.6667
101 | 2008010269 | 330.3333 | 340.3333
102 | 2008010269 | 332 | 342
103 | 2008010269 | 334.3333 | 344.3333
104 | 2008010269 | 336.6667 | 346.6667
105 | 2008010269 | 339 | 349
106 | 2008010269 | 339.3333 | 349.3333
107 | 2008010269 | 339.6667 | 349.6667
108 | 2008010269 | 340 | 350
109 | 2008010269 | 342.3333 | 352.3333
110 | 2008010269 | 344.6667 | 354.6667
111 | 2008010269 | 347 | 357
112 | 2008010269 | 349.6667 | 359.6667
113 | 2008010269 | 352.3333 | 362.3333
114 | 2008010269 | 355 | 365
115 | 2008010269 | 360.3333 | 370.3333
116 | 2008010269 | 365.6667 | 375.6667
117 | 2008010269 | 371 | 381
118 | 2008010269 | 373.6667 | 383.6667
119 | 2008010269 | 376.3333 | 386.3333
120 | 2008010269 | 379 | 389
121 | 2008010269 | 383.3333 | 393.3333
122 | 2008010269 | 387.6667 | 377.6667
123 | 2008010269 | 392 | 382
124 | 2008010269 | 395.3333 | 385.3333
125 | 2008010269 | 398.6667 | 388.6667
126 | 2008010269 | 402 | 392
127 | 2008010269 | 404.3333 | 394.3333
128 | 2008010269 | 406.6667 | 396.6667
129 | 2008010269 | 409 | 399
130 | 2008010269 | 409 | 399
131 | 2008010269 | 409 | 399
132 | 2008010269 | 409 | 399
133 | 2008010269 | 408.3333 | 398.3333
134 | 2008010269 | 407.6667 | 397.6667
135 | 2008010269 | 407 | 397
136 | 2008010269 | 407 | 397
137 | 2008010269 | 407 | 397
138 | 2008010269 | 407 | 397
139 | 2008010269 | 407 | 397
140 | 2008010269 | 407 | 397
141 | 2008010269 | 407 | 397
142 | 2008010269 | 406 | 396
143 | 2008010269 | 405 | 395
0 | 2006010654 | 343 | 333
1 | 2006010654 | 344 | 334
2 | 2006010654 | 345 | 335
3 | 2006010654 | 346 | 336
4 | 2006010654 | 348 | 338
5 | 2006010654 | 350 | 340
6 | 2006010654 | 352 | 342
7 | 2006010654 | 353 | 343
8 | 2006010654 | 354 | 344
9 | 2006010654 | 355 | 345
10 | 2006010654 | 356.6667 | 346.6667
11 | 2006010654 | 358.3333 | 348.3333
12 | 2006010654 | 360 | 350
13 | 2006010654 | 363.6667 | 353.6667
14 | 2006010654 | 367.3333 | 357.3333
15 | 2006010654 | 371 | 361
16 | 2006010654 | 373.3333 | 363.3333
17 | 2006010654 | 375.6667 | 365.6667
18 | 2006010654 | 378 | 368
19 | 2006010654 | 378.6667 | 368.6667
20 | 2006010654 | 379.3333 | 369.3333
21 | 2006010654 | 380 | 370
22 | 2006010654 | 381.3333 | 371.3333
23 | 2006010654 | 382.6667 | 372.6667
24 | 2006010654 | 384 | 374
25 | 2006010654 | 385.3333 | 375.3333
26 | 2006010654 | 386.6667 | 376.6667
27 | 2006010654 | 388 | 378
28 | 2006010654 | 387 | 377
29 | 2006010654 | 386 | 376
30 | 2006010654 | 385 | 375
31 | 2006010654 | 383 | 373
32 | 2006010654 | 381 | 371
33 | 2006010654 | 379 | 369
34 | 2006010654 | 378.3333 | 368.3333
35 | 2006010654 | 377.6667 | 367.6667
36 | 2006010654 | 377 | 367
37 | 2006010654 | 377.3333 | 367.3333
38 | 2006010654 | 377.6667 | 367.6667
39 | 2006010654 | 378 | 368
40 | 2006010654 | 379.6667 | 369.6667
41 | 2006010654 | 381.3333 | 371.3333
42 | 2006010654 | 383 | 373
43 | 2006010654 | 385.3333 | 375.3333
44 | 2006010654 | 387.6667 | 377.6667
45 | 2006010654 | 390 | 380
46 | 2006010654 | 391.3333 | 381.3333
47 | 2006010654 | 392.6667 | 382.6667
48 | 2006010654 | 394 | 384
49 | 2006010654 | 393.3333 | 383.3333
50 | 2006010654 | 392.6667 | 382.6667
51 | 2006010654 | 392 | 382
52 | 2006010654 | 387.6667 | 377.6667
53 | 2006010654 | 383.3333 | 373.3333
54 | 2006010654 | 379 | 369
55 | 2006010654 | 372.3333 | 362.3333
56 | 2006010654 | 365.6667 | 355.6667
57 | 2006010654 | 359 | 349
58 | 2006010654 | 353.6667 | 343.6667
59 | 2006010654 | 348.3333 | 338.3333
60 | 2006010654 | 343 | 333
61 | 2006010654 | 338.3333 | 328.3333
62 | 2006010654 | 333.6667 | 323.6667
63 | 2006010654 | 329 | 319
64 | 2006010654 | 326 | 316
65 | 2006010654 | 323 | 313
66 | 2006010654 | 320 | 310
67 | 2006010654 | 318.3333 | 308.3333
68 | 2006010654 | 316.6667 | 306.6667
69 | 2006010654 | 315 | 305
70 | 2006010654 | 315.3333 | 305.3333
71 | 2006010654 | 315.6667 | 305.6667
72 | 2006010654 | 316 | 306
73 | 2006010654 | 316.3333 | 306.3333
74 | 2006010654 | 316.6667 | 306.6667
75 | 2006010654 | 317 | 307
76 | 2006010654 | 316.3333 | 306.3333
77 | 2006010654 | 315.6667 | 305.6667
78 | 2006010654 | 315 | 305
79 | 2006010654 | 314.6667 | 304.6667
80 | 2006010654 | 314.3333 | 304.3333
81 | 2006010654 | 314 | 304
82 | 2006010654 | 316.3333 | 306.3333
83 | 2006010654 | 318.6667 | 308.6667
84 | 2006010654 | 321 | 311
85 | 2006010654 | 323.3333 | 313.3333
86 | 2006010654 | 325.6667 | 315.6667
87 | 2006010654 | 328 | 318
88 | 2006010654 | 328.3333 | 318.3333
89 | 2006010654 | 328.6667 | 318.6667
90 | 2006010654 | 329 | 339
91 | 2006010654 | 329 | 339
92 | 2006010654 | 329 | 339
93 | 2006010654 | 329 | 339
94 | 2006010654 | 328.6667 | 338.6667
95 | 2006010654 | 328.3333 | 338.3333
96 | 2006010654 | 328 | 338
97 | 2006010654 | 327.6667 | 337.6667
98 | 2006010654 | 327.3333 | 337.3333
99 | 2006010654 | 327 | 337
100 | 2006010654 | 328.6667 | 338.6667
101 | 2006010654 | 330.3333 | 340.3333
102 | 2006010654 | 332 | 342
103 | 2006010654 | 334.3333 | 344.3333
104 | 2006010654 | 336.6667 | 346.6667
105 | 2006010654 | 339 | 349
106 | 2006010654 | 339.3333 | 349.3333
107 | 2006010654 | 339.6667 | 349.6667
108 | 2006010654 | 340 | 350
109 | 2006010654 | 342.3333 | 352.3333
110 | 2006010654 | 344.6667 | 354.6667
111 | 2006010654 | 347 | 357
112 | 2006010654 | 349.6667 | 359.6667
113 | 2006010654 | 352.3333 | 362.3333
114 | 2006010654 | 355 | 365
115 | 2006010654 | 360.3333 | 370.3333
116 | 2006010654 | 365.6667 | 375.6667
117 | 2006010654 | 371 | 381
118 | 2006010654 | 373.6667 | 383.6667
119 | 2006010654 | 376.3333 | 386.3333
120 | 2006010654 | 379 | 389
121 | 2006010654 | 383.3333 | 393.3333
122 | 2006010654 | 387.6667 | 377.6667
123 | 2006010654 | 392 | 382
124 | 2006010654 | 395.3333 | 385.3333
125 | 2006010654 | 398.6667 | 388.6667
126 | 2006010654 | 402 | 392
127 | 2006010654 | 404.3333 | 394.3333
128 | 2006010654 | 406.6667 | 396.6667
129 | 2006010654 | 409 | 399
130 | 2006010654 | 409 | 399
131 | 2006010654 | 409 | 399
132 | 2006010654 | 409 | 399
133 | 2006010654 | 408.3333 | 398.3333
134 | 2006010654 | 407.6667 | 397.6667
135 | 2006010654 | 407 | 397
136 | 2006010654 | 407 | 397
137 | 2006010654 | 407 | 397
138 | 2006010654 | 407 | 397
139 | 2006010654 | 407 | 397
140 | 2006010654 | 407 | 397
141 | 2006010654 | 407 | 397
142 | 2006010654 | 406 | 396
143 | 2006010654 | 405 | 395
0 | 2003000050 | 343 | 333
1 | 2003000050 | 344 | 334
2 | 2003000050 | 345 | 335
3 | 2003000050 | 346 | 336
4 | 2003000050 | 348 | 338
5 | 2003000050 | 350 | 340
6 | 2003000050 | 352 | 342
7 | 2003000050 | 353 | 343
8 | 2003000050 | 354 | 344
9 | 2003000050 | 355 | 345
10 | 2003000050 | 356.6667 | 346.6667
11 | 2003000050 | 358.3333 | 348.3333
12 | 2003000050 | 360 | 350
13 | 2003000050 | 363.6667 | 353.6667
14 | 2003000050 | 367.3333 | 357.3333
15 | 2003000050 | 371 | 361
16 | 2003000050 | 373.3333 | 363.3333
17 | 2003000050 | 375.6667 | 365.6667
18 | 2003000050 | 378 | 368
19 | 2003000050 | 378.6667 | 368.6667
20 | 2003000050 | 379.3333 | 369.3333
21 | 2003000050 | 380 | 370
22 | 2003000050 | 381.3333 | 371.3333
23 | 2003000050 | 382.6667 | 372.6667
24 | 2003000050 | 384 | 374
25 | 2003000050 | 385.3333 | 375.3333
26 | 2003000050 | 386.6667 | 376.6667
27 | 2003000050 | 388 | 378
28 | 2003000050 | 387 | 377
29 | 2003000050 | 386 | 376
30 | 2003000050 | 385 | 375
31 | 2003000050 | 383 | 373
32 | 2003000050 | 381 | 371
33 | 2003000050 | 379 | 369
34 | 2003000050 | 378.3333 | 368.3333
35 | 2003000050 | 377.6667 | 367.6667
36 | 2003000050 | 377 | 367
37 | 2003000050 | 377.3333 | 367.3333
38 | 2003000050 | 377.6667 | 367.6667
39 | 2003000050 | 378 | 368
40 | 2003000050 | 379.6667 | 369.6667
41 | 2003000050 | 381.3333 | 371.3333
42 | 2003000050 | 383 | 373
43 | 2003000050 | 385.3333 | 375.3333
44 | 2003000050 | 387.6667 | 377.6667
45 | 2003000050 | 390 | 380
46 | 2003000050 | 391.3333 | 381.3333
47 | 2003000050 | 392.6667 | 382.6667
48 | 2003000050 | 394 | 384
49 | 2003000050 | 393.3333 | 383.3333
50 | 2003000050 | 392.6667 | 382.6667
51 | 2003000050 | 392 | 382
52 | 2003000050 | 387.6667 | 377.6667
53 | 2003000050 | 383.3333 | 373.3333
54 | 2003000050 | 379 | 369
55 | 2003000050 | 372.3333 | 362.3333
56 | 2003000050 | 365.6667 | 355.6667
57 | 2003000050 | 359 | 349
58 | 2003000050 | 353.6667 | 343.6667
59 | 2003000050 | 348.3333 | 338.3333
60 | 2003000050 | 343 | 333
61 | 2003000050 | 338.3333 | 328.3333
62 | 2003000050 | 333.6667 | 323.6667
63 | 2003000050 | 329 | 319
64 | 2003000050 | 326 | 316
65 | 2003000050 | 323 | 313
66 | 2003000050 | 320 | 310
67 | 2003000050 | 318.3333 | 308.3333
68 | 2003000050 | 316.6667 | 306.6667
69 | 2003000050 | 315 | 305
70 | 2003000050 | 315.3333 | 305.3333
71 | 2003000050 | 315.6667 | 305.6667
72 | 2003000050 | 316 | 306
73 | 2003000050 | 316.3333 | 306.3333
74 | 2003000050 | 316.6667 | 306.6667
75 | 2003000050 | 317 | 307
76 | 2003000050 | 316.3333 | 306.3333
77 | 2003000050 | 315.6667 | 305.6667
78 | 2003000050 | 315 | 305
79 | 2003000050 | 314.6667 | 304.6667
80 | 2003000050 | 314.3333 | 304.3333
81 | 2003000050 | 314 | 304
82 | 2003000050 | 316.3333 | 306.3333
83 | 2003000050 | 318.6667 | 308.6667
84 | 2003000050 | 321 | 311
85 | 2003000050 | 323.3333 | 313.3333
86 | 2003000050 | 325.6667 | 315.6667
87 | 2003000050 | 328 | 318
88 | 2003000050 | 328.3333 | 318.3333
89 | 2003000050 | 328.6667 | 318.6667
90 | 2003000050 | 329 | 339
91 | 2003000050 | 329 | 339
92 | 2003000050 | 329 | 339
93 | 2003000050 | 329 | 339
94 | 2003000050 | 328.6667 | 338.6667
95 | 2003000050 | 328.3333 | 338.3333
96 | 2003000050 | 328 | 338
97 | 2003000050 | 327.6667 | 337.6667
98 | 2003000050 | 327.3333 | 337.3333
99 | 2003000050 | 327 | 337
100 | 2003000050 | 328.6667 | 338.6667
101 | 2003000050 | 330.3333 | 340.3333
102 | 2003000050 | 332 | 342
103 | 2003000050 | 334.3333 | 344.3333
104 | 2003000050 | 336.6667 | 346.6667
105 | 2003000050 | 339 | 349
106 | 2003000050 | 339.3333 | 349.3333
107 | 2003000050 | 339.6667 | 349.6667
108 | 2003000050 | 340 | 350
109 | 2003000050 | 342.3333 | 352.3333
110 | 2003000050 | 344.6667 | 354.6667
111 | 2003000050 | 347 | 357
112 | 2003000050 | 349.6667 | 359.6667
113 | 2003000050 | 352.3333 | 362.3333
114 | 2003000050 | 355 | 365
115 | 2003000050 | 360.3333 | 370.3333
116 | 2003000050 | 365.6667 | 375.6667
117 | 2003000050 | 371 | 381
118 | 2003000050 | 373.6667 | 383.6667
119 | 2003000050 | 376.3333 | 386.3333
120 | 2003000050 | 379 | 389
121 | 2003000050 | 383.3333 | 393.3333
122 | 2003000050 | 387.6667 | 377.6667
123 | 2003000050 | 392 | 382
124 | 2003000050 | 395.3333 | 385.3333
125 | 2003000050 | 398.6667 | 388.6667
126 | 2003000050 | 402 | 392
127 | 2003000050 | 404.3333 | 394.3333
128 | 2003000050 | 406.6667 | 396.6667
129 | 2003000050 | 409 | 399
130 | 2003000050 | 409 | 399
131 | 2003000050 | 409 | 399
132 | 2003000050 | 409 | 399
133 | 2003000050 | 408.3333 | 398.3333
134 | 2003000050 | 407.6667 | 397.6667
135 | 2003000050 | 407 | 397
136 | 2003000050 | 407 | 397
137 | 2003000050 | 407 | 397
138 | 2003000050 | 407 | 397
139 | 2003000050 | 407 | 397
140 | 2003000050 | 407 | 397
141 | 2003000050 | 407 | 397
142 | 2003000050 | 406 | 396
143 | 2003000050 | 405 | 395
0 | 2009006330 | 343 | 333
1 | 2009006330 | 344 | 334
2 | 2009006330 | 345 | 335
3 | 2009006330 | 346 | 336
4 | 2009006330 | 348 | 338
5 | 2009006330 | 350 | 340
6 | 2009006330 | 352 | 342
7 | 2009006330 | 353 | 343
8 | 2009006330 | 354 | 344
9 | 2009006330 | 355 | 345
10 | 2009006330 | 356.6667 | 346.6667
11 | 2009006330 | 358.3333 | 348.3333
12 | 2009006330 | 360 | 350
13 | 2009006330 | 363.6667 | 353.6667
14 | 2009006330 | 367.3333 | 357.3333
15 | 2009006330 | 371 | 361
16 | 2009006330 | 373.3333 | 363.3333
17 | 2009006330 | 375.6667 | 365.6667
18 | 2009006330 | 378 | 368
19 | 2009006330 | 378.6667 | 368.6667
20 | 2009006330 | 379.3333 | 369.3333
21 | 2009006330 | 380 | 370
22 | 2009006330 | 381.3333 | 371.3333
23 | 2009006330 | 382.6667 | 372.6667
24 | 2009006330 | 384 | 374
25 | 2009006330 | 385.3333 | 375.3333
26 | 2009006330 | 386.6667 | 376.6667
27 | 2009006330 | 388 | 378
28 | 2009006330 | 387 | 377
29 | 2009006330 | 386 | 376
30 | 2009006330 | 385 | 375
31 | 2009006330 | 383 | 373
32 | 2009006330 | 381 | 371
33 | 2009006330 | 379 | 369
34 | 2009006330 | 378.3333 | 368.3333
35 | 2009006330 | 377.6667 | 367.6667
36 | 2009006330 | 377 | 367
37 | 2009006330 | 377.3333 | 367.3333
38 | 2009006330 | 377.6667 | 367.6667
39 | 2009006330 | 378 | 368
40 | 2009006330 | 379.6667 | 369.6667
41 | 2009006330 | 381.3333 | 371.3333
42 | 2009006330 | 383 | 373
43 | 2009006330 | 385.3333 | 375.3333
44 | 2009006330 | 387.6667 | 377.6667
45 | 2009006330 | 390 | 380
46 | 2009006330 | 391.3333 | 381.3333
47 | 2009006330 | 392.6667 | 382.6667
48 | 2009006330 | 394 | 384
49 | 2009006330 | 393.3333 | 383.3333
50 | 2009006330 | 392.6667 | 382.6667
51 | 2009006330 | 392 | 382
52 | 2009006330 | 387.6667 | 377.6667
53 | 2009006330 | 383.3333 | 373.3333
54 | 2009006330 | 379 | 369
55 | 2009006330 | 372.3333 | 362.3333
56 | 2009006330 | 365.6667 | 355.6667
57 | 2009006330 | 359 | 349
58 | 2009006330 | 353.6667 | 343.6667
59 | 2009006330 | 348.3333 | 338.3333
60 | 2009006330 | 343 | 333
61 | 2009006330 | 338.3333 | 328.3333
62 | 2009006330 | 333.6667 | 323.6667
63 | 2009006330 | 329 | 319
64 | 2009006330 | 326 | 316
65 | 2009006330 | 323 | 313
66 | 2009006330 | 320 | 310
67 | 2009006330 | 318.3333 | 308.3333
68 | 2009006330 | 316.6667 | 306.6667
69 | 2009006330 | 315 | 305
70 | 2009006330 | 315.3333 | 305.3333
71 | 2009006330 | 315.6667 | 305.6667
72 | 2009006330 | 316 | 306
73 | 2009006330 | 316.3333 | 306.3333
74 | 2009006330 | 316.6667 | 306.6667
75 | 2009006330 | 317 | 307
76 | 2009006330 | 316.3333 | 306.3333
77 | 2009006330 | 315.6667 | 305.6667
78 | 2009006330 | 315 | 305
79 | 2009006330 | 314.6667 | 304.6667
80 | 2009006330 | 314.3333 | 304.3333
81 | 2009006330 | 314 | 304
82 | 2009006330 | 316.3333 | 306.3333
83 | 2009006330 | 318.6667 | 308.6667
84 | 2009006330 | 321 | 311
85 | 2009006330 | 323.3333 | 313.3333
86 | 2009006330 | 325.6667 | 315.6667
87 | 2009006330 | 328 | 318
88 | 2009006330 | 328.3333 | 318.3333
89 | 2009006330 | 328.6667 | 318.6667
90 | 2009006330 | 329 | 339
91 | 2009006330 | 329 | 339
92 | 2009006330 | 329 | 339
93 | 2009006330 | 329 | 339
94 | 2009006330 | 328.6667 | 338.6667
95 | 2009006330 | 328.3333 | 338.3333
96 | 2009006330 | 328 | 338
97 | 2009006330 | 327.6667 | 337.6667
98 | 2009006330 | 327.3333 | 337.3333
99 | 2009006330 | 327 | 337
100 | 2009006330 | 328.6667 | 338.6667
101 | 2009006330 | 330.3333 | 340.3333
102 | 2009006330 | 332 | 342
103 | 2009006330 | 334.3333 | 344.3333
104 | 2009006330 | 336.6667 | 346.6667
105 | 2009006330 | 339 | 349
106 | 2009006330 | 339.3333 | 349.3333
107 | 2009006330 | 339.6667 | 349.6667
108 | 2009006330 | 340 | 350
109 | 2009006330 | 342.3333 | 352.3333
110 | 2009006330 | 344.6667 | 354.6667
111 | 2009006330 | 347 | 357
112 | 2009006330 | 349.6667 | 359.6667
113 | 2009006330 | 352.3333 | 362.3333
114 | 2009006330 | 355 | 365
115 | 2009006330 | 360.3333 | 370.3333
116 | 2009006330 | 365.6667 | 375.6667
117 | 2009006330 | 371 | 381
118 | 2009006330 | 373.6667 | 383.6667
119 | 2009006330 | 376.3333 | 386.3333
120 | 2009006330 | 379 | 389
121 | 2009006330 | 383.3333 | 393.3333
122 | 2009006330 | 387.6667 | 377.6667
123 | 2009006330 | 392 | 382
124 | 2009006330 | 395.3333 | 385.3333
125 | 2009006330 | 398.6667 | 388.6667
126 | 2009006330 | 402 | 392
127 | 2009006330 | 404.3333 | 394.3333
128 | 2009006330 | 406.6667 | 396.6667
129 | 2009006330 | 409 | 399
130 | 2009006330 | 409 | 399
131 | 2009006330 | 409 | 399
132 | 2009006330 | 409 | 399
133 | 2009006330 | 408.3333 | 398.3333
134 | 2009006330 | 407.6667 | 397.6667
135 | 2009006330 | 407 | 397
136 | 2009006330 | 407 | 397
137 | 2009006330 | 407 | 397
138 | 2009006330 | 407 | 397
139 | 2009006330 | 407 | 397
140 | 2009006330 | 407 | 397
141 | 2009006330 | 407 | 397
142 | 2009006330 | 406 | 396
143 | 2009006330 | 405 | 395
0 | 2006001744 | 343 | 333
1 | 2006001744 | 344 | 334
2 | 2006001744 | 345 | 335
3 | 2006001744 | 346 | 336
4 | 2006001744 | 348 | 338
5 | 2006001744 | 350 | 340
6 | 2006001744 | 352 | 342
7 | 2006001744 | 353 | 343
8 | 2006001744 | 354 | 344
9 | 2006001744 | 355 | 345
10 | 2006001744 | 356.6667 | 346.6667
11 | 2006001744 | 358.3333 | 348.3333
12 | 2006001744 | 360 | 350
13 | 2006001744 | 363.6667 | 353.6667
14 | 2006001744 | 367.3333 | 357.3333
15 | 2006001744 | 371 | 361
16 | 2006001744 | 373.3333 | 363.3333
17 | 2006001744 | 375.6667 | 365.6667
18 | 2006001744 | 378 | 368
19 | 2006001744 | 378.6667 | 368.6667
20 | 2006001744 | 379.3333 | 369.3333
21 | 2006001744 | 380 | 370
22 | 2006001744 | 381.3333 | 371.3333
23 | 2006001744 | 382.6667 | 372.6667
24 | 2006001744 | 384 | 374
25 | 2006001744 | 385.3333 | 375.3333
26 | 2006001744 | 386.6667 | 376.6667
27 | 2006001744 | 388 | 378
28 | 2006001744 | 387 | 377
29 | 2006001744 | 386 | 376
30 | 2006001744 | 385 | 375
31 | 2006001744 | 383 | 373
32 | 2006001744 | 381 | 371
33 | 2006001744 | 379 | 369
34 | 2006001744 | 378.3333 | 368.3333
35 | 2006001744 | 377.6667 | 367.6667
36 | 2006001744 | 377 | 367
37 | 2006001744 | 377.3333 | 367.3333
38 | 2006001744 | 377.6667 | 367.6667
39 | 2006001744 | 378 | 368
40 | 2006001744 | 379.6667 | 369.6667
41 | 2006001744 | 381.3333 | 371.3333
42 | 2006001744 | 383 | 373
43 | 2006001744 | 385.3333 | 375.3333
44 | 2006001744 | 387.6667 | 377.6667
45 | 2006001744 | 390 | 380
46 | 2006001744 | 391.3333 | 381.3333
47 | 2006001744 | 392.6667 | 382.6667
48 | 2006001744 | 394 | 384
49 | 2006001744 | 393.3333 | 383.3333
50 | 2006001744 | 392.6667 | 382.6667
51 | 2006001744 | 392 | 382
52 | 2006001744 | 387.6667 | 377.6667
53 | 2006001744 | 383.3333 | 373.3333
54 | 2006001744 | 379 | 369
55 | 2006001744 | 372.3333 | 362.3333
56 | 2006001744 | 365.6667 | 355.6667
57 | 2006001744 | 359 | 349
58 | 2006001744 | 353.6667 | 343.6667
59 | 2006001744 | 348.3333 | 338.3333
60 | 2006001744 | 343 | 333
61 | 2006001744 | 338.3333 | 328.3333
62 | 2006001744 | 333.6667 | 323.6667
63 | 2006001744 | 329 | 319
64 | 2006001744 | 326 | 316
65 | 2006001744 | 323 | 313
66 | 2006001744 | 320 | 310
67 | 2006001744 | 318.3333 | 308.3333
68 | 2006001744 | 316.6667 | 306.6667
69 | 2006001744 | 315 | 305
70 | 2006001744 | 315.3333 | 305.3333
71 | 2006001744 | 315.6667 | 305.6667
72 | 2006001744 | 316 | 306
73 | 2006001744 | 316.3333 | 306.3333
74 | 2006001744 | 316.6667 | 306.6667
75 | 2006001744 | 317 | 307
76 | 2006001744 | 316.3333 | 306.3333
77 | 2006001744 | 315.6667 | 305.6667
78 | 2006001744 | 315 | 305
79 | 2006001744 | 314.6667 | 304.6667
80 | 2006001744 | 314.3333 | 304.3333
81 | 2006001744 | 314 | 304
82 | 2006001744 | 316.3333 | 306.3333
83 | 2006001744 | 318.6667 | 308.6667
84 | 2006001744 | 321 | 311
85 | 2006001744 | 323.3333 | 313.3333
86 | 2006001744 | 325.6667 | 315.6667
87 | 2006001744 | 328 | 318
88 | 2006001744 | 328.3333 | 318.3333
89 | 2006001744 | 328.6667 | 318.6667
90 | 2006001744 | 329 | 339
91 | 2006001744 | 329 | 339
92 | 2006001744 | 329 | 339
93 | 2006001744 | 329 | 339
94 | 2006001744 | 328.6667 | 338.6667
95 | 2006001744 | 328.3333 | 338.3333
96 | 2006001744 | 328 | 338
97 | 2006001744 | 327.6667 | 337.6667
98 | 2006001744 | 327.3333 | 337.3333
99 | 2006001744 | 327 | 337
100 | 2006001744 | 328.6667 | 338.6667
101 | 2006001744 | 330.3333 | 340.3333
102 | 2006001744 | 332 | 342
103 | 2006001744 | 334.3333 | 344.3333
104 | 2006001744 | 336.6667 | 346.6667
105 | 2006001744 | 339 | 349
106 | 2006001744 | 339.3333 | 349.3333
107 | 2006001744 | 339.6667 | 349.6667
108 | 2006001744 | 340 | 350
109 | 2006001744 | 342.3333 | 352.3333
110 | 2006001744 | 344.6667 | 354.6667
111 | 2006001744 | 347 | 357
112 | 2006001744 | 349.6667 | 359.6667
113 | 2006001744 | 352.3333 | 362.3333
114 | 2006001744 | 355 | 365
115 | 2006001744 | 360.3333 | 370.3333
116 | 2006001744 | 365.6667 | 375.6667
117 | 2006001744 | 371 | 381
118 | 2006001744 | 373.6667 | 383.6667
119 | 2006001744 | 376.3333 | 386.3333
120 | 2006001744 | 379 | 389
121 | 2006001744 | 383.3333 | 393.3333
122 | 2006001744 | 387.6667 | 377.6667
123 | 2006001744 | 392 | 382
124 | 2006001744 | 395.3333 | 385.3333
125 | 2006001744 | 398.6667 | 388.6667
126 | 2006001744 | 402 | 392
127 | 2006001744 | 404.3333 | 394.3333
128 | 2006001744 | 406.6667 | 396.6667
129 | 2006001744 | 409 | 399
130 | 2006001744 | 409 | 399
131 | 2006001744 | 409 | 399
132 | 2006001744 | 409 | 399
133 | 2006001744 | 408.3333 | 398.3333
134 | 2006001744 | 407.6667 | 397.6667
135 | 2006001744 | 407 | 397
136 | 2006001744 | 407 | 397
137 | 2006001744 | 407 | 397
138 | 2006001744 | 407 | 397
139 | 2006001744 | 407 | 397
140 | 2006001744 | 407 | 397
141 | 2006001744 | 407 | 397
142 | 2006001744 | 406 | 396
143 | 2006001744 | 405 | 395
0 | 2011006034 | 343 | 333
1 | 2011006034 | 344 | 334
2 | 2011006034 | 345 | 335
3 | 2011006034 | 346 | 336
4 | 2011006034 | 348 | 338
5 | 2011006034 | 350 | 340
6 | 2011006034 | 352 | 342
7 | 2011006034 | 353 | 343
8 | 2011006034 | 354 | 344
9 | 2011006034 | 355 | 345
10 | 2011006034 | 356.6667 | 346.6667
11 | 2011006034 | 358.3333 | 348.3333
12 | 2011006034 | 360 | 350
13 | 2011006034 | 363.6667 | 353.6667
14 | 2011006034 | 367.3333 | 357.3333
15 | 2011006034 | 371 | 361
16 | 2011006034 | 373.3333 | 363.3333
17 | 2011006034 | 375.6667 | 365.6667
18 | 2011006034 | 378 | 368
19 | 2011006034 | 378.6667 | 368.6667
20 | 2011006034 | 379.3333 | 369.3333
21 | 2011006034 | 380 | 370
22 | 2011006034 | 381.3333 | 371.3333
23 | 2011006034 | 382.6667 | 372.6667
24 | 2011006034 | 384 | 374
25 | 2011006034 | 385.3333 | 375.3333
26 | 2011006034 | 386.6667 | 376.6667
27 | 2011006034 | 388 | 378
28 | 2011006034 | 387 | 377
29 | 2011006034 | 386 | 376
30 | 2011006034 | 385 | 375
31 | 2011006034 | 383 | 373
32 | 2011006034 | 381 | 371
33 | 2011006034 | 379 | 369
34 | 2011006034 | 378.3333 | 368.3333
35 | 2011006034 | 377.6667 | 367.6667
36 | 2011006034 | 377 | 367
37 | 2011006034 | 377.3333 | 367.3333
38 | 2011006034 | 377.6667 | 367.6667
39 | 2011006034 | 378 | 368
40 | 2011006034 | 379.6667 | 369.6667
41 | 2011006034 | 381.3333 | 371.3333
42 | 2011006034 | 383 | 373
43 | 2011006034 | 385.3333 | 375.3333
44 | 2011006034 | 387.6667 | 377.6667
45 | 2011006034 | 390 | 380
46 | 2011006034 | 391.3333 | 381.3333
47 | 2011006034 | 392.6667 | 382.6667
48 | 2011006034 | 394 | 384
49 | 2011006034 | 393.3333 | 383.3333
50 | 2011006034 | 392.6667 | 382.6667
51 | 2011006034 | 392 | 382
52 | 2011006034 | 387.6667 | 377.6667
53 | 2011006034 | 383.3333 | 373.3333
54 | 2011006034 | 379 | 369
55 | 2011006034 | 372.3333 | 362.3333
56 | 2011006034 | 365.6667 | 355.6667
57 | 2011006034 | 359 | 349
58 | 2011006034 | 353.6667 | 343.6667
59 | 2011006034 | 348.3333 | 338.3333
60 | 2011006034 | 343 | 333
61 | 2011006034 | 338.3333 | 328.3333
62 | 2011006034 | 333.6667 | 323.6667
63 | 2011006034 | 329 | 319
64 | 2011006034 | 326 | 316
65 | 2011006034 | 323 | 313
66 | 2011006034 | 320 | 310
67 | 2011006034 | 318.3333 | 308.3333
68 | 2011006034 | 316.6667 | 306.6667
69 | 2011006034 | 315 | 305
70 | 2011006034 | 315.3333 | 305.3333
71 | 2011006034 | 315.6667 | 305.6667
72 | 2011006034 | 316 | 306
73 | 2011006034 | 316.3333 | 306.3333
74 | 2011006034 | 316.6667 | 306.6667
75 | 2011006034 | 317 | 307
76 | 2011006034 | 316.3333 | 306.3333
77 | 2011006034 | 315.6667 | 305.6667
78 | 2011006034 | 315 | 305
79 | 2011006034 | 314.6667 | 304.6667
80 | 2011006034 | 314.3333 | 304.3333
81 | 2011006034 | 314 | 304
82 | 2011006034 | 316.3333 | 306.3333
83 | 2011006034 | 318.6667 | 308.6667
84 | 2011006034 | 321 | 311
85 | 2011006034 | 323.3333 | 313.3333
86 | 2011006034 | 325.6667 | 315.6667
87 | 2011006034 | 328 | 318
88 | 2011006034 | 328.3333 | 318.3333
89 | 2011006034 | 328.6667 | 318.6667
90 | 2011006034 | 329 | 339
91 | 2011006034 | 329 | 339
92 | 2011006034 | 329 | 339
93 | 2011006034 | 329 | 339
94 | 2011006034 | 328.6667 | 338.6667
95 | 2011006034 | 328.3333 | 338.3333
96 | 2011006034 | 328 | 338
97 | 2011006034 | 327.6667 | 337.6667
98 | 2011006034 | 327.3333 | 337.3333
99 | 2011006034 | 327 | 337
100 | 2011006034 | 328.6667 | 338.6667
101 | 2011006034 | 330.3333 | 340.3333
102 | 2011006034 | 332 | 342
103 | 2011006034 | 334.3333 | 344.3333
104 | 2011006034 | 336.6667 | 346.6667
105 | 2011006034 | 339 | 349
106 | 2011006034 | 339.3333 | 349.3333
107 | 2011006034 | 339.6667 | 349.6667
108 | 2011006034 | 340 | 350
109 | 2011006034 | 342.3333 | 352.3333
110 | 2011006034 | 344.6667 | 354.6667
111 | 2011006034 | 347 | 357
112 | 2011006034 | 349.6667 | 359.6667
113 | 2011006034 | 352.3333 | 362.3333
114 | 2011006034 | 355 | 365
115 | 2011006034 | 360.3333 | 370.3333
116 | 2011006034 | 365.6667 | 375.6667
117 | 2011006034 | 371 | 381
118 | 2011006034 | 373.6667 | 383.6667
119 | 2011006034 | 376.3333 | 386.3333
120 | 2011006034 | 379 | 389
121 | 2011006034 | 383.3333 | 393.3333
122 | 2011006034 | 387.6667 | 377.6667
123 | 2011006034 | 392 | 382
124 | 2011006034 | 395.3333 | 385.3333
125 | 2011006034 | 398.6667 | 388.6667
126 | 2011006034 | 402 | 392
127 | 2011006034 | 404.3333 | 394.3333
128 | 2011006034 | 406.6667 | 396.6667
129 | 2011006034 | 409 | 399
130 | 2011006034 | 409 | 399
131 | 2011006034 | 409 | 399
132 | 2011006034 | 409 | 399
133 | 2011006034 | 408.3333 | 398.3333
134 | 2011006034 | 407.6667 | 397.6667
135 | 2011006034 | 407 | 397
136 | 2011006034 | 407 | 397
137 | 2011006034 | 407 | 397
138 | 2011006034 | 407 | 397
139 | 2011006034 | 407 | 397
140 | 2011006034 | 407 | 397
141 | 2011006034 | 407 | 397
142 | 2011006034 | 406 | 396
143 | 2011006034 | 405 | 395
0 | 2008010300 | 343 | 333
1 | 2008010300 | 344 | 334
2 | 2008010300 | 345 | 335
3 | 2008010300 | 346 | 336
4 | 2008010300 | 348 | 338
5 | 2008010300 | 350 | 340
6 | 2008010300 | 352 | 342
7 | 2008010300 | 353 | 343
8 | 2008010300 | 354 | 344
9 | 2008010300 | 355 | 345
10 | 2008010300 | 356.6667 | 346.6667
11 | 2008010300 | 358.3333 | 348.3333
12 | 2008010300 | 360 | 350
13 | 2008010300 | 363.6667 | 353.6667
14 | 2008010300 | 367.3333 | 357.3333
15 | 2008010300 | 371 | 361
16 | 2008010300 | 373.3333 | 363.3333
17 | 2008010300 | 375.6667 | 365.6667
18 | 2008010300 | 378 | 368
19 | 2008010300 | 378.6667 | 368.6667
20 | 2008010300 | 379.3333 | 369.3333
21 | 2008010300 | 380 | 370
22 | 2008010300 | 381.3333 | 371.3333
23 | 2008010300 | 382.6667 | 372.6667
24 | 2008010300 | 384 | 374
25 | 2008010300 | 385.3333 | 375.3333
26 | 2008010300 | 386.6667 | 376.6667
27 | 2008010300 | 388 | 378
28 | 2008010300 | 387 | 377
29 | 2008010300 | 386 | 376
30 | 2008010300 | 385 | 375
31 | 2008010300 | 383 | 373
32 | 2008010300 | 381 | 371
33 | 2008010300 | 379 | 369
34 | 2008010300 | 378.3333 | 368.3333
35 | 2008010300 | 377.6667 | 367.6667
36 | 2008010300 | 377 | 367
37 | 2008010300 | 377.3333 | 367.3333
38 | 2008010300 | 377.6667 | 367.6667
39 | 2008010300 | 378 | 368
40 | 2008010300 | 379.6667 | 369.6667
41 | 2008010300 | 381.3333 | 371.3333
42 | 2008010300 | 383 | 373
43 | 2008010300 | 385.3333 | 375.3333
44 | 2008010300 | 387.6667 | 377.6667
45 | 2008010300 | 390 | 380
46 | 2008010300 | 391.3333 | 381.3333
47 | 2008010300 | 392.6667 | 382.6667
48 | 2008010300 | 394 | 384
49 | 2008010300 | 393.3333 | 383.3333
50 | 2008010300 | 392.6667 | 382.6667
51 | 2008010300 | 392 | 382
52 | 2008010300 | 387.6667 | 377.6667
53 | 2008010300 | 383.3333 | 373.3333
54 | 2008010300 | 379 | 369
55 | 2008010300 | 372.3333 | 362.3333
56 | 2008010300 | 365.6667 | 355.6667
57 | 2008010300 | 359 | 349
58 | 2008010300 | 353.6667 | 343.6667
59 | 2008010300 | 348.3333 | 338.3333
60 | 2008010300 | 343 | 333
61 | 2008010300 | 338.3333 | 328.3333
62 | 2008010300 | 333.6667 | 323.6667
63 | 2008010300 | 329 | 319
64 | 2008010300 | 326 | 316
65 | 2008010300 | 323 | 313
66 | 2008010300 | 320 | 310
67 | 2008010300 | 318.3333 | 308.3333
68 | 2008010300 | 316.6667 | 306.6667
69 | 2008010300 | 315 | 305
70 | 2008010300 | 315.3333 | 305.3333
71 | 2008010300 | 315.6667 | 305.6667
72 | 2008010300 | 316 | 306
73 | 2008010300 | 316.3333 | 306.3333
74 | 2008010300 | 316.6667 | 306.6667
75 | 2008010300 | 317 | 307
76 | 2008010300 | 316.3333 | 306.3333
77 | 2008010300 | 315.6667 | 305.6667
78 | 2008010300 | 315 | 305
79 | 2008010300 | 314.6667 | 304.6667
80 | 2008010300 | 314.3333 | 304.3333
81 | 2008010300 | 314 | 304
82 | 2008010300 | 316.3333 | 306.3333
83 | 2008010300 | 318.6667 | 308.6667
84 | 2008010300 | 321 | 311
85 | 2008010300 | 323.3333 | 313.3333
86 | 2008010300 | 325.6667 | 315.6667
87 | 2008010300 | 328 | 318
88 | 2008010300 | 328.3333 | 318.3333
89 | 2008010300 | 328.6667 | 318.6667
90 | 2008010300 | 329 | 339
91 | 2008010300 | 329 | 339
92 | 2008010300 | 329 | 339
93 | 2008010300 | 329 | 339
94 | 2008010300 | 328.6667 | 338.6667
95 | 2008010300 | 328.3333 | 338.3333
96 | 2008010300 | 328 | 338
97 | 2008010300 | 327.6667 | 337.6667
98 | 2008010300 | 327.3333 | 337.3333
99 | 2008010300 | 327 | 337
100 | 2008010300 | 328.6667 | 338.6667
101 | 2008010300 | 330.3333 | 340.3333
102 | 2008010300 | 332 | 342
103 | 2008010300 | 334.3333 | 344.3333
104 | 2008010300 | 336.6667 | 346.6667
105 | 2008010300 | 339 | 349
106 | 2008010300 | 339.3333 | 349.3333
107 | 2008010300 | 339.6667 | 349.6667
108 | 2008010300 | 340 | 350
109 | 2008010300 | 342.3333 | 352.3333
110 | 2008010300 | 344.6667 | 354.6667
111 | 2008010300 | 347 | 357
112 | 2008010300 | 349.6667 | 359.6667
113 | 2008010300 | 352.3333 | 362.3333
114 | 2008010300 | 355 | 365
115 | 2008010300 | 360.3333 | 370.3333
116 | 2008010300 | 365.6667 | 375.6667
117 | 2008010300 | 371 | 381
118 | 2008010300 | 373.6667 | 383.6667
119 | 2008010300 | 376.3333 | 386.3333
120 | 2008010300 | 379 | 389
121 | 2008010300 | 383.3333 | 393.3333
122 | 2008010300 | 387.6667 | 377.6667
123 | 2008010300 | 392 | 382
124 | 2008010300 | 395.3333 | 385.3333
125 | 2008010300 | 398.6667 | 388.6667
126 | 2008010300 | 402 | 392
127 | 2008010300 | 404.3333 | 394.3333
128 | 2008010300 | 406.6667 | 396.6667
129 | 2008010300 | 409 | 399
130 | 2008010300 | 409 | 399
131 | 2008010300 | 409 | 399
132 | 2008010300 | 409 | 399
133 | 2008010300 | 408.3333 | 398.3333
134 | 2008010300 | 407.6667 | 397.6667
135 | 2008010300 | 407 | 397
136 | 2008010300 | 407 | 397
137 | 2008010300 | 407 | 397
138 | 2008010300 | 407 | 397
139 | 2008010300 | 407 | 397
140 | 2008010300 | 407 | 397
141 | 2008010300 | 407 | 397
142 | 2008010300 | 406 | 396
143 | 2008010300 | 405 | 395
0 | 2008004622 | 343 | 333
1 | 2008004622 | 344 | 334
2 | 2008004622 | 345 | 335
3 | 2008004622 | 346 | 336
4 | 2008004622 | 348 | 338
5 | 2008004622 | 350 | 340
6 | 2008004622 | 352 | 342
7 | 2008004622 | 353 | 343
8 | 2008004622 | 354 | 344
9 | 2008004622 | 355 | 345
10 | 2008004622 | 356.6667 | 346.6667
11 | 2008004622 | 358.3333 | 348.3333
12 | 2008004622 | 360 | 350
13 | 2008004622 | 363.6667 | 353.6667
14 | 2008004622 | 367.3333 | 357.3333
15 | 2008004622 | 371 | 361
16 | 2008004622 | 373.3333 | 363.3333
17 | 2008004622 | 375.6667 | 365.6667
18 | 2008004622 | 378 | 368
19 | 2008004622 | 378.6667 | 368.6667
20 | 2008004622 | 379.3333 | 369.3333
21 | 2008004622 | 380 | 370
22 | 2008004622 | 381.3333 | 371.3333
23 | 2008004622 | 382.6667 | 372.6667
24 | 2008004622 | 384 | 374
25 | 2008004622 | 385.3333 | 375.3333
26 | 2008004622 | 386.6667 | 376.6667
27 | 2008004622 | 388 | 378
28 | 2008004622 | 387 | 377
29 | 2008004622 | 386 | 376
30 | 2008004622 | 385 | 375
31 | 2008004622 | 383 | 373
32 | 2008004622 | 381 | 371
33 | 2008004622 | 379 | 369
34 | 2008004622 | 378.3333 | 368.3333
35 | 2008004622 | 377.6667 | 367.6667
36 | 2008004622 | 377 | 367
37 | 2008004622 | 377.3333 | 367.3333
38 | 2008004622 | 377.6667 | 367.6667
39 | 2008004622 | 378 | 368
40 | 2008004622 | 379.6667 | 369.6667
41 | 2008004622 | 381.3333 | 371.3333
42 | 2008004622 | 383 | 373
43 | 2008004622 | 385.3333 | 375.3333
44 | 2008004622 | 387.6667 | 377.6667
45 | 2008004622 | 390 | 380
46 | 2008004622 | 391.3333 | 381.3333
47 | 2008004622 | 392.6667 | 382.6667
48 | 2008004622 | 394 | 384
49 | 2008004622 | 393.3333 | 383.3333
50 | 2008004622 | 392.6667 | 382.6667
51 | 2008004622 | 392 | 382
52 | 2008004622 | 387.6667 | 377.6667
53 | 2008004622 | 383.3333 | 373.3333
54 | 2008004622 | 379 | 369
55 | 2008004622 | 372.3333 | 362.3333
56 | 2008004622 | 365.6667 | 355.6667
57 | 2008004622 | 359 | 349
58 | 2008004622 | 353.6667 | 343.6667
59 | 2008004622 | 348.3333 | 338.3333
60 | 2008004622 | 343 | 333
61 | 2008004622 | 338.3333 | 328.3333
62 | 2008004622 | 333.6667 | 323.6667
63 | 2008004622 | 329 | 319
64 | 2008004622 | 326 | 316
65 | 2008004622 | 323 | 313
66 | 2008004622 | 320 | 310
67 | 2008004622 | 318.3333 | 308.3333
68 | 2008004622 | 316.6667 | 306.6667
69 | 2008004622 | 315 | 305
70 | 2008004622 | 315.3333 | 305.3333
71 | 2008004622 | 315.6667 | 305.6667
72 | 2008004622 | 316 | 306
73 | 2008004622 | 316.3333 | 306.3333
74 | 2008004622 | 316.6667 | 306.6667
75 | 2008004622 | 317 | 307
76 | 2008004622 | 316.3333 | 306.3333
77 | 2008004622 | 315.6667 | 305.6667
78 | 2008004622 | 315 | 305
79 | 2008004622 | 314.6667 | 304.6667
80 | 2008004622 | 314.3333 | 304.3333
81 | 2008004622 | 314 | 304
82 | 2008004622 | 316.3333 | 306.3333
83 | 2008004622 | 318.6667 | 308.6667
84 | 2008004622 | 321 | 311
85 | 2008004622 | 323.3333 | 313.3333
86 | 2008004622 | 325.6667 | 315.6667
87 | 2008004622 | 328 | 318
88 | 2008004622 | 328.3333 | 318.3333
89 | 2008004622 | 328.6667 | 318.6667
90 | 2008004622 | 329 | 339
91 | 2008004622 | 329 | 339
92 | 2008004622 | 329 | 339
93 | 2008004622 | 329 | 339
94 | 2008004622 | 328.6667 | 338.6667
95 | 2008004622 | 328.3333 | 338.3333
96 | 2008004622 | 328 | 338
97 | 2008004622 | 327.6667 | 337.6667
98 | 2008004622 | 327.3333 | 337.3333
99 | 2008004622 | 327 | 337
100 | 2008004622 | 328.6667 | 338.6667
101 | 2008004622 | 330.3333 | 340.3333
102 | 2008004622 | 332 | 342
103 | 2008004622 | 334.3333 | 344.3333
104 | 2008004622 | 336.6667 | 346.6667
105 | 2008004622 | 339 | 349
106 | 2008004622 | 339.3333 | 349.3333
107 | 2008004622 | 339.6667 | 349.6667
108 | 2008004622 | 340 | 350
109 | 2008004622 | 342.3333 | 352.3333
110 | 2008004622 | 344.6667 | 354.6667
111 | 2008004622 | 347 | 357
112 | 2008004622 | 349.6667 | 359.6667
113 | 2008004622 | 352.3333 | 362.3333
114 | 2008004622 | 355 | 365
115 | 2008004622 | 360.3333 | 370.3333
116 | 2008004622 | 365.6667 | 375.6667
117 | 2008004622 | 371 | 381
118 | 2008004622 | 373.6667 | 383.6667
119 | 2008004622 | 376.3333 | 386.3333
120 | 2008004622 | 379 | 389
121 | 2008004622 | 383.3333 | 393.3333
122 | 2008004622 | 387.6667 | 377.6667
123 | 2008004622 | 392 | 382
124 | 2008004622 | 395.3333 | 385.3333
125 | 2008004622 | 398.6667 | 388.6667
126 | 2008004622 | 402 | 392
127 | 2008004622 | 404.3333 | 394.3333
128 | 2008004622 | 406.6667 | 396.6667
129 | 2008004622 | 409 | 399
130 | 2008004622 | 409 | 399
131 | 2008004622 | 409 | 399
132 | 2008004622 | 409 | 399
133 | 2008004622 | 408.3333 | 398.3333
134 | 2008004622 | 407.6667 | 397.6667
135 | 2008004622 | 407 | 397
136 | 2008004622 | 407 | 397
137 | 2008004622 | 407 | 397
138 | 2008004622 | 407 | 397
139 | 2008004622 | 407 | 397
140 | 2008004622 | 407 | 397
141 | 2008004622 | 407 | 397
142 | 2008004622 | 406 | 396
143 | 2008004622 | 405 | 395
0 | 2003005682 | 343 | 333
1 | 2003005682 | 344 | 334
2 | 2003005682 | 345 | 335
3 | 2003005682 | 346 | 336
4 | 2003005682 | 348 | 338
5 | 2003005682 | 350 | 340
6 | 2003005682 | 352 | 342
7 | 2003005682 | 353 | 343
8 | 2003005682 | 354 | 344
9 | 2003005682 | 355 | 345
10 | 2003005682 | 356.6667 | 346.6667
11 | 2003005682 | 358.3333 | 348.3333
12 | 2003005682 | 360 | 350
13 | 2003005682 | 363.6667 | 353.6667
14 | 2003005682 | 367.3333 | 357.3333
15 | 2003005682 | 371 | 361
16 | 2003005682 | 373.3333 | 363.3333
17 | 2003005682 | 375.6667 | 365.6667
18 | 2003005682 | 378 | 368
19 | 2003005682 | 378.6667 | 368.6667
20 | 2003005682 | 379.3333 | 369.3333
21 | 2003005682 | 380 | 370
22 | 2003005682 | 381.3333 | 371.3333
23 | 2003005682 | 382.6667 | 372.6667
24 | 2003005682 | 384 | 374
25 | 2003005682 | 385.3333 | 375.3333
26 | 2003005682 | 386.6667 | 376.6667
27 | 2003005682 | 388 | 378
28 | 2003005682 | 387 | 377
29 | 2003005682 | 386 | 376
30 | 2003005682 | 385 | 375
31 | 2003005682 | 383 | 373
32 | 2003005682 | 381 | 371
33 | 2003005682 | 379 | 369
34 | 2003005682 | 378.3333 | 368.3333
35 | 2003005682 | 377.6667 | 367.6667
36 | 2003005682 | 377 | 367
37 | 2003005682 | 377.3333 | 367.3333
38 | 2003005682 | 377.6667 | 367.6667
39 | 2003005682 | 378 | 368
40 | 2003005682 | 379.6667 | 369.6667
41 | 2003005682 | 381.3333 | 371.3333
42 | 2003005682 | 383 | 373
43 | 2003005682 | 385.3333 | 375.3333
44 | 2003005682 | 387.6667 | 377.6667
45 | 2003005682 | 390 | 380
46 | 2003005682 | 391.3333 | 381.3333
47 | 2003005682 | 392.6667 | 382.6667
48 | 2003005682 | 394 | 384
49 | 2003005682 | 393.3333 | 383.3333
50 | 2003005682 | 392.6667 | 382.6667
51 | 2003005682 | 392 | 382
52 | 2003005682 | 387.6667 | 377.6667
53 | 2003005682 | 383.3333 | 373.3333
54 | 2003005682 | 379 | 369
55 | 2003005682 | 372.3333 | 362.3333
56 | 2003005682 | 365.6667 | 355.6667
57 | 2003005682 | 359 | 349
58 | 2003005682 | 353.6667 | 343.6667
59 | 2003005682 | 348.3333 | 338.3333
60 | 2003005682 | 343 | 333
61 | 2003005682 | 338.3333 | 328.3333
62 | 2003005682 | 333.6667 | 323.6667
63 | 2003005682 | 329 | 319
64 | 2003005682 | 326 | 316
65 | 2003005682 | 323 | 313
66 | 2003005682 | 320 | 310
67 | 2003005682 | 318.3333 | 308.3333
68 | 2003005682 | 316.6667 | 306.6667
69 | 2003005682 | 315 | 305
70 | 2003005682 | 315.3333 | 305.3333
71 | 2003005682 | 315.6667 | 305.6667
72 | 2003005682 | 316 | 306
73 | 2003005682 | 316.3333 | 306.3333
74 | 2003005682 | 316.6667 | 306.6667
75 | 2003005682 | 317 | 307
76 | 2003005682 | 316.3333 | 306.3333
77 | 2003005682 | 315.6667 | 305.6667
78 | 2003005682 | 315 | 305
79 | 2003005682 | 314.6667 | 304.6667
80 | 2003005682 | 314.3333 | 304.3333
81 | 2003005682 | 314 | 304
82 | 2003005682 | 316.3333 | 306.3333
83 | 2003005682 | 318.6667 | 308.6667
84 | 2003005682 | 321 | 311
85 | 2003005682 | 323.3333 | 313.3333
86 | 2003005682 | 325.6667 | 315.6667
87 | 2003005682 | 328 | 318
88 | 2003005682 | 328.3333 | 318.3333
89 | 2003005682 | 328.6667 | 318.6667
90 | 2003005682 | 329 | 339
91 | 2003005682 | 329 | 339
92 | 2003005682 | 329 | 339
93 | 2003005682 | 329 | 339
94 | 2003005682 | 328.6667 | 338.6667
95 | 2003005682 | 328.3333 | 338.3333
96 | 2003005682 | 328 | 338
97 | 2003005682 | 327.6667 | 337.6667
98 | 2003005682 | 327.3333 | 337.3333
99 | 2003005682 | 327 | 337
100 | 2003005682 | 328.6667 | 338.6667
101 | 2003005682 | 330.3333 | 340.3333
102 | 2003005682 | 332 | 342
103 | 2003005682 | 334.3333 | 344.3333
104 | 2003005682 | 336.6667 | 346.6667
105 | 2003005682 | 339 | 349
106 | 2003005682 | 339.3333 | 349.3333
107 | 2003005682 | 339.6667 | 349.6667
108 | 2003005682 | 340 | 350
109 | 2003005682 | 342.3333 | 352.3333
110 | 2003005682 | 344.6667 | 354.6667
111 | 2003005682 | 347 | 357
112 | 2003005682 | 349.6667 | 359.6667
113 | 2003005682 | 352.3333 | 362.3333
114 | 2003005682 | 355 | 365
115 | 2003005682 | 360.3333 | 370.3333
116 | 2003005682 | 365.6667 | 375.6667
117 | 2003005682 | 371 | 381
118 | 2003005682 | 373.6667 | 383.6667
119 | 2003005682 | 376.3333 | 386.3333
120 | 2003005682 | 379 | 389
121 | 2003005682 | 383.3333 | 393.3333
122 | 2003005682 | 387.6667 | 377.6667
123 | 2003005682 | 392 | 382
124 | 2003005682 | 395.3333 | 385.3333
125 | 2003005682 | 398.6667 | 388.6667
126 | 2003005682 | 402 | 392
127 | 2003005682 | 404.3333 | 394.3333
128 | 2003005682 | 406.6667 | 396.6667
129 | 2003005682 | 409 | 399
130 | 2003005682 | 409 | 399
131 | 2003005682 | 409 | 399
132 | 2003005682 | 409 | 399
133 | 2003005682 | 408.3333 | 398.3333
134 | 2003005682 | 407.6667 | 397.6667
135 | 2003005682 | 407 | 397
136 | 2003005682 | 407 | 397
137 | 2003005682 | 407 | 397
138 | 2003005682 | 407 | 397
139 | 2003005682 | 407 | 397
140 | 2003005682 | 407 | 397
141 | 2003005682 | 407 | 397
142 | 2003005682 | 406 | 396
143 | 2003005682 | 405 | 395
0 | 2007010566 | 343 | 333
1 | 2007010566 | 344 | 334
2 | 2007010566 | 345 | 335
3 | 2007010566 | 346 | 336
4 | 2007010566 | 348 | 338
5 | 2007010566 | 350 | 340
6 | 2007010566 | 352 | 342
7 | 2007010566 | 353 | 343
8 | 2007010566 | 354 | 344
9 | 2007010566 | 355 | 345
10 | 2007010566 | 356.6667 | 346.6667
11 | 2007010566 | 358.3333 | 348.3333
12 | 2007010566 | 360 | 350
13 | 2007010566 | 363.6667 | 353.6667
14 | 2007010566 | 367.3333 | 357.3333
15 | 2007010566 | 371 | 361
16 | 2007010566 | 373.3333 | 363.3333
17 | 2007010566 | 375.6667 | 365.6667
18 | 2007010566 | 378 | 368
19 | 2007010566 | 378.6667 | 368.6667
20 | 2007010566 | 379.3333 | 369.3333
21 | 2007010566 | 380 | 370
22 | 2007010566 | 381.3333 | 371.3333
23 | 2007010566 | 382.6667 | 372.6667
24 | 2007010566 | 384 | 374
25 | 2007010566 | 385.3333 | 375.3333
26 | 2007010566 | 386.6667 | 376.6667
27 | 2007010566 | 388 | 378
28 | 2007010566 | 387 | 377
29 | 2007010566 | 386 | 376
30 | 2007010566 | 385 | 375
31 | 2007010566 | 383 | 373
32 | 2007010566 | 381 | 371
33 | 2007010566 | 379 | 369
34 | 2007010566 | 378.3333 | 368.3333
35 | 2007010566 | 377.6667 | 367.6667
36 | 2007010566 | 377 | 367
37 | 2007010566 | 377.3333 | 367.3333
38 | 2007010566 | 377.6667 | 367.6667
39 | 2007010566 | 378 | 368
40 | 2007010566 | 379.6667 | 369.6667
41 | 2007010566 | 381.3333 | 371.3333
42 | 2007010566 | 383 | 373
43 | 2007010566 | 385.3333 | 375.3333
44 | 2007010566 | 387.6667 | 377.6667
45 | 2007010566 | 390 | 380
46 | 2007010566 | 391.3333 | 381.3333
47 | 2007010566 | 392.6667 | 382.6667
48 | 2007010566 | 394 | 384
49 | 2007010566 | 393.3333 | 383.3333
50 | 2007010566 | 392.6667 | 382.6667
51 | 2007010566 | 392 | 382
52 | 2007010566 | 387.6667 | 377.6667
53 | 2007010566 | 383.3333 | 373.3333
54 | 2007010566 | 379 | 369
55 | 2007010566 | 372.3333 | 362.3333
56 | 2007010566 | 365.6667 | 355.6667
57 | 2007010566 | 359 | 349
58 | 2007010566 | 353.6667 | 343.6667
59 | 2007010566 | 348.3333 | 338.3333
60 | 2007010566 | 343 | 333
61 | 2007010566 | 338.3333 | 328.3333
62 | 2007010566 | 333.6667 | 323.6667
63 | 2007010566 | 329 | 319
64 | 2007010566 | 326 | 316
65 | 2007010566 | 323 | 313
66 | 2007010566 | 320 | 310
67 | 2007010566 | 318.3333 | 308.3333
68 | 2007010566 | 316.6667 | 306.6667
69 | 2007010566 | 315 | 305
70 | 2007010566 | 315.3333 | 305.3333
71 | 2007010566 | 315.6667 | 305.6667
72 | 2007010566 | 316 | 306
73 | 2007010566 | 316.3333 | 306.3333
74 | 2007010566 | 316.6667 | 306.6667
75 | 2007010566 | 317 | 307
76 | 2007010566 | 316.3333 | 306.3333
77 | 2007010566 | 315.6667 | 305.6667
78 | 2007010566 | 315 | 305
79 | 2007010566 | 314.6667 | 304.6667
80 | 2007010566 | 314.3333 | 304.3333
81 | 2007010566 | 314 | 304
82 | 2007010566 | 316.3333 | 306.3333
83 | 2007010566 | 318.6667 | 308.6667
84 | 2007010566 | 321 | 311
85 | 2007010566 | 323.3333 | 313.3333
86 | 2007010566 | 325.6667 | 315.6667
87 | 2007010566 | 328 | 318
88 | 2007010566 | 328.3333 | 318.3333
89 | 2007010566 | 328.6667 | 318.6667
90 | 2007010566 | 329 | 339
91 | 2007010566 | 329 | 339
92 | 2007010566 | 329 | 339
93 | 2007010566 | 329 | 339
94 | 2007010566 | 328.6667 | 338.6667
95 | 2007010566 | 328.3333 | 338.3333
96 | 2007010566 | 328 | 338
97 | 2007010566 | 327.6667 | 337.6667
98 | 2007010566 | 327.3333 | 337.3333
99 | 2007010566 | 327 | 337
100 | 2007010566 | 328.6667 | 338.6667
101 | 2007010566 | 330.3333 | 340.3333
102 | 2007010566 | 332 | 342
103 | 2007010566 | 334.3333 | 344.3333
104 | 2007010566 | 336.6667 | 346.6667
105 | 2007010566 | 339 | 349
106 | 2007010566 | 339.3333 | 349.3333
107 | 2007010566 | 339.6667 | 349.6667
108 | 2007010566 | 340 | 350
109 | 2007010566 | 342.3333 | 352.3333
110 | 2007010566 | 344.6667 | 354.6667
111 | 2007010566 | 347 | 357
112 | 2007010566 | 349.6667 | 359.6667
113 | 2007010566 | 352.3333 | 362.3333
114 | 2007010566 | 355 | 365
115 | 2007010566 | 360.3333 | 370.3333
116 | 2007010566 | 365.6667 | 375.6667
117 | 2007010566 | 371 | 381
118 | 2007010566 | 373.6667 | 383.6667
119 | 2007010566 | 376.3333 | 386.3333
120 | 2007010566 | 379 | 389
121 | 2007010566 | 383.3333 | 393.3333
122 | 2007010566 | 387.6667 | 377.6667
123 | 2007010566 | 392 | 382
124 | 2007010566 | 395.3333 | 385.3333
125 | 2007010566 | 398.6667 | 388.6667
126 | 2007010566 | 402 | 392
127 | 2007010566 | 404.3333 | 394.3333
128 | 2007010566 | 406.6667 | 396.6667
129 | 2007010566 | 409 | 399
130 | 2007010566 | 409 | 399
131 | 2007010566 | 409 | 399
132 | 2007010566 | 409 | 399
133 | 2007010566 | 408.3333 | 398.3333
134 | 2007010566 | 407.6667 | 397.6667
135 | 2007010566 | 407 | 397
136 | 2007010566 | 407 | 397
137 | 2007010566 | 407 | 397
138 | 2007010566 | 407 | 397
139 | 2007010566 | 407 | 397
140 | 2007010566 | 407 | 397
141 | 2007010566 | 407 | 397
142 | 2007010566 | 406 | 396
143 | 2007010566 | 405 | 395
0 | 2009008695 | 343 | 333
1 | 2009008695 | 344 | 334
2 | 2009008695 | 345 | 335
3 | 2009008695 | 346 | 336
4 | 2009008695 | 348 | 338
5 | 2009008695 | 350 | 340
6 | 2009008695 | 352 | 342
7 | 2009008695 | 353 | 343
8 | 2009008695 | 354 | 344
9 | 2009008695 | 355 | 345
10 | 2009008695 | 356.6667 | 346.6667
11 | 2009008695 | 358.3333 | 348.3333
12 | 2009008695 | 360 | 350
13 | 2009008695 | 363.6667 | 353.6667
14 | 2009008695 | 367.3333 | 357.3333
15 | 2009008695 | 371 | 361
16 | 2009008695 | 373.3333 | 363.3333
17 | 2009008695 | 375.6667 | 365.6667
18 | 2009008695 | 378 | 368
19 | 2009008695 | 378.6667 | 368.6667
20 | 2009008695 | 379.3333 | 369.3333
21 | 2009008695 | 380 | 370
22 | 2009008695 | 381.3333 | 371.3333
23 | 2009008695 | 382.6667 | 372.6667
24 | 2009008695 | 384 | 374
25 | 2009008695 | 385.3333 | 375.3333
26 | 2009008695 | 386.6667 | 376.6667
27 | 2009008695 | 388 | 378
28 | 2009008695 | 387 | 377
29 | 2009008695 | 386 | 376
30 | 2009008695 | 385 | 375
31 | 2009008695 | 383 | 373
32 | 2009008695 | 381 | 371
33 | 2009008695 | 379 | 369
34 | 2009008695 | 378.3333 | 368.3333
35 | 2009008695 | 377.6667 | 367.6667
36 | 2009008695 | 377 | 367
37 | 2009008695 | 377.3333 | 367.3333
38 | 2009008695 | 377.6667 | 367.6667
39 | 2009008695 | 378 | 368
40 | 2009008695 | 379.6667 | 369.6667
41 | 2009008695 | 381.3333 | 371.3333
42 | 2009008695 | 383 | 373
43 | 2009008695 | 385.3333 | 375.3333
44 | 2009008695 | 387.6667 | 377.6667
45 | 2009008695 | 390 | 380
46 | 2009008695 | 391.3333 | 381.3333
47 | 2009008695 | 392.6667 | 382.6667
48 | 2009008695 | 394 | 384
49 | 2009008695 | 393.3333 | 383.3333
50 | 2009008695 | 392.6667 | 382.6667
51 | 2009008695 | 392 | 382
52 | 2009008695 | 387.6667 | 377.6667
53 | 2009008695 | 383.3333 | 373.3333
54 | 2009008695 | 379 | 369
55 | 2009008695 | 372.3333 | 362.3333
56 | 2009008695 | 365.6667 | 355.6667
57 | 2009008695 | 359 | 349
58 | 2009008695 | 353.6667 | 343.6667
59 | 2009008695 | 348.3333 | 338.3333
60 | 2009008695 | 343 | 333
61 | 2009008695 | 338.3333 | 328.3333
62 | 2009008695 | 333.6667 | 323.6667
63 | 2009008695 | 329 | 319
64 | 2009008695 | 326 | 316
65 | 2009008695 | 323 | 313
66 | 2009008695 | 320 | 310
67 | 2009008695 | 318.3333 | 308.3333
68 | 2009008695 | 316.6667 | 306.6667
69 | 2009008695 | 315 | 305
70 | 2009008695 | 315.3333 | 305.3333
71 | 2009008695 | 315.6667 | 305.6667
72 | 2009008695 | 316 | 306
73 | 2009008695 | 316.3333 | 306.3333
74 | 2009008695 | 316.6667 | 306.6667
75 | 2009008695 | 317 | 307
76 | 2009008695 | 316.3333 | 306.3333
77 | 2009008695 | 315.6667 | 305.6667
78 | 2009008695 | 315 | 305
79 | 2009008695 | 314.6667 | 304.6667
80 | 2009008695 | 314.3333 | 304.3333
81 | 2009008695 | 314 | 304
82 | 2009008695 | 316.3333 | 306.3333
83 | 2009008695 | 318.6667 | 308.6667
84 | 2009008695 | 321 | 311
85 | 2009008695 | 323.3333 | 313.3333
86 | 2009008695 | 325.6667 | 315.6667
87 | 2009008695 | 328 | 318
88 | 2009008695 | 328.3333 | 318.3333
89 | 2009008695 | 328.6667 | 318.6667
90 | 2009008695 | 329 | 339
91 | 2009008695 | 329 | 339
92 | 2009008695 | 329 | 339
93 | 2009008695 | 329 | 339
94 | 2009008695 | 328.6667 | 338.6667
95 | 2009008695 | 328.3333 | 338.3333
96 | 2009008695 | 328 | 338
97 | 2009008695 | 327.6667 | 337.6667
98 | 2009008695 | 327.3333 | 337.3333
99 | 2009008695 | 327 | 337
100 | 2009008695 | 328.6667 | 338.6667
101 | 2009008695 | 330.3333 | 340.3333
102 | 2009008695 | 332 | 342
103 | 2009008695 | 334.3333 | 344.3333
104 | 2009008695 | 336.6667 | 346.6667
105 | 2009008695 | 339 | 349
106 | 2009008695 | 339.3333 | 349.3333
107 | 2009008695 | 339.6667 | 349.6667
108 | 2009008695 | 340 | 350
109 | 2009008695 | 342.3333 | 352.3333
110 | 2009008695 | 344.6667 | 354.6667
111 | 2009008695 | 347 | 357
112 | 2009008695 | 349.6667 | 359.6667
113 | 2009008695 | 352.3333 | 362.3333
114 | 2009008695 | 355 | 365
115 | 2009008695 | 360.3333 | 370.3333
116 | 2009008695 | 365.6667 | 375.6667
117 | 2009008695 | 371 | 381
118 | 2009008695 | 373.6667 | 383.6667
119 | 2009008695 | 376.3333 | 386.3333
120 | 2009008695 | 379 | 389
121 | 2009008695 | 383.3333 | 393.3333
122 | 2009008695 | 387.6667 | 377.6667
123 | 2009008695 | 392 | 382
124 | 2009008695 | 395.3333 | 385.3333
125 | 2009008695 | 398.6667 | 388.6667
126 | 2009008695 | 402 | 392
127 | 2009008695 | 404.3333 | 394.3333
128 | 2009008695 | 406.6667 | 396.6667
129 | 2009008695 | 409 | 399
130 | 2009008695 | 409 | 399
131 | 2009008695 | 409 | 399
132 | 2009008695 | 409 | 399
133 | 2009008695 | 408.3333 | 398.3333
134 | 2009008695 | 407.6667 | 397.6667
135 | 2009008695 | 407 | 397
136 | 2009008695 | 407 | 397
137 | 2009008695 | 407 | 397
138 | 2009008695 | 407 | 397
139 | 2009008695 | 407 | 397
140 | 2009008695 | 407 | 397
141 | 2009008695 | 407 | 397
142 | 2009008695 | 406 | 396
143 | 2009008695 | 405 | 395