## bus
name | baseKV | type | VM | VA | VNLB | VNUB | VELB | VEUB
1 | 11 | 1 | 1 | 1 | 0.94 | 1.1 | 1 | 1
2 | 11 | 1 | 1 | 1 | 0.94 | 1.1 | 1 | 1

## demand
name | busname | real | reactive | stat | VOLL
D1 | 2 | 3.4010194089583985 | 1.1178610211294373 | 1 | 100000

## branch
name | from_busname | to_busname | stat | r | x | b | ShortTermRating | ContinuousRating | angLB | angUB | contingency | probability
test | 1 | 2 | 1 | 7.818e-06 | 1.1232e-06 | 0 | 10000 | 10000 | -360 | 360 | 0 | 0

## transformer
name | from_busname | to_busname | type | stat | r | x | b | ShortTermRating | ContinuousRating | angLB | angUB | PhaseShift | TapRatio | TapLB | TapUB | contingency | probability

## shunt
busname | name | GL | BL | stat

## generator
busname | name | stat | type | PG | QG | PGLB | PGUB | QGLB | QGUB | VS | RampDown(MW/hr) | RampUp(MW/hr) | MinDownTime(hr) | MinUpTime(hr) | FuelType | contingency | probability | startup | shutdown | costc2 | costc1 | costc0 | PGLB_orig | RampDown_orig(MW/hr) | RampUp_orig(MW/hr)
1 | GridConnection_5 | 1 | 3 | 0 | 0 | 0 | 1000000 | -1000000 | 1000000 | 1 | 0 | 0 | 0 | 0 | NA | 0 | 0 | 0 | 0 | 0 | 0 | 100 | 0 | 0 | 0

## baseMVA
baseMVA
1

## timeseries
timeperiod | D1
0 | 3.7714
1 | 2.6438
2 | 2.3791
3 | 3.2159
4 | 2.1251
5 | 2.4648
6 | 5.8825
7 | 4.7996
8 | 4.1009
9 | 3.5106
10 | 6.03
11 | 5.6676
12 | 7.5171
13 | 3.321
14 | 4.1077
15 | 4.9191
16 | 6.0939
17 | 5.8985
18 | 4.3523
19 | 3.2987
20 | 2.2465
21 | 2.1709
22 | 3.3467
23 | 4.5644
24 | 5.4109
25 | 5.6737
26 | 5.546
27 | 9.2546
28 | 4.5236
29 | 6.4099
30 | 5.6081
31 | 7.4044
32 | 5.397
33 | 7.3932
34 | 6.3937
35 | 7.0552
36 | 7.6627
37 | 6.5153
38 | 5.6768
39 | 5.0386
40 | 5.0106
41 | 5.9467
42 | 6.5204
43 | 7.0786
44 | 10.874
45 | 10.6793
46 | 7.1451
47 | 7.6887
48 | 7.5956
49 | 6.1121
50 | 8.0534
51 | 8.4545
52 | 8.4769
53 | 11.1563
54 | 10.6812
55 | 10.2462
56 | 8.9522
57 | 7.3611
58 | 9.072
59 | 7.7608
60 | 7.9698
61 | 8.8774
62 | 7.1519
63 | 6.9011
64 | 5.9847
65 | 9.3814
66 | 7.3373
67 | 6.1443
68 | 6.3924
69 | 6.0471
70 | 5.0899
71 | 5.0032
72 | 4.9754
73 | 3.2952
74 | 3.233
75 | 2.7792
76 | 2.5889
77 | 2.7376
78 | 2.8498
79 | 2.9508
80 | 2.7729
81 | 2.8317
82 | 3.0508
83 | 2.4454
84 | 1.9937
85 | 2.2808
86 | 2.5195
87 | 1.9849
88 | 1.8981
89 | 2.2823
90 | 2.0264
91 | 1.9305
92 | 2.2279
93 | 1.6715
94 | 1.476
95 | 2.2331
96 | 2.794
97 | 2.4748
98 | 2.2928
99 | 2.1007
100 | 2.3835
101 | 3.1649
102 | 1.9564
103 | 1.9769
104 | 2.2555
105 | 1.9832
106 | 2.0039
107 | 2.2461
108 | 1.95
109 | 2.1746
110 | 1.8201
111 | 2.2202
112 | 3.1786
113 | 2.369
114 | 4.1452
115 | 4.2062
116 | 5.0999
117 | 6.7998
118 | 7.486
119 | 4.8846
120 | 12.2691
121 | 11.9592
122 | 9.2345
123 | 7.759
124 | 7.0728
125 | 4.274
126 | 3.746
127 | 4.2109
128 | 3.4278
129 | 3.2758
130 | 8.077
131 | 4.7048
132 | 3.5481
133 | 4.9311
134 | 3.2867
135 | 3.6781
136 | 3.2708
137 | 3.3412
138 | 7.9877
139 | 5.3289
140 | 4.2101
141 | 5.7444
142 | 4.3309
143 | 3.401

## EVs
name | busname | stat | Minoperatingcapacity(MW) | capacity(kW) | battery(kWh) | chargingrate(MW/hr) | dischargingrate(MW/hr) | ChargingEfficiency(%) | DischargingEfficiency(%) | dischargingcost(gbp/MWh) | chargingcost(gbp/MWh)
2015000480 | 2 | 1 | 0 | 7.4 | 75 | 250 | 0 | 0.88 | 0 | 0 | 150
2002005923 | 2 | 1 | 0 | 3.7 | 40 | 250 | 0 | 0.88 | 0 | 0 | 150
2009001113 | 2 | 1 | 0 | 3.7 | 60 | 250 | 0 | 0.88 | 0 | 0 | 150
2006008361 | 2 | 1 | 0 | 7.4 | 75 | 250 | 0 | 0.88 | 0 | 0 | 150
2016002063 | 2 | 1 | 0 | 3.7 | 60 | 250 | 0 | 0.88 | 0 | 0 | 150
2002004582 | 2 | 1 | 0 | 7.4 | 100 | 250 | 0 | 0.88 | 0 | 0 | 150
2005010153 | 2 | 1 | 0 | 3.7 | 75 | 250 | 0 | 0.88 | 0 | 0 | 150
2011003517 | 2 | 1 | 0 | 7.4 | 30 | 250 | 0 | 0.88 | 0 | 0 | 150
2006008809 | 2 | 1 | 0 | 3.7 | 30 | 250 | 0 | 0.88 | 0 | 0 | 150
2009006844 | 2 | 1 | 0 | 3.7 | 60 | 250 | 0 | 0.88 | 0 | 0 | 150
2004001600 | 2 | 1 | 0 | 3.7 | 60 | 250 | 0 | 0.88 | 0 | 0 | 150
2008003623 | 2 | 1 | 0 | 3.7 | 40 | 250 | 0 | 0.88 | 0 | 0 | 150
2005001922 | 2 | 1 | 0 | 3.7 | 40 | 250 | 0 | 0.88 | 0 | 0 | 150
2005006362 | 2 | 1 | 0 | 3.7 | 40 | 250 | 0 | 0.88 | 0 | 0 | 150
2009006505 | 2 | 1 | 0 | 3.7 | 40 | 250 | 0 | 0.88 | 0 | 0 | 150
2005011073 | 2 | 1 | 0 | 7.4 | 60 | 250 | 0 | 0.88 | 0 | 0 | 150
2003005673 | 2 | 1 | 0 | 3.7 | 30 | 250 | 0 | 0.88 | 0 | 0 | 150
2003006416 | 2 | 1 | 0 | 7.4 | 40 | 250 | 0 | 0.88 | 0 | 0 | 150
2004005417 | 2 | 1 | 0 | 3.7 | 75 | 250 | 0 | 0.88 | 0 | 0 | 150
2013006079 | 2 | 1 | 0 | 7.4 | 40 | 250 | 0 | 0.88 | 0 | 0 | 150
2011000141 | 2 | 1 | 0 | 7.4 | 30 | 250 | 0 | 0.88 | 0 | 0 | 150
2013001609 | 2 | 1 | 0 | 3.7 | 30 | 250 | 0 | 0.88 | 0 | 0 | 150
2011000755 | 2 | 1 | 0 | 3.7 | 30 | 250 | 0 | 0.88 | 0 | 0 | 150
2004003989 | 2 | 1 | 0 | 7.4 | 30 | 250 | 0 | 0.88 | 0 | 0 | 150
2008010253 | 2 | 1 | 0 | 7.4 | 40 | 250 | 0 | 0.88 | 0 | 0 | 150
2009009962 | 2 | 1 | 0 | 3.7 | 30 | 250 | 0 | 0.88 | 0 | 0 | 150
2005010531 | 2 | 1 | 0 | 3.7 | 60 | 250 | 0 | 0.88 | 0 | 0 | 150
2013000056 | 2 | 1 | 0 | 7.4 | 40 | 250 | 0 | 0.88 | 0 | 0 | 150
2004009281 | 2 | 1 | 0 | 3.7 | 30 | 250 | 0 | 0.88 | 0 | 0 | 150
2009006629 | 2 | 1 | 0 | 7.4 | 60 | 250 | 0 | 0.88 | 0 | 0 | 150
2006009067 | 2 | 1 | 0 | 7.4 | 60 | 250 | 0 | 0.88 | 0 | 0 | 150
2005005101 | 2 | 1 | 0 | 3.7 | 30 | 250 | 0 | 0.88 | 0 | 0 | 150
2002005054 | 2 | 1 | 0 | 7.4 | 60 | 250 | 0 | 0.88 | 0 | 0 | 150
2004001855 | 2 | 1 | 0 | 7.4 | 75 | 250 | 0 | 0.88 | 0 | 0 | 150
2002005722 | 2 | 1 | 0 | 3.7 | 60 | 250 | 0 | 0.88 | 0 | 0 | 150
2003000941 | 2 | 1 | 0 | 7.4 | 24 | 250 | 0 | 0.88 | 0 | 0 | 150
2005010444 | 2 | 1 | 0 | 3.7 | 60 | 250 | 0 | 0.88 | 0 | 0 | 150
2014005062 | 2 | 1 | 0 | 3.7 | 40 | 250 | 0 | 0.88 | 0 | 0 | 150
2005006501 | 2 | 1 | 0 | 7.4 | 30 | 250 | 0 | 0.88 | 0 | 0 | 150
2004008805 | 2 | 1 | 0 | 7.4 | 60 | 250 | 0 | 0.88 | 0 | 0 | 150
2005000382 | 2 | 1 | 0 | 7.4 | 30 | 250 | 0 | 0.88 | 0 | 0 | 150
2002000079 | 2 | 1 | 0 | 3.7 | 40 | 250 | 0 | 0.88 | 0 | 0 | 150
2009005430 | 2 | 1 | 0 | 7.4 | 30 | 250 | 0 | 0.88 | 0 | 0 | 150
2015005515 | 2 | 1 | 0 | 7.4 | 75 | 250 | 0 | 0.88 | 0 | 0 | 150
2005007466 | 2 | 1 | 0 | 7.4 | 30 | 250 | 0 | 0.88 | 0 | 0 | 150
2006009506 | 2 | 1 | 0 | 7.4 | 40 | 250 | 0 | 0.88 | 0 | 0 | 150
2003005767 | 2 | 1 | 0 | 7.4 | 30 | 250 | 0 | 0.88 | 0 | 0 | 150
2008006125 | 2 | 1 | 0 | 7.4 | 24 | 250 | 0 | 0.88 | 0 | 0 | 150
2002008265 | 2 | 1 | 0 | 3.7 | 40 | 250 | 0 | 0.88 | 0 | 0 | 150
2004009516 | 2 | 1 | 0 | 3.7 | 40 | 250 | 0 | 0.88 | 0 | 0 | 150
2008001941 | 2 | 1 | 0 | 3.7 | 30 | 250 | 0 | 0.88 | 0 | 0 | 150
2003002647 | 2 | 1 | 0 | 3.7 | 40 | 250 | 0 | 0.88 | 0 | 0 | 150
2009009382 | 2 | 1 | 0 | 7.4 | 40 | 250 | 0 | 0.88 | 0 | 0 | 150
2002008812 | 2 | 1 | 0 | 3.7 | 75 | 250 | 0 | 0.88 | 0 | 0 | 150
2006004852 | 2 | 1 | 0 | 3.7 | 30 | 250 | 0 | 0.88 | 0 | 0 | 150
2009010752 | 2 | 1 | 0 | 7.4 | 60 | 250 | 0 | 0.88 | 0 | 0 | 150
2005003682 | 2 | 1 | 0 | 7.4 | 24 | 250 | 0 | 0.88 | 0 | 0 | 150
2007008596 | 2 | 1 | 0 | 7.4 | 75 | 250 | 0 | 0.88 | 0 | 0 | 150
2008009651 | 2 | 1 | 0 | 3.7 | 30 | 250 | 0 | 0.88 | 0 | 0 | 150
2015007207 | 2 | 1 | 0 | 7.4 | 60 | 250 | 0 | 0.88 | 0 | 0 | 150
2003001567 | 2 | 1 | 0 | 7.4 | 40 | 250 | 0 | 0.88 | 0 | 0 | 150
2013003365 | 2 | 1 | 0 | 3.7 | 40 | 250 | 0 | 0.88 | 0 | 0 | 150
2010010270 | 2 | 1 | 0 | 3.7 | 40 | 250 | 0 | 0.88 | 0 | 0 | 150
2002009818 | 2 | 1 | 0 | 7.4 | 24 | 250 | 0 | 0.88 | 0 | 0 | 150
2008005014 | 2 | 1 | 0 | 3.7 | 60 | 250 | 0 | 0.88 | 0 | 0 | 150
2008008153 | 2 | 1 | 0 | 7.4 | 40 | 250 | 0 | 0.88 | 0 | 0 | 150
2009002601 | 2 | 1 | 0 | 3.7 | 75 | 250 | 0 | 0.88 | 0 | 0 | 150
2004004180 | 2 | 1 | 0 | 3.7 | 24 | 250 | 0 | 0.88 | 0 | 0 | 150
2015004820 | 2 | 1 | 0 | 7.4 | 40 | 250 | 0 | 0.88 | 0 | 0 | 150
2008007202 | 2 | 1 | 0 | 7.4 | 40 | 250 | 0 | 0.88 | 0 | 0 | 150
2010008325 | 2 | 1 | 0 | 7.4 | 60 | 250 | 0 | 0.88 | 0 | 0 | 150
2002008973 | 2 | 1 | 0 | 7.4 | 60 | 250 | 0 | 0.88 | 0 | 0 | 150
2002000752 | 2 | 1 | 0 | 3.7 | 30 | 250 | 0 | 0.88 | 0 | 0 | 150
2002005677 | 2 | 1 | 0 | 3.7 | 75 | 250 | 0 | 0.88 | 0 | 0 | 150
2008006104 | 2 | 1 | 0 | 3.7 | 75 | 250 | 0 | 0.88 | 0 | 0 | 150
2005004991 | 2 | 1 | 0 | 7.4 | 40 | 250 | 0 | 0.88 | 0 | 0 | 150
2005005850 | 2 | 1 | 0 | 7.4 | 75 | 250 | 0 | 0.88 | 0 | 0 | 150
2011009721 | 2 | 1 | 0 | 7.4 | 60 | 250 | 0 | 0.88 | 0 | 0 | 150
2006005922 | 2 | 1 | 0 | 7.4 | 40 | 250 | 0 | 0.88 | 0 | 0 | 150
2011001793 | 2 | 1 | 0 | 3.7 | 30 | 250 | 0 | 0.88 | 0 | 0 | 150
2005009544 | 2 | 1 | 0 | 7.4 | 75 | 250 | 0 | 0.88 | 0 | 0 | 150
2009006186 | 2 | 1 | 0 | 7.4 | 40 | 250 | 0 | 0.88 | 0 | 0 | 150
2002000259 | 2 | 1 | 0 | 3.7 | 40 | 250 | 0 | 0.88 | 0 | 0 | 150
2003005386 | 2 | 1 | 0 | 7.4 | 40 | 250 | 0 | 0.88 | 0 | 0 | 150
2010003183 | 2 | 1 | 0 | 7.4 | 30 | 250 | 0 | 0.88 | 0 | 0 | 150
2007008129 | 2 | 1 | 0 | 7.4 | 40 | 250 | 0 | 0.88 | 0 | 0 | 150
2004007604 | 2 | 1 | 0 | 7.4 | 75 | 250 | 0 | 0.88 | 0 | 0 | 150
2014001739 | 2 | 1 | 0 | 3.7 | 40 | 250 | 0 | 0.88 | 0 | 0 | 150
2007003792 | 2 | 1 | 0 | 3.7 | 60 | 250 | 0 | 0.88 | 0 | 0 | 150
2012009966 | 2 | 1 | 0 | 3.7 | 30 | 250 | 0 | 0.88 | 0 | 0 | 150
2005007938 | 2 | 1 | 0 | 3.7 | 24 | 250 | 0 | 0.88 | 0 | 0 | 150
2009008672 | 2 | 1 | 0 | 3.7 | 40 | 250 | 0 | 0.88 | 0 | 0 | 150
2008000449 | 2 | 1 | 0 | 3.7 | 30 | 250 | 0 | 0.88 | 0 | 0 | 150
2006003686 | 2 | 1 | 0 | 7.4 | 75 | 250 | 0 | 0.88 | 0 | 0 | 150
2003005775 | 2 | 1 | 0 | 3.7 | 30 | 250 | 0 | 0.88 | 0 | 0 | 150
2008009663 | 2 | 1 | 0 | 3.7 | 40 | 250 | 0 | 0.88 | 0 | 0 | 150
2013006311 | 2 | 1 | 0 | 3.7 | 24 | 250 | 0 | 0.88 | 0 | 0 | 150
2015003915 | 2 | 1 | 0 | 3.7 | 24 | 250 | 0 | 0.88 | 0 | 0 | 150
2016002687 | 2 | 1 | 0 | 7.4 | 24 | 250 | 0 | 0.88 | 0 | 0 | 150
2006004135 | 2 | 1 | 0 | 7.4 | 30 | 250 | 0 | 0.88 | 0 | 0 | 150
2007006901 | 2 | 1 | 0 | 3.7 | 30 | 250 | 0 | 0.88 | 0 | 0 | 150
2013006239 | 2 | 1 | 0 | 7.4 | 40 | 250 | 0 | 0.88 | 0 | 0 | 150
2003007425 | 2 | 1 | 0 | 7.4 | 60 | 250 | 0 | 0.88 | 0 | 0 | 150
2016007026 | 2 | 1 | 0 | 3.7 | 40 | 250 | 0 | 0.88 | 0 | 0 | 150
2011005873 | 2 | 1 | 0 | 7.4 | 60 | 250 | 0 | 0.88 | 0 | 0 | 150
2004002156 | 2 | 1 | 0 | 3.7 | 100 | 250 | 0 | 0.88 | 0 | 0 | 150
2012003003 | 2 | 1 | 0 | 7.4 | 60 | 250 | 0 | 0.88 | 0 | 0 | 150
2005010660 | 2 | 1 | 0 | 3.7 | 40 | 250 | 0 | 0.88 | 0 | 0 | 150
2009006000 | 2 | 1 | 0 | 3.7 | 30 | 250 | 0 | 0.88 | 0 | 0 | 150
2010007390 | 2 | 1 | 0 | 7.4 | 30 | 250 | 0 | 0.88 | 0 | 0 | 150
2005002754 | 2 | 1 | 0 | 7.4 | 75 | 250 | 0 | 0.88 | 0 | 0 | 150
2009003120 | 2 | 1 | 0 | 7.4 | 40 | 250 | 0 | 0.88 | 0 | 0 | 150
2016004565 | 2 | 1 | 0 | 3.7 | 60 | 250 | 0 | 0.88 | 0 | 0 | 150
2005000386 | 2 | 1 | 0 | 7.4 | 75 | 250 | 0 | 0.88 | 0 | 0 | 150
2004010086 | 2 | 1 | 0 | 3.7 | 30 | 250 | 0 | 0.88 | 0 | 0 | 150
2011000235 | 2 | 1 | 0 | 7.4 | 30 | 250 | 0 | 0.88 | 0 | 0 | 150
2008000518 | 2 | 1 | 0 | 7.4 | 75 | 250 | 0 | 0.88 | 0 | 0 | 150
2006004211 | 2 | 1 | 0 | 3.7 | 60 | 250 | 0 | 0.88 | 0 | 0 | 150
2006010200 | 2 | 1 | 0 | 3.7 | 30 | 250 | 0 | 0.88 | 0 | 0 | 150
2005003683 | 2 | 1 | 0 | 3.7 | 30 | 250 | 0 | 0.88 | 0 | 0 | 150
2002005412 | 2 | 1 | 0 | 7.4 | 75 | 250 | 0 | 0.88 | 0 | 0 | 150
2005005917 | 2 | 1 | 0 | 3.7 | 75 | 250 | 0 | 0.88 | 0 | 0 | 150
2004001885 | 2 | 1 | 0 | 3.7 | 40 | 250 | 0 | 0.88 | 0 | 0 | 150
2004002453 | 2 | 1 | 0 | 7.4 | 60 | 250 | 0 | 0.88 | 0 | 0 | 150
2003008780 | 2 | 1 | 0 | 7.4 | 60 | 250 | 0 | 0.88 | 0 | 0 | 150
2005010217 | 2 | 1 | 0 | 7.4 | 60 | 250 | 0 | 0.88 | 0 | 0 | 150
2009008602 | 2 | 1 | 0 | 7.4 | 75 | 250 | 0 | 0.88 | 0 | 0 | 150
2003009228 | 2 | 1 | 0 | 3.7 | 100 | 250 | 0 | 0.88 | 0 | 0 | 150
2011007573 | 2 | 1 | 0 | 7.4 | 75 | 250 | 0 | 0.88 | 0 | 0 | 150
2004006717 | 2 | 1 | 0 | 3.7 | 75 | 250 | 0 | 0.88 | 0 | 0 | 150
2002007623 | 2 | 1 | 0 | 3.7 | 40 | 250 | 0 | 0.88 | 0 | 0 | 150
2006002538 | 2 | 1 | 0 | 3.7 | 60 | 250 | 0 | 0.88 | 0 | 0 | 150
2003009890 | 2 | 1 | 0 | 7.4 | 60 | 250 | 0 | 0.88 | 0 | 0 | 150
2009010066 | 2 | 1 | 0 | 7.4 | 60 | 250 | 0 | 0.88 | 0 | 0 | 150
2006003943 | 2 | 1 | 0 | 7.4 | 60 | 250 | 0 | 0.88 | 0 | 0 | 150
2004001913 | 2 | 1 | 0 | 3.7 | 60 | 250 | 0 | 0.88 | 0 | 0 | 150
2013007645 | 2 | 1 | 0 | 3.7 | 60 | 250 | 0 | 0.88 | 0 | 0 | 150
2012002520 | 2 | 1 | 0 | 7.4 | 100 | 250 | 0 | 0.88 | 0 | 0 | 150
2003003365 | 2 | 1 | 0 | 3.7 | 75 | 250 | 0 | 0.88 | 0 | 0 | 150
2008000848 | 2 | 1 | 0 | 7.4 | 30 | 250 | 0 | 0.88 | 0 | 0 | 150
2003008101 | 2 | 1 | 0 | 3.7 | 30 | 250 | 0 | 0.88 | 0 | 0 | 150
2007009817 | 2 | 1 | 0 | 7.4 | 30 | 250 | 0 | 0.88 | 0 | 0 | 150
2007006038 | 2 | 1 | 0 | 7.4 | 30 | 250 | 0 | 0.88 | 0 | 0 | 150
2005006745 | 2 | 1 | 0 | 7.4 | 75 | 250 | 0 | 0.88 | 0 | 0 | 150
2009002031 | 2 | 1 | 0 | 3.7 | 30 | 250 | 0 | 0.88 | 0 | 0 | 150
2009006404 | 2 | 1 | 0 | 7.4 | 100 | 250 | 0 | 0.88 | 0 | 0 | 150
2008008722 | 2 | 1 | 0 | 7.4 | 75 | 250 | 0 | 0.88 | 0 | 0 | 150
2007001185 | 2 | 1 | 0 | 3.7 | 75 | 250 | 0 | 0.88 | 0 | 0 | 150
2009003173 | 2 | 1 | 0 | 7.4 | 75 | 250 | 0 | 0.88 | 0 | 0 | 150
2009008744 | 2 | 1 | 0 | 7.4 | 40 | 250 | 0 | 0.88 | 0 | 0 | 150
2006007826 | 2 | 1 | 0 | 3.7 | 30 | 250 | 0 | 0.88 | 0 | 0 | 150
2008002445 | 2 | 1 | 0 | 3.7 | 24 | 250 | 0 | 0.88 | 0 | 0 | 150
2006006507 | 2 | 1 | 0 | 3.7 | 24 | 250 | 0 | 0.88 | 0 | 0 | 150
2013003572 | 2 | 1 | 0 | 3.7 | 75 | 250 | 0 | 0.88 | 0 | 0 | 150
2005001747 | 2 | 1 | 0 | 7.4 | 30 | 250 | 0 | 0.88 | 0 | 0 | 150
2004007994 | 2 | 1 | 0 | 3.7 | 40 | 250 | 0 | 0.88 | 0 | 0 | 150
2004003432 | 2 | 1 | 0 | 3.7 | 75 | 250 | 0 | 0.88 | 0 | 0 | 150
2006003548 | 2 | 1 | 0 | 3.7 | 75 | 250 | 0 | 0.88 | 0 | 0 | 150
2012002498 | 2 | 1 | 0 | 7.4 | 30 | 250 | 0 | 0.88 | 0 | 0 | 150
2011008085 | 2 | 1 | 0 | 3.7 | 100 | 250 | 0 | 0.88 | 0 | 0 | 150
2009002836 | 2 | 1 | 0 | 7.4 | 30 | 250 | 0 | 0.88 | 0 | 0 | 150
2008000988 | 2 | 1 | 0 | 7.4 | 40 | 250 | 0 | 0.88 | 0 | 0 | 150
2011007096 | 2 | 1 | 0 | 3.7 | 75 | 250 | 0 | 0.88 | 0 | 0 | 150
2008005993 | 2 | 1 | 0 | 3.7 | 24 | 250 | 0 | 0.88 | 0 | 0 | 150
2011010158 | 2 | 1 | 0 | 7.4 | 40 | 250 | 0 | 0.88 | 0 | 0 | 150
2005006367 | 2 | 1 | 0 | 7.4 | 24 | 250 | 0 | 0.88 | 0 | 0 | 150
2006001960 | 2 | 1 | 0 | 3.7 | 75 | 250 | 0 | 0.88 | 0 | 0 | 150
2013005391 | 2 | 1 | 0 | 3.7 | 40 | 250 | 0 | 0.88 | 0 | 0 | 150
2008005284 | 2 | 1 | 0 | 7.4 | 75 | 250 | 0 | 0.88 | 0 | 0 | 150
2013007561 | 2 | 1 | 0 | 3.7 | 40 | 250 | 0 | 0.88 | 0 | 0 | 150
2006004427 | 2 | 1 | 0 | 3.7 | 40 | 250 | 0 | 0.88 | 0 | 0 | 150
2015000561 | 2 | 1 | 0 | 3.7 | 60 | 250 | 0 | 0.88 | 0 | 0 | 150
2007006109 | 2 | 1 | 0 | 7.4 | 60 | 250 | 0 | 0.88 | 0 | 0 | 150
2004009361 | 2 | 1 | 0 | 7.4 | 30 | 250 | 0 | 0.88 | 0 | 0 | 150
2014000737 | 2 | 1 | 0 | 3.7 | 24 | 250 | 0 | 0.88 | 0 | 0 | 150
2007010879 | 2 | 1 | 0 | 7.4 | 30 | 250 | 0 | 0.88 | 0 | 0 | 150
2013003718 | 2 | 1 | 0 | 3.7 | 75 | 250 | 0 | 0.88 | 0 | 0 | 150
2005004043 | 2 | 1 | 0 | 3.7 | 75 | 250 | 0 | 0.88 | 0 | 0 | 150
2005010695 | 2 | 1 | 0 | 3.7 | 60 | 250 | 0 | 0.88 | 0 | 0 | 150
2003003136 | 2 | 1 | 0 | 3.7 | 30 | 250 | 0 | 0.88 | 0 | 0 | 150
2006001842 | 2 | 1 | 0 | 7.4 | 60 | 250 | 0 | 0.88 | 0 | 0 | 150
2005000766 | 2 | 1 | 0 | 3.7 | 40 | 250 | 0 | 0.88 | 0 | 0 | 150
2015001306 | 2 | 1 | 0 | 3.7 | 100 | 250 | 0 | 0.88 | 0 | 0 | 150
2011003275 | 2 | 1 | 0 | 3.7 | 30 | 250 | 0 | 0.88 | 0 | 0 | 150
2007010077 | 2 | 1 | 0 | 7.4 | 24 | 250 | 0 | 0.88 | 0 | 0 | 150
2002004640 | 2 | 1 | 0 | 3.7 | 30 | 250 | 0 | 0.88 | 0 | 0 | 150
2004009742 | 2 | 1 | 0 | 3.7 | 30 | 250 | 0 | 0.88 | 0 | 0 | 150
2007006260 | 2 | 1 | 0 | 3.7 | 60 | 250 | 0 | 0.88 | 0 | 0 | 150
2005000590 | 2 | 1 | 0 | 7.4 | 40 | 250 | 0 | 0.88 | 0 | 0 | 150
2007005981 | 2 | 1 | 0 | 7.4 | 40 | 250 | 0 | 0.88 | 0 | 0 | 150
2009010205 | 2 | 1 | 0 | 7.4 | 60 | 250 | 0 | 0.88 | 0 | 0 | 150
2006002580 | 2 | 1 | 0 | 7.4 | 40 | 250 | 0 | 0.88 | 0 | 0 | 150
2008009992 | 2 | 1 | 0 | 3.7 | 75 | 250 | 0 | 0.88 | 0 | 0 | 150
2003002950 | 2 | 1 | 0 | 7.4 | 40 | 250 | 0 | 0.88 | 0 | 0 | 150
2009007298 | 2 | 1 | 0 | 7.4 | 30 | 250 | 0 | 0.88 | 0 | 0 | 150
2009008635 | 2 | 1 | 0 | 3.7 | 40 | 250 | 0 | 0.88 | 0 | 0 | 150
2005008605 | 2 | 1 | 0 | 3.7 | 40 | 250 | 0 | 0.88 | 0 | 0 | 150
2007007106 | 2 | 1 | 0 | 3.7 | 30 | 250 | 0 | 0.88 | 0 | 0 | 150
2014001949 | 2 | 1 | 0 | 7.4 | 24 | 250 | 0 | 0.88 | 0 | 0 | 150
2004004064 | 2 | 1 | 0 | 3.7 | 60 | 250 | 0 | 0.88 | 0 | 0 | 150
2008001320 | 2 | 1 | 0 | 7.4 | 60 | 250 | 0 | 0.88 | 0 | 0 | 150
2010000825 | 2 | 1 | 0 | 3.7 | 30 | 250 | 0 | 0.88 | 0 | 0 | 150
2005001736 | 2 | 1 | 0 | 7.4 | 60 | 250 | 0 | 0.88 | 0 | 0 | 150
2011006649 | 2 | 1 | 0 | 3.7 | 40 | 250 | 0 | 0.88 | 0 | 0 | 150
2013000126 | 2 | 1 | 0 | 3.7 | 30 | 250 | 0 | 0.88 | 0 | 0 | 150
2008000676 | 2 | 1 | 0 | 7.4 | 60 | 250 | 0 | 0.88 | 0 | 0 | 150
2015000667 | 2 | 1 | 0 | 3.7 | 30 | 250 | 0 | 0.88 | 0 | 0 | 150
2009004969 | 2 | 1 | 0 | 7.4 | 75 | 250 | 0 | 0.88 | 0 | 0 | 150
2004000248 | 2 | 1 | 0 | 7.4 | 24 | 250 | 0 | 0.88 | 0 | 0 | 150
2005009190 | 2 | 1 | 0 | 3.7 | 30 | 250 | 0 | 0.88 | 0 | 0 | 150
2010006770 | 2 | 1 | 0 | 7.4 | 40 | 250 | 0 | 0.88 | 0 | 0 | 150
2010010116 | 2 | 1 | 0 | 3.7 | 75 | 250 | 0 | 0.88 | 0 | 0 | 150
2008006767 | 2 | 1 | 0 | 7.4 | 30 | 250 | 0 | 0.88 | 0 | 0 | 150
2006001630 | 2 | 1 | 0 | 7.4 | 30 | 250 | 0 | 0.88 | 0 | 0 | 150
2015004311 | 2 | 1 | 0 | 7.4 | 60 | 250 | 0 | 0.88 | 0 | 0 | 150
2009003618 | 2 | 1 | 0 | 7.4 | 40 | 250 | 0 | 0.88 | 0 | 0 | 150
2006001207 | 2 | 1 | 0 | 3.7 | 100 | 250 | 0 | 0.88 | 0 | 0 | 150
2003010173 | 2 | 1 | 0 | 7.4 | 100 | 250 | 0 | 0.88 | 0 | 0 | 150
2002005101 | 2 | 1 | 0 | 7.4 | 40 | 250 | 0 | 0.88 | 0 | 0 | 150
2009001061 | 2 | 1 | 0 | 7.4 | 40 | 250 | 0 | 0.88 | 0 | 0 | 150
2007005271 | 2 | 1 | 0 | 3.7 | 60 | 250 | 0 | 0.88 | 0 | 0 | 150
2005006564 | 2 | 1 | 0 | 7.4 | 30 | 250 | 0 | 0.88 | 0 | 0 | 150
2005002361 | 2 | 1 | 0 | 3.7 | 24 | 250 | 0 | 0.88 | 0 | 0 | 150
2004005700 | 2 | 1 | 0 | 7.4 | 60 | 250 | 0 | 0.88 | 0 | 0 | 150
2006002331 | 2 | 1 | 0 | 7.4 | 75 | 250 | 0 | 0.88 | 0 | 0 | 150
2012000403 | 2 | 1 | 0 | 7.4 | 75 | 250 | 0 | 0.88 | 0 | 0 | 150
2011009556 | 2 | 1 | 0 | 7.4 | 30 | 250 | 0 | 0.88 | 0 | 0 | 150
2011001971 | 2 | 1 | 0 | 3.7 | 75 | 250 | 0 | 0.88 | 0 | 0 | 150
2002002133 | 2 | 1 | 0 | 7.4 | 60 | 250 | 0 | 0.88 | 0 | 0 | 150
2009003406 | 2 | 1 | 0 | 7.4 | 60 | 250 | 0 | 0.88 | 0 | 0 | 150
2003005196 | 2 | 1 | 0 | 3.7 | 40 | 250 | 0 | 0.88 | 0 | 0 | 150
2007007568 | 2 | 1 | 0 | 7.4 | 30 | 250 | 0 | 0.88 | 0 | 0 | 150
2011008330 | 2 | 1 | 0 | 7.4 | 30 | 250 | 0 | 0.88 | 0 | 0 | 150
2003006483 | 2 | 1 | 0 | 3.7 | 60 | 250 | 0 | 0.88 | 0 | 0 | 150
2009005647 | 2 | 1 | 0 | 7.4 | 30 | 250 | 0 | 0.88 | 0 | 0 | 150
2010004087 | 2 | 1 | 0 | 3.7 | 40 | 250 | 0 | 0.88 | 0 | 0 | 150
2016006370 | 2 | 1 | 0 | 7.4 | 40 | 250 | 0 | 0.88 | 0 | 0 | 150
2007004344 | 2 | 1 | 0 | 7.4 | 24 | 250 | 0 | 0.88 | 0 | 0 | 150
2003000031 | 2 | 1 | 0 | 7.4 | 60 | 250 | 0 | 0.88 | 0 | 0 | 150
2007008800 | 2 | 1 | 0 | 3.7 | 100 | 250 | 0 | 0.88 | 0 | 0 | 150
2007005872 | 2 | 1 | 0 | 3.7 | 75 | 250 | 0 | 0.88 | 0 | 0 | 150
2005000544 | 2 | 1 | 0 | 7.4 | 30 | 250 | 0 | 0.88 | 0 | 0 | 150
2006003119 | 2 | 1 | 0 | 7.4 | 30 | 250 | 0 | 0.88 | 0 | 0 | 150
2011002231 | 2 | 1 | 0 | 7.4 | 40 | 250 | 0 | 0.88 | 0 | 0 | 150
2003008218 | 2 | 1 | 0 | 3.7 | 75 | 250 | 0 | 0.88 | 0 | 0 | 150
2011001042 | 2 | 1 | 0 | 7.4 | 40 | 250 | 0 | 0.88 | 0 | 0 | 150
2003002022 | 2 | 1 | 0 | 3.7 | 30 | 250 | 0 | 0.88 | 0 | 0 | 150
2004000496 | 2 | 1 | 0 | 3.7 | 100 | 250 | 0 | 0.88 | 0 | 0 | 150
2009001702 | 2 | 1 | 0 | 3.7 | 75 | 250 | 0 | 0.88 | 0 | 0 | 150
2008009011 | 2 | 1 | 0 | 3.7 | 40 | 250 | 0 | 0.88 | 0 | 0 | 150
2002004701 | 2 | 1 | 0 | 7.4 | 24 | 250 | 0 | 0.88 | 0 | 0 | 150
2015008260 | 2 | 1 | 0 | 3.7 | 24 | 250 | 0 | 0.88 | 0 | 0 | 150
2005008647 | 2 | 1 | 0 | 7.4 | 40 | 250 | 0 | 0.88 | 0 | 0 | 150
2015008284 | 2 | 1 | 0 | 7.4 | 40 | 250 | 0 | 0.88 | 0 | 0 | 150
2009004656 | 2 | 1 | 0 | 7.4 | 60 | 250 | 0 | 0.88 | 0 | 0 | 150
2005008541 | 2 | 1 | 0 | 3.7 | 75 | 250 | 0 | 0.88 | 0 | 0 | 150
2008010234 | 2 | 1 | 0 | 7.4 | 40 | 250 | 0 | 0.88 | 0 | 0 | 150
2016007420 | 2 | 1 | 0 | 3.7 | 30 | 250 | 0 | 0.88 | 0 | 0 | 150
2008010212 | 2 | 1 | 0 | 3.7 | 30 | 250 | 0 | 0.88 | 0 | 0 | 150
2010007413 | 2 | 1 | 0 | 7.4 | 24 | 250 | 0 | 0.88 | 0 | 0 | 150
2011005239 | 2 | 1 | 0 | 3.7 | 60 | 250 | 0 | 0.88 | 0 | 0 | 150
2005004314 | 2 | 1 | 0 | 3.7 | 40 | 250 | 0 | 0.88 | 0 | 0 | 150
2002004388 | 2 | 1 | 0 | 7.4 | 24 | 250 | 0 | 0.88 | 0 | 0 | 150
2016005327 | 2 | 1 | 0 | 7.4 | 24 | 250 | 0 | 0.88 | 0 | 0 | 150
2002004576 | 2 | 1 | 0 | 7.4 | 60 | 250 | 0 | 0.88 | 0 | 0 | 150
2007005441 | 2 | 1 | 0 | 7.4 | 60 | 250 | 0 | 0.88 | 0 | 0 | 150
2015002057 | 2 | 1 | 0 | 7.4 | 40 | 250 | 0 | 0.88 | 0 | 0 | 150
2005008073 | 2 | 1 | 0 | 7.4 | 100 | 250 | 0 | 0.88 | 0 | 0 | 150
2005010764 | 2 | 1 | 0 | 7.4 | 40 | 250 | 0 | 0.88 | 0 | 0 | 150
2002003774 | 2 | 1 | 0 | 7.4 | 40 | 250 | 0 | 0.88 | 0 | 0 | 150
2003003824 | 2 | 1 | 0 | 7.4 | 30 | 250 | 0 | 0.88 | 0 | 0 | 150
2009000113 | 2 | 1 | 0 | 3.7 | 30 | 250 | 0 | 0.88 | 0 | 0 | 150
2002000649 | 2 | 1 | 0 | 3.7 | 100 | 250 | 0 | 0.88 | 0 | 0 | 150
2009004280 | 2 | 1 | 0 | 7.4 | 24 | 250 | 0 | 0.88 | 0 | 0 | 150
2004000585 | 2 | 1 | 0 | 7.4 | 60 | 250 | 0 | 0.88 | 0 | 0 | 150
2005004082 | 2 | 1 | 0 | 3.7 | 40 | 250 | 0 | 0.88 | 0 | 0 | 150
2004006127 | 2 | 1 | 0 | 7.4 | 40 | 250 | 0 | 0.88 | 0 | 0 | 150
2007009968 | 2 | 1 | 0 | 3.7 | 75 | 250 | 0 | 0.88 | 0 | 0 | 150
2002003645 | 2 | 1 | 0 | 3.7 | 75 | 250 | 0 | 0.88 | 0 | 0 | 150
2008000495 | 2 | 1 | 0 | 7.4 | 40 | 250 | 0 | 0.88 | 0 | 0 | 150
2007009967 | 2 | 1 | 0 | 7.4 | 60 | 250 | 0 | 0.88 | 0 | 0 | 150
2005001585 | 2 | 1 | 0 | 3.7 | 24 | 250 | 0 | 0.88 | 0 | 0 | 150
2011003302 | 2 | 1 | 0 | 7.4 | 40 | 250 | 0 | 0.88 | 0 | 0 | 150
2008003823 | 2 | 1 | 0 | 7.4 | 40 | 250 | 0 | 0.88 | 0 | 0 | 150
2004004023 | 2 | 1 | 0 | 7.4 | 24 | 250 | 0 | 0.88 | 0 | 0 | 150
2013000874 | 2 | 1 | 0 | 3.7 | 40 | 250 | 0 | 0.88 | 0 | 0 | 150
2015003605 | 2 | 1 | 0 | 7.4 | 60 | 250 | 0 | 0.88 | 0 | 0 | 150
2002005008 | 2 | 1 | 0 | 3.7 | 100 | 250 | 0 | 0.88 | 0 | 0 | 150
2002008635 | 2 | 1 | 0 | 7.4 | 60 | 250 | 0 | 0.88 | 0 | 0 | 150
2002005490 | 2 | 1 | 0 | 7.4 | 40 | 250 | 0 | 0.88 | 0 | 0 | 150
2004005988 | 2 | 1 | 0 | 7.4 | 40 | 250 | 0 | 0.88 | 0 | 0 | 150
2007000724 | 2 | 1 | 0 | 3.7 | 40 | 250 | 0 | 0.88 | 0 | 0 | 150
2004000870 | 2 | 1 | 0 | 7.4 | 75 | 250 | 0 | 0.88 | 0 | 0 | 150
2012000397 | 2 | 1 | 0 | 7.4 | 75 | 250 | 0 | 0.88 | 0 | 0 | 150
2009003229 | 2 | 1 | 0 | 3.7 | 60 | 250 | 0 | 0.88 | 0 | 0 | 150
2005001284 | 2 | 1 | 0 | 3.7 | 30 | 250 | 0 | 0.88 | 0 | 0 | 150
2002007319 | 2 | 1 | 0 | 7.4 | 60 | 250 | 0 | 0.88 | 0 | 0 | 150
2004005993 | 2 | 1 | 0 | 7.4 | 60 | 250 | 0 | 0.88 | 0 | 0 | 150
2011009439 | 2 | 1 | 0 | 7.4 | 24 | 250 | 0 | 0.88 | 0 | 0 | 150
2010002124 | 2 | 1 | 0 | 7.4 | 40 | 250 | 0 | 0.88 | 0 | 0 | 150
2011008080 | 2 | 1 | 0 | 3.7 | 40 | 250 | 0 | 0.88 | 0 | 0 | 150
2002005878 | 2 | 1 | 0 | 3.7 | 30 | 250 | 0 | 0.88 | 0 | 0 | 150
2005006988 | 2 | 1 | 0 | 3.7 | 24 | 250 | 0 | 0.88 | 0 | 0 | 150
2010008835 | 2 | 1 | 0 | 3.7 | 75 | 250 | 0 | 0.88 | 0 | 0 | 150
2012010128 | 2 | 1 | 0 | 3.7 | 60 | 250 | 0 | 0.88 | 0 | 0 | 150
2006010665 | 2 | 1 | 0 | 7.4 | 24 | 250 | 0 | 0.88 | 0 | 0 | 150
2002007313 | 2 | 1 | 0 | 3.7 | 24 | 250 | 0 | 0.88 | 0 | 0 | 150
2004004901 | 2 | 1 | 0 | 3.7 | 40 | 250 | 0 | 0.88 | 0 | 0 | 150
2002006214 | 2 | 1 | 0 | 7.4 | 40 | 250 | 0 | 0.88 | 0 | 0 | 150
2004003426 | 2 | 1 | 0 | 7.4 | 24 | 250 | 0 | 0.88 | 0 | 0 | 150
2005000492 | 2 | 1 | 0 | 3.7 | 60 | 250 | 0 | 0.88 | 0 | 0 | 150
2004007763 | 2 | 1 | 0 | 7.4 | 75 | 250 | 0 | 0.88 | 0 | 0 | 150
2015007870 | 2 | 1 | 0 | 7.4 | 60 | 250 | 0 | 0.88 | 0 | 0 | 150
2013002419 | 2 | 1 | 0 | 3.7 | 30 | 250 | 0 | 0.88 | 0 | 0 | 150
2003007093 | 2 | 1 | 0 | 3.7 | 60 | 250 | 0 | 0.88 | 0 | 0 | 150
2005004134 | 2 | 1 | 0 | 3.7 | 40 | 250 | 0 | 0.88 | 0 | 0 | 150
2009002626 | 2 | 1 | 0 | 3.7 | 40 | 250 | 0 | 0.88 | 0 | 0 | 150
2012001661 | 2 | 1 | 0 | 7.4 | 30 | 250 | 0 | 0.88 | 0 | 0 | 150
2006007745 | 2 | 1 | 0 | 3.7 | 30 | 250 | 0 | 0.88 | 0 | 0 | 150
2007007628 | 2 | 1 | 0 | 7.4 | 24 | 250 | 0 | 0.88 | 0 | 0 | 150
2015008842 | 2 | 1 | 0 | 7.4 | 60 | 250 | 0 | 0.88 | 0 | 0 | 150
2002001888 | 2 | 1 | 0 | 3.7 | 24 | 250 | 0 | 0.88 | 0 | 0 | 150
2015005550 | 2 | 1 | 0 | 3.7 | 75 | 250 | 0 | 0.88 | 0 | 0 | 150
2009003074 | 2 | 1 | 0 | 7.4 | 60 | 250 | 0 | 0.88 | 0 | 0 | 150
2015006541 | 2 | 1 | 0 | 3.7 | 30 | 250 | 0 | 0.88 | 0 | 0 | 150
2004004626 | 2 | 1 | 0 | 3.7 | 60 | 250 | 0 | 0.88 | 0 | 0 | 150
2009007029 | 2 | 1 | 0 | 3.7 | 24 | 250 | 0 | 0.88 | 0 | 0 | 150
2011003601 | 2 | 1 | 0 | 3.7 | 40 | 250 | 0 | 0.88 | 0 | 0 | 150
2005002977 | 2 | 1 | 0 | 3.7 | 30 | 250 | 0 | 0.88 | 0 | 0 | 150
2009007798 | 2 | 1 | 0 | 3.7 | 30 | 250 | 0 | 0.88 | 0 | 0 | 150
2003001779 | 2 | 1 | 0 | 7.4 | 30 | 250 | 0 | 0.88 | 0 | 0 | 150
2016005133 | 2 | 1 | 0 | 3.7 | 24 | 250 | 0 | 0.88 | 0 | 0 | 150
2014007104 | 2 | 1 | 0 | 3.7 | 60 | 250 | 0 | 0.88 | 0 | 0 | 150
2008008719 | 2 | 1 | 0 | 3.7 | 40 | 250 | 0 | 0.88 | 0 | 0 | 150
2008003009 | 2 | 1 | 0 | 7.4 | 24 | 250 | 0 | 0.88 | 0 | 0 | 150
2003003786 | 2 | 1 | 0 | 7.4 | 60 | 250 | 0 | 0.88 | 0 | 0 | 150
2014000049 | 2 | 1 | 0 | 7.4 | 40 | 250 | 0 | 0.88 | 0 | 0 | 150
2006008405 | 2 | 1 | 0 | 3.7 | 60 | 250 | 0 | 0.88 | 0 | 0 | 150
2009001171 | 2 | 1 | 0 | 3.7 | 40 | 250 | 0 | 0.88 | 0 | 0 | 150
2003002216 | 2 | 1 | 0 | 3.7 | 30 | 250 | 0 | 0.88 | 0 | 0 | 150
2002007856 | 2 | 1 | 0 | 7.4 | 75 | 250 | 0 | 0.88 | 0 | 0 | 150
2006009332 | 2 | 1 | 0 | 3.7 | 75 | 250 | 0 | 0.88 | 0 | 0 | 150
2013006059 | 2 | 1 | 0 | 3.7 | 30 | 250 | 0 | 0.88 | 0 | 0 | 150
2013009251 | 2 | 1 | 0 | 3.7 | 40 | 250 | 0 | 0.88 | 0 | 0 | 150
2008005886 | 2 | 1 | 0 | 3.7 | 40 | 250 | 0 | 0.88 | 0 | 0 | 150
2004004504 | 2 | 1 | 0 | 3.7 | 100 | 250 | 0 | 0.88 | 0 | 0 | 150
2006001414 | 2 | 1 | 0 | 3.7 | 75 | 250 | 0 | 0.88 | 0 | 0 | 150
2009003063 | 2 | 1 | 0 | 3.7 | 30 | 250 | 0 | 0.88 | 0 | 0 | 150
2013002804 | 2 | 1 | 0 | 7.4 | 40 | 250 | 0 | 0.88 | 0 | 0 | 150
2006004572 | 2 | 1 | 0 | 3.7 | 75 | 250 | 0 | 0.88 | 0 | 0 | 150
2005008903 | 2 | 1 | 0 | 3.7 | 60 | 250 | 0 | 0.88 | 0 | 0 | 150
2010005120 | 2 | 1 | 0 | 7.4 | 100 | 250 | 0 | 0.88 | 0 | 0 | 150
2006005185 | 2 | 1 | 0 | 3.7 | 100 | 250 | 0 | 0.88 | 0 | 0 | 150
2006000420 | 2 | 1 | 0 | 7.4 | 40 | 250 | 0 | 0.88 | 0 | 0 | 150
2009004029 | 2 | 1 | 0 | 3.7 | 40 | 250 | 0 | 0.88 | 0 | 0 | 150
2015008894 | 2 | 1 | 0 | 3.7 | 40 | 250 | 0 | 0.88 | 0 | 0 | 150
2012004675 | 2 | 1 | 0 | 7.4 | 60 | 250 | 0 | 0.88 | 0 | 0 | 150
2007005824 | 2 | 1 | 0 | 3.7 | 100 | 250 | 0 | 0.88 | 0 | 0 | 150
2003000810 | 2 | 1 | 0 | 7.4 | 40 | 250 | 0 | 0.88 | 0 | 0 | 150
2005004321 | 2 | 1 | 0 | 3.7 | 60 | 250 | 0 | 0.88 | 0 | 0 | 150
2004002246 | 2 | 1 | 0 | 7.4 | 75 | 250 | 0 | 0.88 | 0 | 0 | 150
2008002546 | 2 | 1 | 0 | 7.4 | 30 | 250 | 0 | 0.88 | 0 | 0 | 150
2013003670 | 2 | 1 | 0 | 3.7 | 30 | 250 | 0 | 0.88 | 0 | 0 | 150
2008004808 | 2 | 1 | 0 | 3.7 | 40 | 250 | 0 | 0.88 | 0 | 0 | 150
2007007179 | 2 | 1 | 0 | 7.4 | 60 | 250 | 0 | 0.88 | 0 | 0 | 150
2007007523 | 2 | 1 | 0 | 7.4 | 75 | 250 | 0 | 0.88 | 0 | 0 | 150
2006004337 | 2 | 1 | 0 | 7.4 | 100 | 250 | 0 | 0.88 | 0 | 0 | 150
2006008638 | 2 | 1 | 0 | 3.7 | 75 | 250 | 0 | 0.88 | 0 | 0 | 150
2006005487 | 2 | 1 | 0 | 7.4 | 40 | 250 | 0 | 0.88 | 0 | 0 | 150
2008006833 | 2 | 1 | 0 | 3.7 | 30 | 250 | 0 | 0.88 | 0 | 0 | 150
2010002633 | 2 | 1 | 0 | 3.7 | 60 | 250 | 0 | 0.88 | 0 | 0 | 150
2013000342 | 2 | 1 | 0 | 7.4 | 60 | 250 | 0 | 0.88 | 0 | 0 | 150
2015008531 | 2 | 1 | 0 | 3.7 | 30 | 250 | 0 | 0.88 | 0 | 0 | 150
2002007251 | 2 | 1 | 0 | 3.7 | 40 | 250 | 0 | 0.88 | 0 | 0 | 150
2008002192 | 2 | 1 | 0 | 3.7 | 30 | 250 | 0 | 0.88 | 0 | 0 | 150
2013007116 | 2 | 1 | 0 | 3.7 | 60 | 250 | 0 | 0.88 | 0 | 0 | 150
2007002270 | 2 | 1 | 0 | 7.4 | 60 | 250 | 0 | 0.88 | 0 | 0 | 150
2009005787 | 2 | 1 | 0 | 3.7 | 40 | 250 | 0 | 0.88 | 0 | 0 | 150
2011009027 | 2 | 1 | 0 | 3.7 | 75 | 250 | 0 | 0.88 | 0 | 0 | 150
2008000167 | 2 | 1 | 0 | 3.7 | 60 | 250 | 0 | 0.88 | 0 | 0 | 150
2003005677 | 2 | 1 | 0 | 7.4 | 30 | 250 | 0 | 0.88 | 0 | 0 | 150
2003002695 | 2 | 1 | 0 | 7.4 | 40 | 250 | 0 | 0.88 | 0 | 0 | 150
2004002167 | 2 | 1 | 0 | 3.7 | 24 | 250 | 0 | 0.88 | 0 | 0 | 150
2008005311 | 2 | 1 | 0 | 7.4 | 60 | 250 | 0 | 0.88 | 0 | 0 | 150
2003003523 | 2 | 1 | 0 | 3.7 | 75 | 250 | 0 | 0.88 | 0 | 0 | 150
2002009456 | 2 | 1 | 0 | 7.4 | 60 | 250 | 0 | 0.88 | 0 | 0 | 150
2004003951 | 2 | 1 | 0 | 7.4 | 75 | 250 | 0 | 0.88 | 0 | 0 | 150
2008009159 | 2 | 1 | 0 | 7.4 | 75 | 250 | 0 | 0.88 | 0 | 0 | 150
2004003682 | 2 | 1 | 0 | 7.4 | 60 | 250 | 0 | 0.88 | 0 | 0 | 150
2008000677 | 2 | 1 | 0 | 7.4 | 30 | 250 | 0 | 0.88 | 0 | 0 | 150
2004001173 | 2 | 1 | 0 | 3.7 | 100 | 250 | 0 | 0.88 | 0 | 0 | 150
2003000367 | 2 | 1 | 0 | 7.4 | 60 | 250 | 0 | 0.88 | 0 | 0 | 150
2015002251 | 2 | 1 | 0 | 3.7 | 40 | 250 | 0 | 0.88 | 0 | 0 | 150
2005009795 | 2 | 1 | 0 | 7.4 | 30 | 250 | 0 | 0.88 | 0 | 0 | 150
2002005971 | 2 | 1 | 0 | 3.7 | 30 | 250 | 0 | 0.88 | 0 | 0 | 150
2008009878 | 2 | 1 | 0 | 3.7 | 30 | 250 | 0 | 0.88 | 0 | 0 | 150
2002001539 | 2 | 1 | 0 | 7.4 | 75 | 250 | 0 | 0.88 | 0 | 0 | 150
2005008526 | 2 | 1 | 0 | 3.7 | 75 | 250 | 0 | 0.88 | 0 | 0 | 150
2010006710 | 2 | 1 | 0 | 3.7 | 75 | 250 | 0 | 0.88 | 0 | 0 | 150
2007006536 | 2 | 1 | 0 | 3.7 | 40 | 250 | 0 | 0.88 | 0 | 0 | 150
2016008445 | 2 | 1 | 0 | 7.4 | 60 | 250 | 0 | 0.88 | 0 | 0 | 150
2011000714 | 2 | 1 | 0 | 7.4 | 30 | 250 | 0 | 0.88 | 0 | 0 | 150
2005006823 | 2 | 1 | 0 | 7.4 | 40 | 250 | 0 | 0.88 | 0 | 0 | 150
2009004231 | 2 | 1 | 0 | 7.4 | 75 | 250 | 0 | 0.88 | 0 | 0 | 150
2003008634 | 2 | 1 | 0 | 3.7 | 100 | 250 | 0 | 0.88 | 0 | 0 | 150
2007002253 | 2 | 1 | 0 | 3.7 | 40 | 250 | 0 | 0.88 | 0 | 0 | 150
2008007538 | 2 | 1 | 0 | 7.4 | 30 | 250 | 0 | 0.88 | 0 | 0 | 150
2009010891 | 2 | 1 | 0 | 7.4 | 75 | 250 | 0 | 0.88 | 0 | 0 | 150
2013008720 | 2 | 1 | 0 | 7.4 | 40 | 250 | 0 | 0.88 | 0 | 0 | 150
2011006744 | 2 | 1 | 0 | 7.4 | 60 | 250 | 0 | 0.88 | 0 | 0 | 150
2015007950 | 2 | 1 | 0 | 7.4 | 60 | 250 | 0 | 0.88 | 0 | 0 | 150
2006005558 | 2 | 1 | 0 | 7.4 | 60 | 250 | 0 | 0.88 | 0 | 0 | 150
2004007962 | 2 | 1 | 0 | 3.7 | 40 | 250 | 0 | 0.88 | 0 | 0 | 150
2015007917 | 2 | 1 | 0 | 7.4 | 40 | 250 | 0 | 0.88 | 0 | 0 | 150
2005008863 | 2 | 1 | 0 | 3.7 | 60 | 250 | 0 | 0.88 | 0 | 0 | 150
2006000307 | 2 | 1 | 0 | 7.4 | 30 | 250 | 0 | 0.88 | 0 | 0 | 150
2016004952 | 2 | 1 | 0 | 3.7 | 100 | 250 | 0 | 0.88 | 0 | 0 | 150
2014004157 | 2 | 1 | 0 | 3.7 | 40 | 250 | 0 | 0.88 | 0 | 0 | 150
2004007603 | 2 | 1 | 0 | 3.7 | 75 | 250 | 0 | 0.88 | 0 | 0 | 150
2006006355 | 2 | 1 | 0 | 7.4 | 75 | 250 | 0 | 0.88 | 0 | 0 | 150
2009005139 | 2 | 1 | 0 | 3.7 | 30 | 250 | 0 | 0.88 | 0 | 0 | 150
2007005234 | 2 | 1 | 0 | 7.4 | 75 | 250 | 0 | 0.88 | 0 | 0 | 150
2005000243 | 2 | 1 | 0 | 3.7 | 30 | 250 | 0 | 0.88 | 0 | 0 | 150
2006005840 | 2 | 1 | 0 | 3.7 | 30 | 250 | 0 | 0.88 | 0 | 0 | 150
2007009674 | 2 | 1 | 0 | 7.4 | 30 | 250 | 0 | 0.88 | 0 | 0 | 150
2007005655 | 2 | 1 | 0 | 7.4 | 24 | 250 | 0 | 0.88 | 0 | 0 | 150
2010002403 | 2 | 1 | 0 | 7.4 | 60 | 250 | 0 | 0.88 | 0 | 0 | 150
2011008478 | 2 | 1 | 0 | 7.4 | 75 | 250 | 0 | 0.88 | 0 | 0 | 150
2006005169 | 2 | 1 | 0 | 7.4 | 30 | 250 | 0 | 0.88 | 0 | 0 | 150
2005001520 | 2 | 1 | 0 | 3.7 | 100 | 250 | 0 | 0.88 | 0 | 0 | 150
2011009288 | 2 | 1 | 0 | 7.4 | 60 | 250 | 0 | 0.88 | 0 | 0 | 150
2015008987 | 2 | 1 | 0 | 7.4 | 40 | 250 | 0 | 0.88 | 0 | 0 | 150
2003006720 | 2 | 1 | 0 | 3.7 | 75 | 250 | 0 | 0.88 | 0 | 0 | 150
2003008578 | 2 | 1 | 0 | 7.4 | 30 | 250 | 0 | 0.88 | 0 | 0 | 150
2015005733 | 2 | 1 | 0 | 3.7 | 100 | 250 | 0 | 0.88 | 0 | 0 | 150
2011003226 | 2 | 1 | 0 | 7.4 | 40 | 250 | 0 | 0.88 | 0 | 0 | 150
2003000983 | 2 | 1 | 0 | 7.4 | 100 | 250 | 0 | 0.88 | 0 | 0 | 150
2005008939 | 2 | 1 | 0 | 7.4 | 30 | 250 | 0 | 0.88 | 0 | 0 | 150
2003004628 | 2 | 1 | 0 | 7.4 | 24 | 250 | 0 | 0.88 | 0 | 0 | 150
2011008602 | 2 | 1 | 0 | 7.4 | 30 | 250 | 0 | 0.88 | 0 | 0 | 150
2003004534 | 2 | 1 | 0 | 3.7 | 40 | 250 | 0 | 0.88 | 0 | 0 | 150
2007010558 | 2 | 1 | 0 | 3.7 | 24 | 250 | 0 | 0.88 | 0 | 0 | 150
2008003562 | 2 | 1 | 0 | 3.7 | 60 | 250 | 0 | 0.88 | 0 | 0 | 150
2009002322 | 2 | 1 | 0 | 7.4 | 75 | 250 | 0 | 0.88 | 0 | 0 | 150
2002006606 | 2 | 1 | 0 | 7.4 | 60 | 250 | 0 | 0.88 | 0 | 0 | 150
2014001605 | 2 | 1 | 0 | 3.7 | 100 | 250 | 0 | 0.88 | 0 | 0 | 150
2008004853 | 2 | 1 | 0 | 3.7 | 75 | 250 | 0 | 0.88 | 0 | 0 | 150
2004006186 | 2 | 1 | 0 | 7.4 | 75 | 250 | 0 | 0.88 | 0 | 0 | 150
2009009339 | 2 | 1 | 0 | 7.4 | 60 | 250 | 0 | 0.88 | 0 | 0 | 150
2002006990 | 2 | 1 | 0 | 7.4 | 75 | 250 | 0 | 0.88 | 0 | 0 | 150
2011001537 | 2 | 1 | 0 | 3.7 | 40 | 250 | 0 | 0.88 | 0 | 0 | 150
2003000469 | 2 | 1 | 0 | 7.4 | 60 | 250 | 0 | 0.88 | 0 | 0 | 150
2006010567 | 2 | 1 | 0 | 7.4 | 40 | 250 | 0 | 0.88 | 0 | 0 | 150
2014004160 | 2 | 1 | 0 | 3.7 | 75 | 250 | 0 | 0.88 | 0 | 0 | 150
2002009718 | 2 | 1 | 0 | 7.4 | 40 | 250 | 0 | 0.88 | 0 | 0 | 150
2002003547 | 2 | 1 | 0 | 7.4 | 75 | 250 | 0 | 0.88 | 0 | 0 | 150
2015007551 | 2 | 1 | 0 | 7.4 | 100 | 250 | 0 | 0.88 | 0 | 0 | 150
2006004971 | 2 | 1 | 0 | 7.4 | 40 | 250 | 0 | 0.88 | 0 | 0 | 150
2005009562 | 2 | 1 | 0 | 3.7 | 30 | 250 | 0 | 0.88 | 0 | 0 | 150
2009005991 | 2 | 1 | 0 | 3.7 | 40 | 250 | 0 | 0.88 | 0 | 0 | 150
2002003086 | 2 | 1 | 0 | 3.7 | 75 | 250 | 0 | 0.88 | 0 | 0 | 150
2015004294 | 2 | 1 | 0 | 3.7 | 30 | 250 | 0 | 0.88 | 0 | 0 | 150
2008007949 | 2 | 1 | 0 | 3.7 | 40 | 250 | 0 | 0.88 | 0 | 0 | 150
2013005994 | 2 | 1 | 0 | 3.7 | 75 | 250 | 0 | 0.88 | 0 | 0 | 150
2012007084 | 2 | 1 | 0 | 7.4 | 75 | 250 | 0 | 0.88 | 0 | 0 | 150
2013004150 | 2 | 1 | 0 | 7.4 | 24 | 250 | 0 | 0.88 | 0 | 0 | 150
2008008509 | 2 | 1 | 0 | 3.7 | 40 | 250 | 0 | 0.88 | 0 | 0 | 150
2002003048 | 2 | 1 | 0 | 7.4 | 24 | 250 | 0 | 0.88 | 0 | 0 | 150
2015007243 | 2 | 1 | 0 | 3.7 | 24 | 250 | 0 | 0.88 | 0 | 0 | 150
2002005993 | 2 | 1 | 0 | 3.7 | 24 | 250 | 0 | 0.88 | 0 | 0 | 150
2007007547 | 2 | 1 | 0 | 3.7 | 60 | 250 | 0 | 0.88 | 0 | 0 | 150
2009010238 | 2 | 1 | 0 | 3.7 | 24 | 250 | 0 | 0.88 | 0 | 0 | 150
2009007548 | 2 | 1 | 0 | 7.4 | 24 | 250 | 0 | 0.88 | 0 | 0 | 150
2003009166 | 2 | 1 | 0 | 7.4 | 40 | 250 | 0 | 0.88 | 0 | 0 | 150
2015003498 | 2 | 1 | 0 | 3.7 | 30 | 250 | 0 | 0.88 | 0 | 0 | 150
2011000189 | 2 | 1 | 0 | 7.4 | 60 | 250 | 0 | 0.88 | 0 | 0 | 150
2003005326 | 2 | 1 | 0 | 7.4 | 60 | 250 | 0 | 0.88 | 0 | 0 | 150
2009006114 | 2 | 1 | 0 | 3.7 | 60 | 250 | 0 | 0.88 | 0 | 0 | 150
2008007751 | 2 | 1 | 0 | 7.4 | 60 | 250 | 0 | 0.88 | 0 | 0 | 150
2012010733 | 2 | 1 | 0 | 3.7 | 75 | 250 | 0 | 0.88 | 0 | 0 | 150
2005001460 | 2 | 1 | 0 | 7.4 | 60 | 250 | 0 | 0.88 | 0 | 0 | 150
2006002878 | 2 | 1 | 0 | 3.7 | 30 | 250 | 0 | 0.88 | 0 | 0 | 150
2008003119 | 2 | 1 | 0 | 3.7 | 60 | 250 | 0 | 0.88 | 0 | 0 | 150
2002007020 | 2 | 1 | 0 | 3.7 | 40 | 250 | 0 | 0.88 | 0 | 0 | 150
2002003807 | 2 | 1 | 0 | 7.4 | 40 | 250 | 0 | 0.88 | 0 | 0 | 150
2003002476 | 2 | 1 | 0 | 3.7 | 75 | 250 | 0 | 0.88 | 0 | 0 | 150
2006009630 | 2 | 1 | 0 | 7.4 | 75 | 250 | 0 | 0.88 | 0 | 0 | 150
2005007247 | 2 | 1 | 0 | 3.7 | 30 | 250 | 0 | 0.88 | 0 | 0 | 150
2005007029 | 2 | 1 | 0 | 7.4 | 60 | 250 | 0 | 0.88 | 0 | 0 | 150
2013006129 | 2 | 1 | 0 | 3.7 | 60 | 250 | 0 | 0.88 | 0 | 0 | 150
2011009928 | 2 | 1 | 0 | 3.7 | 60 | 250 | 0 | 0.88 | 0 | 0 | 150
2002008793 | 2 | 1 | 0 | 7.4 | 100 | 250 | 0 | 0.88 | 0 | 0 | 150
2013005949 | 2 | 1 | 0 | 7.4 | 40 | 250 | 0 | 0.88 | 0 | 0 | 150
2009001064 | 2 | 1 | 0 | 7.4 | 30 | 250 | 0 | 0.88 | 0 | 0 | 150
2003005064 | 2 | 1 | 0 | 3.7 | 24 | 250 | 0 | 0.88 | 0 | 0 | 150
2009004228 | 2 | 1 | 0 | 7.4 | 40 | 250 | 0 | 0.88 | 0 | 0 | 150
2008002815 | 2 | 1 | 0 | 3.7 | 40 | 250 | 0 | 0.88 | 0 | 0 | 150
2004000630 | 2 | 1 | 0 | 3.7 | 24 | 250 | 0 | 0.88 | 0 | 0 | 150
2007005635 | 2 | 1 | 0 | 3.7 | 30 | 250 | 0 | 0.88 | 0 | 0 | 150
2005002113 | 2 | 1 | 0 | 7.4 | 40 | 250 | 0 | 0.88 | 0 | 0 | 150
2011008730 | 2 | 1 | 0 | 3.7 | 40 | 250 | 0 | 0.88 | 0 | 0 | 150
2004007566 | 2 | 1 | 0 | 3.7 | 75 | 250 | 0 | 0.88 | 0 | 0 | 150
2005011190 | 2 | 1 | 0 | 7.4 | 30 | 250 | 0 | 0.88 | 0 | 0 | 150
2007006855 | 2 | 1 | 0 | 3.7 | 75 | 250 | 0 | 0.88 | 0 | 0 | 150
2007009787 | 2 | 1 | 0 | 3.7 | 60 | 250 | 0 | 0.88 | 0 | 0 | 150
2015006135 | 2 | 1 | 0 | 7.4 | 24 | 250 | 0 | 0.88 | 0 | 0 | 150
2005000520 | 2 | 1 | 0 | 7.4 | 40 | 250 | 0 | 0.88 | 0 | 0 | 150
2011008980 | 2 | 1 | 0 | 7.4 | 75 | 250 | 0 | 0.88 | 0 | 0 | 150
2015002120 | 2 | 1 | 0 | 7.4 | 40 | 250 | 0 | 0.88 | 0 | 0 | 150
2006007967 | 2 | 1 | 0 | 7.4 | 30 | 250 | 0 | 0.88 | 0 | 0 | 150
2016009009 | 2 | 1 | 0 | 7.4 | 40 | 250 | 0 | 0.88 | 0 | 0 | 150
2011009726 | 2 | 1 | 0 | 7.4 | 60 | 250 | 0 | 0.88 | 0 | 0 | 150
2013001679 | 2 | 1 | 0 | 3.7 | 60 | 250 | 0 | 0.88 | 0 | 0 | 150
2002008926 | 2 | 1 | 0 | 3.7 | 75 | 250 | 0 | 0.88 | 0 | 0 | 150
2016003772 | 2 | 1 | 0 | 7.4 | 24 | 250 | 0 | 0.88 | 0 | 0 | 150
2007005525 | 2 | 1 | 0 | 3.7 | 40 | 250 | 0 | 0.88 | 0 | 0 | 150
2013003046 | 2 | 1 | 0 | 3.7 | 30 | 250 | 0 | 0.88 | 0 | 0 | 150
2015007569 | 2 | 1 | 0 | 7.4 | 40 | 250 | 0 | 0.88 | 0 | 0 | 150
2002003988 | 2 | 1 | 0 | 3.7 | 75 | 250 | 0 | 0.88 | 0 | 0 | 150
2004004374 | 2 | 1 | 0 | 3.7 | 30 | 250 | 0 | 0.88 | 0 | 0 | 150
2010002678 | 2 | 1 | 0 | 7.4 | 60 | 250 | 0 | 0.88 | 0 | 0 | 150
2009005643 | 2 | 1 | 0 | 3.7 | 60 | 250 | 0 | 0.88 | 0 | 0 | 150
2006010426 | 2 | 1 | 0 | 3.7 | 40 | 250 | 0 | 0.88 | 0 | 0 | 150
2005000747 | 2 | 1 | 0 | 7.4 | 40 | 250 | 0 | 0.88 | 0 | 0 | 150
2009007897 | 2 | 1 | 0 | 3.7 | 40 | 250 | 0 | 0.88 | 0 | 0 | 150
2003006470 | 2 | 1 | 0 | 7.4 | 75 | 250 | 0 | 0.88 | 0 | 0 | 150
2008009654 | 2 | 1 | 0 | 7.4 | 40 | 250 | 0 | 0.88 | 0 | 0 | 150
2009007655 | 2 | 1 | 0 | 3.7 | 60 | 250 | 0 | 0.88 | 0 | 0 | 150
2003005011 | 2 | 1 | 0 | 3.7 | 24 | 250 | 0 | 0.88 | 0 | 0 | 150
2002002377 | 2 | 1 | 0 | 7.4 | 60 | 250 | 0 | 0.88 | 0 | 0 | 150
2005008657 | 2 | 1 | 0 | 3.7 | 75 | 250 | 0 | 0.88 | 0 | 0 | 150
2008001338 | 2 | 1 | 0 | 7.4 | 30 | 250 | 0 | 0.88 | 0 | 0 | 150
2013004581 | 2 | 1 | 0 | 7.4 | 60 | 250 | 0 | 0.88 | 0 | 0 | 150
2005011014 | 2 | 1 | 0 | 3.7 | 30 | 250 | 0 | 0.88 | 0 | 0 | 150
2012004746 | 2 | 1 | 0 | 3.7 | 30 | 250 | 0 | 0.88 | 0 | 0 | 150
2007001076 | 2 | 1 | 0 | 3.7 | 60 | 250 | 0 | 0.88 | 0 | 0 | 150
2015007930 | 2 | 1 | 0 | 7.4 | 60 | 250 | 0 | 0.88 | 0 | 0 | 150
2009000706 | 2 | 1 | 0 | 7.4 | 75 | 250 | 0 | 0.88 | 0 | 0 | 150
2011007426 | 2 | 1 | 0 | 3.7 | 100 | 250 | 0 | 0.88 | 0 | 0 | 150
2004000599 | 2 | 1 | 0 | 3.7 | 100 | 250 | 0 | 0.88 | 0 | 0 | 150
2006005648 | 2 | 1 | 0 | 3.7 | 60 | 250 | 0 | 0.88 | 0 | 0 | 150
2012008899 | 2 | 1 | 0 | 7.4 | 60 | 250 | 0 | 0.88 | 0 | 0 | 150
2008001931 | 2 | 1 | 0 | 3.7 | 60 | 250 | 0 | 0.88 | 0 | 0 | 150
2004000294 | 2 | 1 | 0 | 3.7 | 60 | 250 | 0 | 0.88 | 0 | 0 | 150
2003009032 | 2 | 1 | 0 | 3.7 | 75 | 250 | 0 | 0.88 | 0 | 0 | 150
2013003533 | 2 | 1 | 0 | 7.4 | 75 | 250 | 0 | 0.88 | 0 | 0 | 150
2002000943 | 2 | 1 | 0 | 3.7 | 40 | 250 | 0 | 0.88 | 0 | 0 | 150
2015005883 | 2 | 1 | 0 | 7.4 | 60 | 250 | 0 | 0.88 | 0 | 0 | 150
2009003453 | 2 | 1 | 0 | 3.7 | 100 | 250 | 0 | 0.88 | 0 | 0 | 150
2013003519 | 2 | 1 | 0 | 3.7 | 60 | 250 | 0 | 0.88 | 0 | 0 | 150
2009008784 | 2 | 1 | 0 | 3.7 | 24 | 250 | 0 | 0.88 | 0 | 0 | 150
2005009253 | 2 | 1 | 0 | 7.4 | 24 | 250 | 0 | 0.88 | 0 | 0 | 150
2008006135 | 2 | 1 | 0 | 7.4 | 100 | 250 | 0 | 0.88 | 0 | 0 | 150
2009005751 | 2 | 1 | 0 | 7.4 | 40 | 250 | 0 | 0.88 | 0 | 0 | 150
2015004833 | 2 | 1 | 0 | 3.7 | 75 | 250 | 0 | 0.88 | 0 | 0 | 150
2006002311 | 2 | 1 | 0 | 7.4 | 40 | 250 | 0 | 0.88 | 0 | 0 | 150
2011009291 | 2 | 1 | 0 | 3.7 | 40 | 250 | 0 | 0.88 | 0 | 0 | 150
2014002168 | 2 | 1 | 0 | 3.7 | 60 | 250 | 0 | 0.88 | 0 | 0 | 150
2004005321 | 2 | 1 | 0 | 3.7 | 40 | 250 | 0 | 0.88 | 0 | 0 | 150
2008003109 | 2 | 1 | 0 | 7.4 | 100 | 250 | 0 | 0.88 | 0 | 0 | 150
2015008892 | 2 | 1 | 0 | 3.7 | 60 | 250 | 0 | 0.88 | 0 | 0 | 150
2015002254 | 2 | 1 | 0 | 3.7 | 30 | 250 | 0 | 0.88 | 0 | 0 | 150
2013008744 | 2 | 1 | 0 | 7.4 | 40 | 250 | 0 | 0.88 | 0 | 0 | 150
2005000282 | 2 | 1 | 0 | 7.4 | 60 | 250 | 0 | 0.88 | 0 | 0 | 150
2010001269 | 2 | 1 | 0 | 3.7 | 30 | 250 | 0 | 0.88 | 0 | 0 | 150
2008006653 | 2 | 1 | 0 | 7.4 | 60 | 250 | 0 | 0.88 | 0 | 0 | 150
2015008285 | 2 | 1 | 0 | 7.4 | 60 | 250 | 0 | 0.88 | 0 | 0 | 150
2005000641 | 2 | 1 | 0 | 7.4 | 30 | 250 | 0 | 0.88 | 0 | 0 | 150
2011008865 | 2 | 1 | 0 | 3.7 | 75 | 250 | 0 | 0.88 | 0 | 0 | 150
2003008665 | 2 | 1 | 0 | 3.7 | 24 | 250 | 0 | 0.88 | 0 | 0 | 150
2008001777 | 2 | 1 | 0 | 7.4 | 60 | 250 | 0 | 0.88 | 0 | 0 | 150
2003006193 | 2 | 1 | 0 | 7.4 | 40 | 250 | 0 | 0.88 | 0 | 0 | 150
2015007566 | 2 | 1 | 0 | 7.4 | 40 | 250 | 0 | 0.88 | 0 | 0 | 150
2013006775 | 2 | 1 | 0 | 7.4 | 60 | 250 | 0 | 0.88 | 0 | 0 | 150
2009007006 | 2 | 1 | 0 | 3.7 | 24 | 250 | 0 | 0.88 | 0 | 0 | 150
2013005613 | 2 | 1 | 0 | 7.4 | 24 | 250 | 0 | 0.88 | 0 | 0 | 150
2016005603 | 2 | 1 | 0 | 3.7 | 75 | 250 | 0 | 0.88 | 0 | 0 | 150
2005008403 | 2 | 1 | 0 | 3.7 | 40 | 250 | 0 | 0.88 | 0 | 0 | 150
2004002229 | 2 | 1 | 0 | 3.7 | 40 | 250 | 0 | 0.88 | 0 | 0 | 150
2007009159 | 2 | 1 | 0 | 7.4 | 24 | 250 | 0 | 0.88 | 0 | 0 | 150
2011003998 | 2 | 1 | 0 | 7.4 | 24 | 250 | 0 | 0.88 | 0 | 0 | 150
2003006644 | 2 | 1 | 0 | 3.7 | 60 | 250 | 0 | 0.88 | 0 | 0 | 150
2012003125 | 2 | 1 | 0 | 3.7 | 24 | 250 | 0 | 0.88 | 0 | 0 | 150
2012005630 | 2 | 1 | 0 | 7.4 | 75 | 250 | 0 | 0.88 | 0 | 0 | 150
2008002972 | 2 | 1 | 0 | 7.4 | 75 | 250 | 0 | 0.88 | 0 | 0 | 150
2006001890 | 2 | 1 | 0 | 7.4 | 24 | 250 | 0 | 0.88 | 0 | 0 | 150
2009008440 | 2 | 1 | 0 | 7.4 | 75 | 250 | 0 | 0.88 | 0 | 0 | 150
2015001874 | 2 | 1 | 0 | 3.7 | 30 | 250 | 0 | 0.88 | 0 | 0 | 150
2009007875 | 2 | 1 | 0 | 7.4 | 75 | 250 | 0 | 0.88 | 0 | 0 | 150
2016002028 | 2 | 1 | 0 | 7.4 | 60 | 250 | 0 | 0.88 | 0 | 0 | 150
2013003665 | 2 | 1 | 0 | 3.7 | 75 | 250 | 0 | 0.88 | 0 | 0 | 150
2011010062 | 2 | 1 | 0 | 7.4 | 60 | 250 | 0 | 0.88 | 0 | 0 | 150
2010005222 | 2 | 1 | 0 | 7.4 | 60 | 250 | 0 | 0.88 | 0 | 0 | 150
2006009230 | 2 | 1 | 0 | 3.7 | 30 | 250 | 0 | 0.88 | 0 | 0 | 150
2011009354 | 2 | 1 | 0 | 7.4 | 75 | 250 | 0 | 0.88 | 0 | 0 | 150
2006003917 | 2 | 1 | 0 | 3.7 | 30 | 250 | 0 | 0.88 | 0 | 0 | 150
2008003610 | 2 | 1 | 0 | 7.4 | 30 | 250 | 0 | 0.88 | 0 | 0 | 150
2004008082 | 2 | 1 | 0 | 3.7 | 60 | 250 | 0 | 0.88 | 0 | 0 | 150
2011002705 | 2 | 1 | 0 | 3.7 | 60 | 250 | 0 | 0.88 | 0 | 0 | 150
2008005553 | 2 | 1 | 0 | 7.4 | 60 | 250 | 0 | 0.88 | 0 | 0 | 150
2006007234 | 2 | 1 | 0 | 3.7 | 30 | 250 | 0 | 0.88 | 0 | 0 | 150
2007000622 | 2 | 1 | 0 | 7.4 | 30 | 250 | 0 | 0.88 | 0 | 0 | 150
2002006574 | 2 | 1 | 0 | 7.4 | 40 | 250 | 0 | 0.88 | 0 | 0 | 150
2013006547 | 2 | 1 | 0 | 7.4 | 30 | 250 | 0 | 0.88 | 0 | 0 | 150
2004002545 | 2 | 1 | 0 | 3.7 | 24 | 250 | 0 | 0.88 | 0 | 0 | 150
2011005728 | 2 | 1 | 0 | 7.4 | 60 | 250 | 0 | 0.88 | 0 | 0 | 150
2006001871 | 2 | 1 | 0 | 7.4 | 40 | 250 | 0 | 0.88 | 0 | 0 | 150
2005004111 | 2 | 1 | 0 | 3.7 | 30 | 250 | 0 | 0.88 | 0 | 0 | 150
2007009088 | 2 | 1 | 0 | 3.7 | 40 | 250 | 0 | 0.88 | 0 | 0 | 150
2005004181 | 2 | 1 | 0 | 7.4 | 40 | 250 | 0 | 0.88 | 0 | 0 | 150
2009008310 | 2 | 1 | 0 | 3.7 | 75 | 250 | 0 | 0.88 | 0 | 0 | 150
2015007544 | 2 | 1 | 0 | 7.4 | 40 | 250 | 0 | 0.88 | 0 | 0 | 150
2003007027 | 2 | 1 | 0 | 7.4 | 40 | 250 | 0 | 0.88 | 0 | 0 | 150
2005001470 | 2 | 1 | 0 | 3.7 | 30 | 250 | 0 | 0.88 | 0 | 0 | 150
2002009170 | 2 | 1 | 0 | 3.7 | 40 | 250 | 0 | 0.88 | 0 | 0 | 150
2006006508 | 2 | 1 | 0 | 7.4 | 40 | 250 | 0 | 0.88 | 0 | 0 | 150
2015008397 | 2 | 1 | 0 | 3.7 | 30 | 250 | 0 | 0.88 | 0 | 0 | 150
2011003195 | 2 | 1 | 0 | 7.4 | 40 | 250 | 0 | 0.88 | 0 | 0 | 150
2007001726 | 2 | 1 | 0 | 3.7 | 75 | 250 | 0 | 0.88 | 0 | 0 | 150
2009010198 | 2 | 1 | 0 | 3.7 | 100 | 250 | 0 | 0.88 | 0 | 0 | 150
2008000477 | 2 | 1 | 0 | 7.4 | 100 | 250 | 0 | 0.88 | 0 | 0 | 150
2013001644 | 2 | 1 | 0 | 7.4 | 75 | 250 | 0 | 0.88 | 0 | 0 | 150
2003006767 | 2 | 1 | 0 | 7.4 | 75 | 250 | 0 | 0.88 | 0 | 0 | 150
2007001546 | 2 | 1 | 0 | 3.7 | 60 | 250 | 0 | 0.88 | 0 | 0 | 150
2005000965 | 2 | 1 | 0 | 7.4 | 60 | 250 | 0 | 0.88 | 0 | 0 | 150
2011010160 | 2 | 1 | 0 | 7.4 | 30 | 250 | 0 | 0.88 | 0 | 0 | 150
2008005536 | 2 | 1 | 0 | 7.4 | 40 | 250 | 0 | 0.88 | 0 | 0 | 150
2006007352 | 2 | 1 | 0 | 7.4 | 30 | 250 | 0 | 0.88 | 0 | 0 | 150
2005005526 | 2 | 1 | 0 | 3.7 | 30 | 250 | 0 | 0.88 | 0 | 0 | 150
2003001402 | 2 | 1 | 0 | 3.7 | 40 | 250 | 0 | 0.88 | 0 | 0 | 150
2005009255 | 2 | 1 | 0 | 7.4 | 60 | 250 | 0 | 0.88 | 0 | 0 | 150
2010000705 | 2 | 1 | 0 | 3.7 | 40 | 250 | 0 | 0.88 | 0 | 0 | 150
2015007525 | 2 | 1 | 0 | 7.4 | 40 | 250 | 0 | 0.88 | 0 | 0 | 150
2002007638 | 2 | 1 | 0 | 7.4 | 40 | 250 | 0 | 0.88 | 0 | 0 | 150
2011006628 | 2 | 1 | 0 | 3.7 | 60 | 250 | 0 | 0.88 | 0 | 0 | 150
2006007502 | 2 | 1 | 0 | 7.4 | 40 | 250 | 0 | 0.88 | 0 | 0 | 150
2008006639 | 2 | 1 | 0 | 7.4 | 100 | 250 | 0 | 0.88 | 0 | 0 | 150
2005004269 | 2 | 1 | 0 | 7.4 | 24 | 250 | 0 | 0.88 | 0 | 0 | 150
2002007256 | 2 | 1 | 0 | 3.7 | 60 | 250 | 0 | 0.88 | 0 | 0 | 150
2011006044 | 2 | 1 | 0 | 3.7 | 75 | 250 | 0 | 0.88 | 0 | 0 | 150
2013006448 | 2 | 1 | 0 | 7.4 | 60 | 250 | 0 | 0.88 | 0 | 0 | 150
2005004923 | 2 | 1 | 0 | 7.4 | 40 | 250 | 0 | 0.88 | 0 | 0 | 150
2013003767 | 2 | 1 | 0 | 3.7 | 75 | 250 | 0 | 0.88 | 0 | 0 | 150
2009009501 | 2 | 1 | 0 | 7.4 | 75 | 250 | 0 | 0.88 | 0 | 0 | 150
2003002937 | 2 | 1 | 0 | 3.7 | 60 | 250 | 0 | 0.88 | 0 | 0 | 150
2015004496 | 2 | 1 | 0 | 7.4 | 24 | 250 | 0 | 0.88 | 0 | 0 | 150
2008002200 | 2 | 1 | 0 | 7.4 | 60 | 250 | 0 | 0.88 | 0 | 0 | 150
2004002964 | 2 | 1 | 0 | 7.4 | 40 | 250 | 0 | 0.88 | 0 | 0 | 150
2006001832 | 2 | 1 | 0 | 3.7 | 24 | 250 | 0 | 0.88 | 0 | 0 | 150
2005007950 | 2 | 1 | 0 | 7.4 | 75 | 250 | 0 | 0.88 | 0 | 0 | 150
2007000826 | 2 | 1 | 0 | 3.7 | 40 | 250 | 0 | 0.88 | 0 | 0 | 150
2013004092 | 2 | 1 | 0 | 7.4 | 30 | 250 | 0 | 0.88 | 0 | 0 | 150
2006010544 | 2 | 1 | 0 | 3.7 | 40 | 250 | 0 | 0.88 | 0 | 0 | 150
2007003363 | 2 | 1 | 0 | 7.4 | 100 | 250 | 0 | 0.88 | 0 | 0 | 150
2002007230 | 2 | 1 | 0 | 3.7 | 75 | 250 | 0 | 0.88 | 0 | 0 | 150
2004008068 | 2 | 1 | 0 | 3.7 | 60 | 250 | 0 | 0.88 | 0 | 0 | 150
2014002079 | 2 | 1 | 0 | 3.7 | 40 | 250 | 0 | 0.88 | 0 | 0 | 150
2011008149 | 2 | 1 | 0 | 3.7 | 60 | 250 | 0 | 0.88 | 0 | 0 | 150
2006003555 | 2 | 1 | 0 | 3.7 | 40 | 250 | 0 | 0.88 | 0 | 0 | 150
2011007404 | 2 | 1 | 0 | 7.4 | 60 | 250 | 0 | 0.88 | 0 | 0 | 150
2004002526 | 2 | 1 | 0 | 3.7 | 40 | 250 | 0 | 0.88 | 0 | 0 | 150
2005010196 | 2 | 1 | 0 | 3.7 | 75 | 250 | 0 | 0.88 | 0 | 0 | 150
2006002489 | 2 | 1 | 0 | 3.7 | 40 | 250 | 0 | 0.88 | 0 | 0 | 150
2012010702 | 2 | 1 | 0 | 7.4 | 60 | 250 | 0 | 0.88 | 0 | 0 | 150
2016004169 | 2 | 1 | 0 | 3.7 | 60 | 250 | 0 | 0.88 | 0 | 0 | 150
2003000573 | 2 | 1 | 0 | 3.7 | 60 | 250 | 0 | 0.88 | 0 | 0 | 150
2007006818 | 2 | 1 | 0 | 7.4 | 60 | 250 | 0 | 0.88 | 0 | 0 | 150
2005003379 | 2 | 1 | 0 | 7.4 | 40 | 250 | 0 | 0.88 | 0 | 0 | 150
2009004572 | 2 | 1 | 0 | 7.4 | 75 | 250 | 0 | 0.88 | 0 | 0 | 150
2009001914 | 2 | 1 | 0 | 7.4 | 60 | 250 | 0 | 0.88 | 0 | 0 | 150
2005008564 | 2 | 1 | 0 | 3.7 | 60 | 250 | 0 | 0.88 | 0 | 0 | 150
2009003552 | 2 | 1 | 0 | 3.7 | 60 | 250 | 0 | 0.88 | 0 | 0 | 150
2007001080 | 2 | 1 | 0 | 3.7 | 40 | 250 | 0 | 0.88 | 0 | 0 | 150
2011003358 | 2 | 1 | 0 | 7.4 | 60 | 250 | 0 | 0.88 | 0 | 0 | 150
2015003226 | 2 | 1 | 0 | 7.4 | 60 | 250 | 0 | 0.88 | 0 | 0 | 150
2003001494 | 2 | 1 | 0 | 3.7 | 75 | 250 | 0 | 0.88 | 0 | 0 | 150
2002003786 | 2 | 1 | 0 | 3.7 | 30 | 250 | 0 | 0.88 | 0 | 0 | 150
2015001029 | 2 | 1 | 0 | 3.7 | 60 | 250 | 0 | 0.88 | 0 | 0 | 150

## EVsTravelDiary
name | t_in | t_out | EStart | EEnd
2015000480 | 134 | 136 | 74.2275 | 74.3353
2002005923 | 6 | 143 | 36.5238 | 39.9998
2009001113 | 22 | 143 | 52.2108 | 59.9712
2006008361 | 33 | 114 | 67.2752 | 74.9824
2016002063 | 38 | 42 | 35.9465 | 38.1171
2016002063 | 56 | 129 | 32.2936 | 58.4377
2002004582 | 35 | 114 | 86.385 | 99.8341
2005010153 | 48 | 123 | 52.9842 | 73.4767
2011003517 | 30 | 115 | 19.0291 | 30
2006008809 | 57 | 123 | 11.846 | 29.9037
2009006844 | 37 | 120 | 56.2985 | 59.9205
2004001600 | 4 | 6 | 55.7433 | 56.1196
2004001600 | 37 | 124 | 58.5194 | 59.9736
2008003623 | 5 | 16 | 38.9056 | 39.4947
2008003623 | 29 | 123 | 38.9056 | 39.9985
2008003623 | 126 | 132 | 38.9056 | 39.282
2005001922 | 35 | 117 | 33.7075 | 39.9802
2005006362 | 12 | 20 | 33.1603 | 36.1007
2005006362 | 26 | 128 | 38.3585 | 39.9987
2005006362 | 134 | 143 | 38.0849 | 38.9823
2009006505 | 66 | 132 | 4.751 | 37.3596
2009006505 | 138 | 143 | 39.4528 | 39.6149
2005011073 | 28 | 44 | 53.7075 | 58.6193
2005011073 | 54 | 143 | 58.1493 | 59.9996
2003005673 | 16 | 129 | 17.2835 | 29.9996
2003006416 | 33 | 39 | 31.8889 | 36.6108
2003006416 | 50 | 111 | 36.1698 | 39.9995
2004005417 | 39 | 143 | 63.4128 | 74.749
2013006079 | 30 | 128 | 26.1919 | 40
2013006079 | 134 | 143 | 38.9056 | 39.7054
2011000141 | 19 | 141 | 27.7855 | 30
2013001609 | 22 | 124 | 29.3357 | 30
2011000755 | 56 | 141 | 20.035 | 29.9962
2004003989 | 36 | 123 | 26.7878 | 30
2008010253 | 28 | 45 | 29.2979 | 39.0329
2008010253 | 66 | 143 | 38.9056 | 40
2009009962 | 27 | 108 | 26.6783 | 29.9985
2005010531 | 70 | 120 | 57.7791 | 59.7804
2013000056 | 31 | 122 | 32.0933 | 40
2013000056 | 123 | 124 | 39.7811 | 39.8108
2004009281 | 63 | 138 | 29.308 | 29.9994
2009006629 | 2 | 36 | 53.3373 | 59.7346
2009006629 | 38 | 142 | 57.0388 | 59.9998
2006009067 | 6 | 17 | 59.2597 | 59.7391
2006009067 | 24 | 48 | 54.0776 | 59.3913
2006009067 | 52 | 122 | 58.8896 | 59.9985
2005005101 | 32 | 33 | 4.775 | 5.3177
2005005101 | 35 | 121 | 4.776 | 29.9503
2002005054 | 70 | 126 | 50.7463 | 59.9542
2004001855 | 27 | 30 | 21.0055 | 24.2615
2004001855 | 34 | 123 | 25.2391 | 74.7921
2002005722 | 0 | 143 | 59.2853 | 59.999
2003000941 | 7 | 133 | 23.7264 | 24
2005010444 | 23 | 138 | 33.7999 | 59.8033
2014005062 | 9 | 115 | 32.3395 | 39.9955
2005006501 | 24 | 32 | 21.053 | 27.9015
2005006501 | 36 | 128 | 26.6783 | 30
2005006501 | 135 | 143 | 28.3392 | 29.6634
2004008805 | 32 | 114 | 51.0054 | 59.9962
2005000382 | 44 | 117 | 20.1637 | 30
2002000079 | 51 | 114 | 32.8867 | 39.9149
2009005430 | 32 | 33 | 26.9551 | 27.5059
2009005430 | 50 | 114 | 26.1247 | 30
2015005515 | 33 | 123 | 70.5582 | 74.9948
2005007466 | 26 | 108 | 25.0819 | 30
2006009506 | 5 | 143 | 34.3914 | 40
2003005767 | 5 | 10 | 29.7232 | 29.8979
2008006125 | 40 | 126 | 18.4188 | 24
2002008265 | 21 | 126 | 24.0997 | 39.9861
2002008265 | 142 | 143 | 35.0754 | 35.4095
2004009516 | 35 | 118 | 37.2641 | 39.992
2008001941 | 2 | 135 | 24.4639 | 30
2003002647 | 36 | 143 | 36.1698 | 39.9979
2009009382 | 36 | 40 | 38.3585 | 39.0838
2009009382 | 57 | 130 | 38.3585 | 40
2002008812 | 12 | 18 | 71.0217 | 71.8108
2002008812 | 30 | 31 | 74.2275 | 74.2555
2002008812 | 44 | 132 | 70.3651 | 74.819
2002008812 | 142 | 143 | 74.2275 | 74.2555
2006004852 | 18 | 138 | 29.1696 | 30
2009010752 | 48 | 143 | 56.2985 | 59.9995
2005003682 | 33 | 105 | 20.7169 | 24
2007008596 | 38 | 114 | 67.2752 | 74.9744
2008009651 | 10 | 24 | 28.3392 | 29.5595
2008009651 | 37 | 120 | 28.4776 | 29.9994
2015007207 | 38 | 114 | 30.3774 | 59.9584
2003001567 | 48 | 120 | 34.9386 | 39.9999
2013003365 | 34 | 132 | 19.7706 | 39.9601
2010010270 | 20 | 124 | 11.6119 | 39.9247
2002009818 | 39 | 120 | 18.5282 | 24
2008005014 | 31 | 45 | 56.2985 | 58.0635
2008005014 | 63 | 119 | 47.9621 | 59.0981
2008008153 | 35 | 122 | 36.7169 | 40
2009002601 | 0 | 143 | 72.6826 | 74.9881
2004004180 | 32 | 120 | 22.3585 | 24
2015004820 | 57 | 143 | 13.7356 | 39.9997
2008007202 | 31 | 42 | 25.9344 | 36.3561
2008007202 | 46 | 62 | 34.9789 | 39.5128
2008007202 | 62 | 120 | 39.4528 | 39.9999
2008007202 | 122 | 134 | 39.1792 | 39.8573
2010008325 | 22 | 24 | 58.4084 | 58.6833
2010008325 | 28 | 57 | 58.5934 | 59.91
2010008325 | 64 | 143 | 59.0006 | 59.9994
2002008973 | 50 | 143 | 57.8274 | 59.9997
2002000752 | 61 | 125 | 28.2008 | 29.9958
2002005677 | 42 | 120 | 68.3373 | 74.6238
2008006104 | 32 | 36 | 72.2963 | 72.6668
2008006104 | 40 | 56 | 73.8413 | 74.3574
2008006104 | 58 | 122 | 72.2963 | 74.7443
2005004991 | 22 | 143 | 37.2641 | 40
2005005850 | 18 | 118 | 70.7513 | 74.9977
2011009721 | 20 | 143 | 55.5582 | 60
2006005922 | 54 | 121 | 38.9056 | 39.9999
2006005922 | 138 | 143 | 38.9056 | 39.4721
2011001793 | 16 | 50 | 26.1247 | 29.8457
2011001793 | 67 | 114 | 25.2042 | 29.9443
2005009544 | 0 | 143 | 74.1826 | 75
2009006186 | 46 | 126 | 39.4528 | 40
2009006186 | 132 | 143 | 36.7169 | 39.3397
2002000259 | 50 | 110 | 31.6717 | 39.8766
2003005386 | 30 | 143 | 24.7917 | 40
2010003183 | 19 | 132 | 25.5711 | 30
2007008129 | 4 | 18 | 22.7216 | 36.377
2007008129 | 30 | 42 | 36.3066 | 39.3579
2007008129 | 62 | 132 | 36.3886 | 39.9999
2004007604 | 34 | 42 | 74.2275 | 74.5764
2004007604 | 44 | 126 | 72.7308 | 74.9952
2014001739 | 6 | 15 | 32.3395 | 35.929
2014001739 | 30 | 143 | 30.1508 | 39.9964
2007003792 | 0 | 124 | 57.409 | 59.9917
2007003792 | 130 | 143 | 58.5194 | 59.1887
2012009966 | 39 | 111 | 26.8444 | 29.9966
2005007938 | 1 | 2 | 19.1849 | 19.7275
2005007938 | 72 | 129 | 21.2641 | 23.9971
2009008672 | 33 | 132 | 39.7264 | 39.9997
2009008672 | 133 | 143 | 39.3241 | 39.6652
2008000449 | 46 | 143 | 26.6783 | 29.9997
2006003686 | 45 | 124 | 56.1707 | 74.9482
2006003686 | 134 | 138 | 71.1376 | 72.1399
2003005775 | 42 | 128 | 4.775 | 29.9503
2008009663 | 33 | 121 | 35.6226 | 39.9909
2013006311 | 28 | 127 | 7.913 | 23.9996
2013006311 | 136 | 143 | 21.2641 | 22.8187
2015003915 | 8 | 33 | 22.3585 | 23.9182
2015003915 | 42 | 143 | 19.0754 | 24
2016002687 | 24 | 113 | 20.7169 | 24
2016002687 | 126 | 143 | 19.9783 | 23.9485
2006004135 | 36 | 126 | 4.775 | 30
2006004135 | 139 | 142 | 26.6783 | 28.1745
2007006901 | 140 | 143 | 29.7232 | 29.7917
2013006239 | 20 | 104 | 33.4339 | 40
2003007425 | 20 | 137 | 56.6687 | 59.9999
2016007026 | 2 | 141 | 37.8113 | 39.9999
2011005873 | 41 | 113 | 57.409 | 59.9972
2011005873 | 117 | 125 | 54.8179 | 57.5726
2004002156 | 51 | 128 | 80.8489 | 97.697
2012003003 | 47 | 143 | 47.0448 | 59.9985
2005010660 | 22 | 143 | 29.6037 | 39.9978
2009006000 | 68 | 143 | 17.0899 | 29.9836
2010007390 | 0 | 143 | 25.7592 | 30
2005002754 | 19 | 143 | 73.455 | 74.9999
2009003120 | 38 | 141 | 38.3585 | 40
2016004565 | 134 | 143 | 23.571 | 28.455
2005000386 | 34 | 120 | 69.2064 | 74.9909
2004010086 | 25 | 143 | 29.0312 | 30
2011000235 | 32 | 126 | 21.8213 | 30
2008000518 | 36 | 120 | 54.6418 | 74.9604
2006004211 | 7 | 120 | 31.8285 | 59.7447
2006010200 | 141 | 143 | 22.6228 | 23.7081
2005003683 | 52 | 143 | 13.7021 | 29.9935
2002005412 | 58 | 135 | 70.5582 | 74.9863
2002005412 | 136 | 143 | 74.2275 | 74.5434
2005005917 | 30 | 138 | 74.6138 | 74.9928
2004001885 | 1 | 4 | 38.3585 | 38.6704
2004001885 | 31 | 34 | 38.3585 | 38.6704
2004001885 | 40 | 106 | 37.8113 | 39.9788
2004001885 | 142 | 143 | 38.3585 | 38.4698
2004002453 | 28 | 118 | 55.9284 | 59.9992
2003008780 | 36 | 126 | 54.8179 | 59.999
2005010217 | 18 | 32 | 56.2985 | 59.0183
2005010217 | 52 | 143 | 55.003 | 59.9991
2009008602 | 32 | 112 | 58.7296 | 74.9597
2009008602 | 115 | 125 | 71.9101 | 73.542
2003009228 | 34 | 120 | 94.4381 | 99.4778
2011007573 | 65 | 114 | 66.4866 | 74.7853
2004006717 | 8 | 113 | 72.1032 | 74.9395
2002007623 | 6 | 24 | 38.3585 | 39.5364
2002007623 | 44 | 138 | 39.4528 | 39.9993
2006002538 | 45 | 143 | 5.5 | 55.1728
2003009890 | 38 | 130 | 33.8196 | 59.9932
2003009890 | 142 | 143 | 58.5194 | 58.6533
2009010066 | 7 | 135 | 58.5194 | 60
2006003943 | 7 | 57 | 43.0054 | 59.8376
2006003943 | 63 | 138 | 51.1164 | 59.9927
2004001913 | 33 | 122 | 54.0776 | 59.9037
2013007645 | 34 | 143 | 57.0388 | 59.9809
2012002520 | 14 | 143 | 93.8201 | 99.9954
2003003365 | 0 | 143 | 67.7823 | 74.9628
2008000848 | 121 | 143 | 25.0175 | 29.9382
2003008101 | 30 | 118 | 24.6023 | 29.9987
2007009817 | 68 | 118 | 29.1696 | 30
2007006038 | 3 | 33 | 24.6515 | 29.9866
2007006038 | 40 | 131 | 26.8998 | 30
2007006038 | 136 | 143 | 27.2319 | 29.3152
2005006745 | 31 | 45 | 72.2963 | 74.0553
2005006745 | 60 | 122 | 71.1376 | 74.9633
2009002031 | 4 | 130 | 21.6958 | 29.9999
2009002031 | 137 | 143 | 26.6783 | 28.1192
2009006404 | 24 | 122 | 99.2275 | 99.9967
2008008722 | 24 | 118 | 63.4128 | 74.99
2007001185 | 30 | 120 | 70.5582 | 74.8388
2009003173 | 22 | 110 | 70.7513 | 74.9943
2009008744 | 33 | 116 | 25.9344 | 39.9999
2006007826 | 38 | 117 | 20.9298 | 29.9943
2008002445 | 0 | 143 | 8.7606 | 24
2006006507 | 36 | 117 | 20.8264 | 23.9998
2013003572 | 34 | 111 | 5.751 | 47.5363
2005001747 | 37 | 125 | 24.1871 | 30
2004007994 | 135 | 143 | 38.9056 | 39.3761
2004003432 | 32 | 116 | 71.1376 | 74.8252
2006003548 | 40 | 121 | 74.1503 | 74.957
2012002498 | 10 | 17 | 28.8928 | 29.7261
2012002498 | 20 | 142 | 28.8928 | 30
2011008085 | 44 | 118 | 92.5069 | 99.0214
2009002836 | 36 | 126 | 22.2494 | 30
2008000988 | 50 | 122 | 38.6321 | 40
2008000988 | 123 | 143 | 39.4528 | 39.9704
2011007096 | 42 | 117 | 67.4039 | 74.521
2008005993 | 2 | 130 | 23.4528 | 24
2008005993 | 139 | 143 | 22.3585 | 22.9841
2011010158 | 29 | 117 | 34.3222 | 40
2005006367 | 31 | 117 | 22.6321 | 24
2006001960 | 39 | 143 | 62.6403 | 74.7323
2013005391 | 30 | 105 | 5.2383 | 38.6824
2008005284 | 53 | 143 | 71.1376 | 74.9955
2013007561 | 35 | 120 | 34.3609 | 39.9856
2006004427 | 0 | 143 | 16.2983 | 39.9973
2015000561 | 30 | 32 | 56.2985 | 56.6257
2015000561 | 34 | 119 | 59.2597 | 59.9855
2007006109 | 36 | 116 | 45.7493 | 59.9926
2007006109 | 142 | 143 | 55.5582 | 55.96
2004009361 | 36 | 41 | 20.035 | 25.3936
2004009361 | 42 | 120 | 29.7232 | 30
2014000737 | 43 | 143 | 13.7868 | 23.9999
2007010879 | 22 | 118 | 28.3392 | 30
2007010879 | 134 | 143 | 26.8721 | 29.4808
2013003718 | 0 | 143 | 71.3646 | 74.9813
2005004043 | 38 | 40 | 35.024 | 36.1093
2005004043 | 52 | 116 | 48.8545 | 71.9756
2005010695 | 16 | 143 | 51.2613 | 59.9755
2003003136 | 24 | 114 | 20.3914 | 29.9978
2006001842 | 30 | 143 | 59.7039 | 60
2005000766 | 26 | 35 | 38.6321 | 39.273
2005000766 | 64 | 124 | 38.4953 | 39.9778
2015001306 | 33 | 117 | 88.4128 | 98.8506
2011003275 | 8 | 10 | 23.9103 | 24.9546
2011003275 | 19 | 32 | 27.2319 | 29.1928
2011003275 | 64 | 116 | 21.6958 | 29.9351
2007010077 | 4 | 138 | 21.2641 | 24
2002004640 | 30 | 112 | 15.2456 | 29.9883
2004009742 | 33 | 112 | 25.8479 | 29.9977
2007006260 | 33 | 122 | 48.1553 | 59.8073
2007006260 | 134 | 141 | 46.2401 | 49.913
2005000590 | 8 | 143 | 38.3585 | 40
2007005981 | 68 | 120 | 31.4785 | 39.9956
2009010205 | 24 | 30 | 54.8179 | 57.0659
2009010205 | 31 | 140 | 59.4078 | 60
2006002580 | 49 | 143 | 33.8845 | 40
2008009992 | 22 | 134 | 47.6201 | 74.4391
2003002950 | 15 | 131 | 34.8018 | 40
2009007298 | 24 | 119 | 9.8318 | 30
2009008635 | 30 | 51 | 31.7924 | 38.119
2009008635 | 65 | 120 | 38.9056 | 39.977
2005008605 | 32 | 123 | 38.9056 | 39.9982
2007007106 | 135 | 143 | 27.7855 | 28.9627
2014001949 | 120 | 143 | 23.7264 | 23.9992
2004004064 | 36 | 51 | 52.5005 | 56.254
2008001320 | 16 | 143 | 57.0388 | 60
2010000825 | 3 | 143 | 27.7855 | 30
2005001736 | 45 | 128 | 58.4454 | 59.9994
2011006649 | 43 | 120 | 37.4009 | 39.9884
2013000126 | 38 | 143 | 4.775 | 29.9918
2008000676 | 15 | 18 | 55.9203 | 56.9302
2008000676 | 26 | 141 | 59.2597 | 60
2015000667 | 46 | 143 | 4.775 | 29.9825
2009004969 | 4 | 47 | 71.9101 | 74.8777
2009004969 | 56 | 132 | 73.455 | 74.9949
2004000248 | 56 | 120 | 21.2641 | 24
2005009190 | 44 | 123 | 21.2066 | 29.9945
2010006770 | 24 | 122 | 35.8962 | 40
2010006770 | 125 | 133 | 38.9056 | 39.6591
2010006770 | 142 | 143 | 38.9056 | 39.0541
2010010116 | 23 | 143 | 37.3012 | 74.1583
2008006767 | 54 | 110 | 4.775 | 29.9971
2006001630 | 15 | 129 | 20.653 | 30
2006001630 | 136 | 143 | 25.0819 | 28.7833
2015004311 | 18 | 117 | 45.1297 | 59.9987
2009003618 | 42 | 143 | 15.6688 | 40
2006001207 | 30 | 124 | 84.2928 | 98.8167
2003010173 | 40 | 122 | 78.7567 | 99.7803
2002005101 | 20 | 141 | 37.3188 | 40
2009001061 | 32 | 110 | 35.0754 | 39.9999
2007005271 | 46 | 129 | 47.0448 | 59.7204
2005006564 | 5 | 143 | 27.7855 | 30
2005002361 | 29 | 45 | 21.5377 | 23.6389
2005002361 | 56 | 124 | 23.7264 | 23.9999
2004005700 | 30 | 102 | 45.8378 | 59.9843
2006002331 | 3 | 129 | 73.455 | 74.9999
2012000403 | 2 | 143 | 72.0388 | 74.9999
2011009556 | 6 | 143 | 20.6555 | 30
2011001971 | 19 | 143 | 68.8201 | 74.9359
2002002133 | 0 | 21 | 53.4661 | 59.1075
2002002133 | 26 | 143 | 54.8179 | 59.9999
2009003406 | 51 | 143 | 11.4186 | 59.9522
2003005196 | 22 | 108 | 28.9921 | 39.9719
2007007568 | 32 | 143 | 27.5087 | 30
2011008330 | 0 | 143 | 27.8116 | 30
2003006483 | 26 | 138 | 55.5582 | 59.9751
2009005647 | 2 | 8 | 28.2474 | 29.4707
2009005647 | 32 | 120 | 27.2319 | 30
2010004087 | 139 | 143 | 4.75 | 6.9207
2016006370 | 6 | 26 | 37.2641 | 39.8518
2016006370 | 36 | 135 | 37.2641 | 40
2007004344 | 55 | 143 | 19.0754 | 24
2003000031 | 20 | 138 | 50.3761 | 59.9999
2003000031 | 141 | 143 | 55.5582 | 56.3254
2007008800 | 15 | 130 | 15.9889 | 78.3955
2007005872 | 24 | 143 | 48.7678 | 74.5991
2005000544 | 20 | 100 | 25.9863 | 30
2006003119 | 16 | 132 | 25.9033 | 30
2011002231 | 36 | 136 | 38.6321 | 40
2011002231 | 142 | 143 | 37.8113 | 38.1082
2003008218 | 20 | 123 | 73.455 | 74.9653
2003008218 | 126 | 143 | 73.455 | 74.1742
2011001042 | 38 | 126 | 33.7075 | 40
2003002022 | 25 | 143 | 8.0201 | 29.9986
2004000496 | 8 | 30 | 94.9789 | 97.2586
2004000496 | 44 | 121 | 99.6138 | 99.9536
2009001702 | 30 | 117 | 68.8201 | 74.7496
2008009011 | 68 | 143 | 27.254 | 39.9238
2002004701 | 49 | 143 | 22.6321 | 24
2015008260 | 18 | 143 | 20.7169 | 24
2005008647 | 70 | 143 | 29.5232 | 39.9997
2015008284 | 32 | 42 | 38.9056 | 39.7453
2015008284 | 56 | 116 | 37.8113 | 39.9997
2009004656 | 45 | 113 | 55.1881 | 59.9924
2005008541 | 138 | 143 | 74.2275 | 74.3575
2008010234 | 6 | 143 | 21.8528 | 40
2016007420 | 8 | 42 | 26.4015 | 29.8567
2016007420 | 62 | 143 | 26.1247 | 29.9982
2008010212 | 13 | 143 | 17.2295 | 29.9999
2010007413 | 20 | 122 | 22.0849 | 24
2011005239 | 36 | 116 | 50.7946 | 59.7729
2005004314 | 35 | 120 | 34.5282 | 39.986
2002004388 | 38 | 116 | 21.8113 | 24
2016005327 | 14 | 143 | 23.4528 | 24
2002004576 | 58 | 143 | 58.5194 | 59.9995
2007005441 | 5 | 8 | 54.4478 | 55.8221
2007005441 | 20 | 39 | 58.5194 | 59.7555
2007005441 | 55 | 100 | 58.5194 | 59.9792
2015002057 | 4 | 32 | 39.4528 | 39.9908
2015002057 | 36 | 120 | 38.3585 | 40
2015002057 | 124 | 143 | 39.4528 | 39.9657
2005008073 | 39 | 48 | 97.6826 | 98.5974
2005008073 | 51 | 143 | 99.073 | 99.9945
2005010764 | 34 | 143 | 36.0249 | 40
2002003774 | 3 | 21 | 34.113 | 39.5733
2003003824 | 34 | 117 | 8.9627 | 30
2009000113 | 2 | 123 | 28.6713 | 30
2002000649 | 34 | 121 | 38.6386 | 85.1318
2009004280 | 37 | 124 | 23.0424 | 24
2004000585 | 40 | 117 | 39.4198 | 59.9828
2005004082 | 39 | 114 | 33.9811 | 39.969
2004006127 | 40 | 120 | 37.8113 | 40
2007009968 | 31 | 123 | 73.0688 | 74.9349
2002003645 | 29 | 114 | 69.5926 | 74.7641
2008000495 | 30 | 126 | 4.75 | 39.9997
2007009967 | 34 | 41 | 56.6687 | 58.2844
2007009967 | 49 | 122 | 55.9284 | 59.996
2005001585 | 54 | 123 | 23.8632 | 24
2011003302 | 34 | 129 | 4.75 | 39.9997
2008003823 | 15 | 106 | 39.4528 | 40
2004004023 | 12 | 143 | 21.472 | 24
2013000874 | 69 | 143 | 36.4434 | 39.9803
2015003605 | 35 | 114 | 54.0776 | 59.9967
2002005008 | 2 | 125 | 99.2275 | 99.9738
2002008635 | 15 | 31 | 57.2239 | 59.3909
2002008635 | 38 | 124 | 57.7791 | 59.9994
2002005490 | 17 | 143 | 31.4817 | 40
2004005988 | 72 | 119 | 38.0849 | 39.998
2007000724 | 36 | 128 | 37.5377 | 39.9962
2004000870 | 30 | 122 | 65.1669 | 74.9902
2012000397 | 60 | 143 | 61.6747 | 74.9739
2009003229 | 52 | 120 | 45.8056 | 59.3779
2005001284 | 10 | 19 | 24.7423 | 27.7599
2005001284 | 20 | 24 | 29.8339 | 29.8863
2005001284 | 29 | 132 | 25.0175 | 29.9997
2002007319 | 33 | 115 | 35.2162 | 59.9846
2004005993 | 28 | 143 | 58.8896 | 60
2011009439 | 16 | 134 | 22.3585 | 24
2010002124 | 28 | 116 | 38.3585 | 40
2011008080 | 28 | 123 | 26.0953 | 39.9783
2002005878 | 4 | 143 | 28.3392 | 30
2005006988 | 32 | 128 | 21.2641 | 24
2005006988 | 129 | 140 | 23.4528 | 23.8538
2010008835 | 27 | 42 | 41.6867 | 49.8267
2010008835 | 76 | 120 | 31.2871 | 55.1644
2012010128 | 36 | 143 | 5.5 | 56.8171
2006010665 | 40 | 42 | 13.0565 | 15.2272
2006010665 | 46 | 119 | 23.4528 | 24
2002007313 | 32 | 33 | 4.676 | 5.2187
2002007313 | 36 | 143 | 4.676 | 23.9997
2004004901 | 25 | 143 | 33.7992 | 39.9984
2002006214 | 33 | 132 | 37.5377 | 40
2004003426 | 62 | 143 | 14.8246 | 24
2005000492 | 0 | 143 | 56.799 | 59.9957
2004007763 | 6 | 36 | 54.2717 | 72.6561
2004007763 | 40 | 143 | 73.455 | 74.9993
2015007870 | 31 | 118 | 50.2571 | 59.9974
2013002419 | 2 | 26 | 23.5465 | 29.3321
2013002419 | 45 | 143 | 18.6268 | 29.9986
2003007093 | 31 | 120 | 47.0045 | 59.7875
2003007093 | 126 | 129 | 58.5194 | 58.7113
2005004134 | 64 | 107 | 38.3585 | 39.9199
2009002626 | 40 | 48 | 28.4128 | 32.7397
2009002626 | 58 | 122 | 39.4528 | 39.9939
2012001661 | 22 | 29 | 26.4949 | 29.1328
2012001661 | 38 | 124 | 27.7855 | 30
2012001661 | 128 | 141 | 26.6783 | 29.7518
2006007745 | 40 | 123 | 27.7855 | 29.9992
2007007628 | 18 | 143 | 22.9056 | 24
2015008842 | 20 | 143 | 47.415 | 59.9999
2002001888 | 33 | 42 | 4.675 | 9.559
2002001888 | 54 | 132 | 4.675 | 23.9897
2015005550 | 20 | 133 | 5.75 | 65.7196
2015005550 | 138 | 143 | 73.455 | 73.715
2009003074 | 24 | 30 | 55.9284 | 57.6946
2009003074 | 33 | 122 | 57.0388 | 59.9994
2015006541 | 47 | 125 | 25.5711 | 29.9973
2004004626 | 56 | 122 | 33.8655 | 58.111
2009007029 | 26 | 36 | 19.2122 | 22.5576
2009007029 | 56 | 114 | 18.8018 | 23.995
2011003601 | 141 | 143 | 38.6321 | 38.8114
2005002977 | 22 | 124 | 26.6783 | 29.9998
2009007798 | 46 | 143 | 4.776 | 29.9825
2003001779 | 18 | 135 | 28.7821 | 30
2016005133 | 22 | 126 | 23.4528 | 24
2016005133 | 136 | 143 | 22.3585 | 23.2912
2014007104 | 26 | 143 | 59.2597 | 59.9967
2008008719 | 28 | 120 | 30.1508 | 39.9841
2008003009 | 61 | 123 | 19.1849 | 24
2003003786 | 26 | 134 | 57.0388 | 59.9999
2003003786 | 136 | 143 | 57.0388 | 58.475
2014000049 | 34 | 124 | 35.2669 | 40
2006008405 | 33 | 48 | 57.7791 | 58.8907
2006008405 | 50 | 120 | 58.8896 | 59.9565
2009001171 | 20 | 44 | 35.2122 | 39.1129
2009001171 | 61 | 143 | 39.1792 | 39.9974
2003002216 | 11 | 12 | 29.4464 | 29.4965
2003002216 | 30 | 136 | 28.0624 | 29.9999
2003002216 | 138 | 143 | 29.7232 | 29.8277
2002007856 | 32 | 114 | 52.7911 | 74.9477
2006009332 | 32 | 118 | 72.3736 | 74.8896
2013006059 | 9 | 21 | 28.8928 | 29.645
2013009251 | 4 | 6 | 39.5896 | 39.6434
2013009251 | 30 | 122 | 39.5896 | 39.9994
2008005886 | 36 | 120 | 34.8018 | 39.9858
2004004504 | 32 | 111 | 94.9789 | 99.4285
2006001414 | 40 | 122 | 5.75 | 50.2487
2009003063 | 4 | 6 | 29.4464 | 29.542
2009003063 | 8 | 143 | 25.6966 | 30
2013002804 | 42 | 110 | 27.254 | 39.9992
2013002804 | 110 | 114 | 39.1792 | 39.5419
2006004572 | 36 | 122 | 72.2963 | 74.8863
2005008903 | 10 | 101 | 57.0388 | 59.9561
2010005120 | 32 | 36 | 99.0344 | 99.2275
2010005120 | 50 | 143 | 94.0519 | 99.9668
2006005185 | 34 | 138 | 97.6826 | 99.8674
2006000420 | 8 | 143 | 4.75 | 40
2009004029 | 32 | 120 | 37.2641 | 39.9943
2015008894 | 46 | 143 | 22.8766 | 39.9714
2012004675 | 129 | 143 | 58.1493 | 59.5091
2007005824 | 21 | 39 | 97.6826 | 98.5876
2007005824 | 63 | 138 | 88.8956 | 98.5891
2003000810 | 50 | 127 | 6.4565 | 39.9967
2005004321 | 55 | 143 | 58.5194 | 59.9748
2004002246 | 17 | 20 | 42.427 | 45.683
2004002246 | 22 | 28 | 42.8228 | 49.3348
2004002246 | 54 | 120 | 48.7188 | 74.7695
2004002246 | 122 | 129 | 72.6826 | 73.6301
2008002546 | 33 | 126 | 27.7855 | 30
2013003670 | 8 | 11 | 28.7821 | 29.0835
2013003670 | 16 | 18 | 28.5329 | 28.7863
2013003670 | 33 | 140 | 27.7302 | 29.9999
2013003670 | 142 | 143 | 28.9758 | 29.0684
2008004808 | 58 | 86 | 18.0744 | 33.2081
2007007179 | 0 | 143 | 42.6639 | 60
2007007523 | 36 | 118 | 71.9101 | 74.9935
2006004337 | 32 | 113 | 94.5926 | 99.9411
2006008638 | 45 | 107 | 64.7646 | 73.9579
2006005487 | 33 | 111 | 23.1824 | 39.9997
2008006833 | 36 | 120 | 24.4639 | 29.9981
2010002633 | 103 | 143 | 14.3591 | 36.0658
2013000342 | 47 | 116 | 35.2162 | 59.9471
2015008531 | 30 | 120 | 23.4806 | 29.9987
2002007251 | 36 | 123 | 28.9921 | 39.9738
2008002192 | 34 | 42 | 21.6868 | 25.7863
2008002192 | 71 | 115 | 29.4464 | 29.9915
2013007116 | 30 | 41 | 42.2973 | 48.2666
2013007116 | 65 | 112 | 55.5582 | 59.4954
2007002270 | 33 | 111 | 5.5 | 59.6978
2009005787 | 11 | 138 | 35.6226 | 39.9994
2011009027 | 44 | 112 | 64.1852 | 74.1173
2011009027 | 130 | 143 | 65.344 | 69.0192
2008000167 | 38 | 128 | 43.3433 | 59.7227
2003005677 | 35 | 116 | 27.2319 | 30
2003002695 | 33 | 52 | 37.5377 | 39.8457
2004002167 | 21 | 116 | 18.282 | 23.9999
2008005311 | 41 | 120 | 52.3379 | 59.9957
2003003523 | 67 | 109 | 73.6482 | 74.7124
2002009456 | 28 | 119 | 58.4454 | 59.9997
2004003951 | 28 | 118 | 73.0688 | 74.9978
2004003951 | 119 | 143 | 73.2619 | 74.7134
2008009159 | 26 | 120 | 63.4128 | 74.99
2004003682 | 126 | 143 | 57.7791 | 59.5568
2008000677 | 31 | 102 | 29.4464 | 30
2004001173 | 20 | 132 | 72.1906 | 98.6355
2003000367 | 34 | 35 | 36.2783 | 37.3637
2003000367 | 46 | 116 | 59.6299 | 59.9995
2015002251 | 13 | 143 | 38.3585 | 39.9998
2005009795 | 30 | 118 | 29.4464 | 30
2002005971 | 8 | 30 | 22.6535 | 29.0559
2002005971 | 34 | 129 | 26.6188 | 29.9996
2008009878 | 5 | 38 | 24.7407 | 29.7697
2008009878 | 52 | 143 | 24.8359 | 29.9991
2002001539 | 22 | 34 | 17.4783 | 30.5023
2002001539 | 71 | 143 | 64.6359 | 74.9535
2005008526 | 5 | 143 | 38.76 | 74.6073
2010006710 | 12 | 17 | 67.2752 | 68.575
2010006710 | 69 | 143 | 47.609 | 72.7233
2007006536 | 60 | 143 | 38.3585 | 39.9952
2016008445 | 54 | 108 | 22.9852 | 59.3618
2011000714 | 38 | 143 | 20.1009 | 30
2005006823 | 22 | 122 | 38.7689 | 40
2005006823 | 127 | 143 | 38.7689 | 39.8805
2009004231 | 27 | 114 | 65.7302 | 74.9865
2003008634 | 30 | 129 | 96.9101 | 99.7971
2003008634 | 133 | 134 | 99.2275 | 99.2485
2007002253 | 34 | 143 | 32.8867 | 39.9966
2008007538 | 3 | 18 | 26.8167 | 29.8404
2008007538 | 21 | 123 | 29.1696 | 30
2008007538 | 125 | 143 | 29.1696 | 29.9771
2009010891 | 37 | 120 | 66.9276 | 74.9842
2013008720 | 32 | 124 | 37.8113 | 40
2011006744 | 33 | 120 | 34.0896 | 59.9894
2015007950 | 26 | 143 | 56.2985 | 59.9999
2006005558 | 22 | 130 | 43.7293 | 59.9994
2006005558 | 140 | 142 | 59.4448 | 59.5407
2004007962 | 35 | 111 | 37.6745 | 39.9888
2015007917 | 16 | 129 | 36.7169 | 40
2005008863 | 20 | 126 | 59.6299 | 59.9973
2006000307 | 46 | 120 | 27.2319 | 30
2016004952 | 13 | 24 | 98.2619 | 98.7157
2016004952 | 34 | 138 | 98.8413 | 99.9337
2014004157 | 31 | 143 | 13.9828 | 39.9684
2004007603 | 15 | 36 | 70.7513 | 73.0403
2004007603 | 79 | 143 | 61.4815 | 73.7214
2006006355 | 37 | 118 | 74.4593 | 74.9988
2009005139 | 20 | 42 | 29.4464 | 29.9312
2009005139 | 52 | 120 | 27.2319 | 29.9956
2007005234 | 44 | 118 | 67.2752 | 74.9702
2005000243 | 8 | 10 | 27.7855 | 28.168
2005000243 | 18 | 107 | 29.4464 | 29.9999
2006005840 | 139 | 143 | 26.1247 | 27.3477
2007009674 | 0 | 143 | 20.0703 | 30
2007005655 | 19 | 124 | 20.0877 | 24
2010002403 | 61 | 143 | 52.2108 | 59.9967
2011008478 | 30 | 123 | 70.3651 | 74.9957
2006005169 | 27 | 143 | 22.2816 | 30
2005001520 | 25 | 118 | 99.2275 | 99.9402
2005001520 | 134 | 143 | 96.5238 | 97.2862
2011009288 | 34 | 123 | 57.409 | 59.9994
2015008987 | 16 | 36 | 30.8268 | 39.4924
2015008987 | 38 | 141 | 39.4528 | 40
2003006720 | 40 | 48 | 50.5721 | 54.9135
2003006720 | 58 | 102 | 43.5377 | 65.9324
2003006720 | 108 | 110 | 74.7683 | 74.7847
2003006720 | 119 | 120 | 74.7683 | 74.7766
2003006720 | 121 | 133 | 74.7683 | 74.8511
2003008578 | 26 | 118 | 18.3194 | 30
2015005733 | 36 | 126 | 80.3403 | 98.3466
2011003226 | 30 | 38 | 38.6321 | 39.5739
2011003226 | 46 | 134 | 38.6321 | 40
2003000983 | 10 | 12 | 99.2275 | 99.3091
2003000983 | 21 | 143 | 98.455 | 99.9983
2005008939 | 42 | 114 | 20.7785 | 30
2003004628 | 30 | 136 | 18.8018 | 24
2011008602 | 40 | 112 | 22.6646 | 30
2003004534 | 58 | 143 | 37.2641 | 39.993
2007010558 | 40 | 132 | 21.3462 | 24
2008003562 | 40 | 114 | 32.801 | 58.5716
2009002322 | 15 | 126 | 73.8413 | 74.9997
2009002322 | 126 | 143 | 74.691 | 74.9138
2002006606 | 11 | 49 | 50.3761 | 59.7377
2002006606 | 62 | 132 | 52.2108 | 59.9898
2014001605 | 132 | 143 | 89.1852 | 92.009
2008004853 | 41 | 117 | 74.7683 | 74.9859
2004006186 | 55 | 126 | 62.6403 | 74.9403
2004006186 | 127 | 143 | 74.2275 | 74.7677
2009009339 | 12 | 18 | 51.1164 | 54.9701
2009009339 | 22 | 143 | 58.5194 | 60
2002006990 | 142 | 143 | 64.1852 | 64.9677
2011001537 | 34 | 143 | 38.9056 | 39.9995
2003000469 | 32 | 123 | 5.5 | 59.9119
2006010567 | 32 | 115 | 17.9842 | 39.9997
2014004160 | 22 | 42 | 73.455 | 74.2606
2014004160 | 56 | 143 | 68.8201 | 74.7496
2002009718 | 32 | 143 | 39.0424 | 40
2002003547 | 30 | 117 | 66.3096 | 74.9874
2015007551 | 37 | 38 | 45.2169 | 46.3022
2015007551 | 44 | 120 | 45.1435 | 98.2712
2006004971 | 35 | 123 | 36.4434 | 40
2005009562 | 6 | 138 | 24.4639 | 30
2005009562 | 142 | 143 | 28.7544 | 28.867
2009005991 | 8 | 22 | 32.4683 | 37.1829
2009005991 | 43 | 140 | 38.3585 | 39.9982
2002003086 | 13 | 40 | 72.6826 | 74.1431
2002003086 | 41 | 46 | 73.455 | 73.715
2002003086 | 47 | 112 | 73.455 | 74.8592
2015004294 | 33 | 143 | 28.616 | 30
2008007949 | 23 | 27 | 17.3727 | 19.5433
2008007949 | 48 | 119 | 35.1076 | 39.9666
2013005994 | 4 | 8 | 58.4998 | 60.6658
2013005994 | 32 | 122 | 69.4784 | 74.7996
2012007084 | 28 | 38 | 65.9619 | 70.7353
2012007084 | 40 | 143 | 74.073 | 74.9996
2013004150 | 56 | 143 | 22.4953 | 24
2008008509 | 25 | 38 | 22.146 | 29.2006
2008008509 | 41 | 122 | 28.5983 | 39.958
2008008509 | 124 | 134 | 38.4953 | 39.2546
2008008509 | 140 | 142 | 38.167 | 38.4072
2002003048 | 38 | 54 | 22.4405 | 23.9742
2002003048 | 56 | 121 | 22.7415 | 24
2015007243 | 25 | 26 | 16.066 | 16.6086
2015007243 | 42 | 116 | 10.0403 | 23.9949
2002005993 | 8 | 14 | 21.2915 | 22.6814
2002005993 | 47 | 143 | 18.3367 | 23.9999
2007007547 | 30 | 116 | 35.2162 | 59.3327
2009010238 | 38 | 143 | 20.7169 | 24
2009007548 | 22 | 32 | 19.4037 | 23.6458
2009007548 | 34 | 124 | 22.1943 | 24
2003009166 | 10 | 120 | 33.0605 | 40
2015003498 | 45 | 99 | 4.775 | 28.9673
2011000189 | 18 | 132 | 58.8896 | 60
2003005326 | 24 | 124 | 58.1493 | 59.9999
2003005326 | 127 | 143 | 58.1493 | 59.5939
2009006114 | 39 | 114 | 53.9489 | 59.8118
2008007751 | 4 | 78 | 58.0012 | 59.9982
2008007751 | 80 | 143 | 55.0432 | 59.9874
2012010733 | 26 | 30 | 73.3005 | 73.5334
2012010733 | 38 | 120 | 73.455 | 74.9247
2012010733 | 122 | 124 | 73.0688 | 73.206
2012010733 | 126 | 143 | 73.3005 | 74.0916
2005001460 | 2 | 6 | 59.2597 | 59.4933
2005001460 | 8 | 19 | 59.6299 | 59.8695
2005001460 | 25 | 140 | 55.5582 | 59.9999
2006002878 | 31 | 120 | 6.532 | 29.9725
2008003119 | 33 | 143 | 50.5854 | 59.942
2002007020 | 44 | 116 | 34.7101 | 39.9664
2002007020 | 117 | 119 | 39.4528 | 39.5245
2002003807 | 4 | 128 | 13.0531 | 40
2002003807 | 128 | 143 | 39.5623 | 39.9509
2003002476 | 22 | 124 | 71.9101 | 74.9279
2006009630 | 33 | 114 | 70.3651 | 74.9894
2005007247 | 46 | 143 | 25.8479 | 29.9996
2005007029 | 6 | 143 | 55.5582 | 60
2013006129 | 32 | 102 | 56.2985 | 59.8549
2013006129 | 120 | 143 | 37.7911 | 50.1124
2011009928 | 24 | 143 | 49.6359 | 59.9579
2002008793 | 0 | 8 | 16.3633 | 25.046
2002008793 | 11 | 28 | 25.9552 | 44.4059
2002008793 | 46 | 134 | 32.276 | 98.2853
2013005949 | 34 | 36 | 24.7113 | 26.8819
2013005949 | 42 | 116 | 39.7811 | 40
2009001064 | 44 | 111 | 17.3973 | 30
2003005064 | 28 | 127 | 18.1452 | 24
2009004228 | 49 | 110 | 6.2437 | 39.965
2008002815 | 32 | 143 | 38.3585 | 39.9993
2004000630 | 6 | 31 | 19.4037 | 23.771
2004000630 | 33 | 143 | 21.8113 | 24
2007005635 | 36 | 45 | 23.2844 | 27.1004
2005002113 | 26 | 115 | 36.7169 | 40
2011008730 | 66 | 102 | 29.5715 | 39.1257
2004007566 | 37 | 143 | 5.75 | 62.9887
2005011190 | 58 | 119 | 23.0205 | 30
2007006855 | 4 | 130 | 69.0776 | 74.943
2007006855 | 136 | 143 | 70.3651 | 71.4189
2007009787 | 35 | 113 | 58.5194 | 59.9599
2015006135 | 20 | 143 | 21.8113 | 24
2005000520 | 37 | 120 | 33.4339 | 40
2011008980 | 13 | 17 | 71.6783 | 72.5403
2011008980 | 27 | 142 | 71.3693 | 74.9994
2015002120 | 35 | 116 | 33.4339 | 40
2006007967 | 41 | 126 | 17.1478 | 30
2016009009 | 132 | 143 | 37.9674 | 39.5912
2011009726 | 33 | 117 | 48.8956 | 59.9961
2013001679 | 0 | 143 | 26.9762 | 59.9036
2002008926 | 0 | 143 | 73.2778 | 74.9911
2016003772 | 64 | 125 | 23.7264 | 24
2016003772 | 133 | 143 | 19.8962 | 23.6838
2007005525 | 126 | 128 | 39.3981 | 39.477
2007005525 | 137 | 143 | 36.8264 | 37.9178
2013003046 | 22 | 143 | 17.5163 | 29.9998
2015007569 | 16 | 143 | 16.2644 | 40
2002003988 | 28 | 143 | 24.3409 | 72.5601
2004004374 | 27 | 36 | 24.4639 | 27.6413
2010002678 | 16 | 126 | 58.5194 | 60
2009005643 | 36 | 136 | 51.4866 | 59.9168
2006010426 | 15 | 138 | 37.2641 | 39.9995
2005000747 | 3 | 22 | 35.8222 | 39.7382
2005000747 | 40 | 124 | 35.7594 | 40
2005000747 | 136 | 143 | 35.732 | 38.4619
2009007897 | 24 | 123 | 31.8889 | 39.9922
2003006470 | 4 | 18 | 72.5796 | 74.1543
2003006470 | 60 | 143 | 68.4258 | 74.9871
2008009654 | 30 | 143 | 14.7697 | 40
2009007655 | 30 | 117 | 25.3026 | 58.5163
2003005011 | 20 | 143 | 22.7141 | 24
2002002377 | 28 | 116 | 47.254 | 59.9969
2005008657 | 34 | 143 | 5.751 | 64.2464
2008001338 | 62 | 143 | 26.4846 | 30
2013004581 | 42 | 118 | 58.1493 | 59.9986
2005011014 | 57 | 143 | 17.7046 | 29.9948
2012004746 | 45 | 143 | 20.3118 | 29.9989
2007001076 | 35 | 36 | 57.7791 | 57.8795
2007001076 | 43 | 120 | 57.7791 | 59.937
2015007930 | 30 | 40 | 58.7415 | 59.5123
2015007930 | 49 | 120 | 58.5194 | 59.9982
2009000706 | 0 | 143 | 73.7941 | 75
2011007426 | 49 | 120 | 5.75 | 44.2793
2004000599 | 120 | 143 | 81.4926 | 90.1696
2006005648 | 28 | 44 | 57.7791 | 58.9408
2006005648 | 55 | 117 | 55.7513 | 59.7589
2012008899 | 20 | 132 | 49.137 | 59.9997
2012008899 | 136 | 143 | 59.2597 | 59.6187
2008001931 | 36 | 128 | 59.0376 | 59.9864
2004000294 | 27 | 143 | 50.2233 | 59.9544
2003009032 | 40 | 143 | 25.4874 | 71.4875
2013003533 | 19 | 48 | 73.5323 | 74.8338
2013003533 | 55 | 143 | 73.455 | 74.9979
2002000943 | 38 | 118 | 27.9621 | 39.951
2015005883 | 134 | 143 | 52.2269 | 56.6882
2009003453 | 43 | 128 | 39.8237 | 85.2076
2013003519 | 48 | 143 | 5.5 | 54.4538
2009008784 | 9 | 18 | 5.2592 | 10.1432
2009008784 | 36 | 117 | 5.7658 | 23.9944
2009008784 | 122 | 132 | 19.6226 | 22.6812
2005009253 | 36 | 54 | 13.3574 | 23.8094
2008006135 | 3 | 46 | 92.2752 | 99.2986
2008006135 | 52 | 123 | 96.1376 | 99.9265
2008006135 | 136 | 143 | 92.2752 | 94.7728
2009005751 | 30 | 111 | 18.5958 | 39.9996
2015004833 | 20 | 141 | 72.6825 | 74.9732
2006002311 | 32 | 108 | 4.75 | 39.9952
2011009291 | 34 | 120 | 29.4154 | 39.9734
2014002168 | 0 | 143 | 58.7341 | 59.9983
2004005321 | 34 | 118 | 30.2152 | 39.9724
2008003109 | 16 | 18 | 83.1953 | 84.9697
2008003109 | 31 | 40 | 90.3407 | 94.154
2008003109 | 54 | 102 | 97.2963 | 99.8143
2015008892 | 27 | 32 | 57.0388 | 57.6505
2015008892 | 34 | 119 | 58.5194 | 59.971
2015008892 | 122 | 143 | 58.5194 | 59.4397
2015002254 | 27 | 143 | 4.775 | 29.9971
2013008744 | 12 | 25 | 38.4405 | 39.7657
2013008744 | 27 | 143 | 39.1792 | 40
2005000282 | 42 | 48 | 52.9189 | 55.9906
2005000282 | 53 | 110 | 58.1493 | 59.9917
2010001269 | 40 | 117 | 4.775 | 29.8833
2008006653 | 36 | 51 | 21.8305 | 38.1105
2008006653 | 74 | 143 | 52.597 | 59.9893
2015008285 | 34 | 121 | 48.8956 | 59.9971
2005000641 | 9 | 10 | 25.7095 | 26.4856
2005000641 | 36 | 120 | 25.7095 | 30
2011008865 | 44 | 108 | 19.4778 | 54.2084
2003008665 | 40 | 55 | 5.8406 | 13.9806
2008001777 | 35 | 125 | 52.597 | 59.9985
2003006193 | 22 | 24 | 38.6321 | 38.9781
2003006193 | 28 | 124 | 38.6321 | 40
2015007566 | 28 | 120 | 38.6321 | 40
2013006775 | 48 | 143 | 56.6687 | 59.9996
2009007006 | 31 | 111 | 23.1792 | 23.9999
2013005613 | 34 | 46 | 22.6321 | 23.9369
2013005613 | 50 | 143 | 19.2943 | 24
2016005603 | 37 | 143 | 15.1542 | 68.6566
2005008403 | 10 | 38 | 37.8113 | 39.6938
2005008403 | 69 | 143 | 37.2641 | 39.9849
2004002229 | 137 | 143 | 36.1698 | 37.487
2007009159 | 13 | 44 | 22.3585 | 23.9994
2007009159 | 58 | 143 | 20.4434 | 24
2011003998 | 39 | 116 | 13.6037 | 24
2003006644 | 58 | 143 | 52.5648 | 59.8545
2012003125 | 139 | 143 | 22.9056 | 23.3228
2012005630 | 28 | 58 | 69.0776 | 74.3778
2012005630 | 62 | 142 | 70.8801 | 74.9899
2008002972 | 136 | 143 | 56.9593 | 64.0519
2006001890 | 51 | 116 | 18.9386 | 24
2009008440 | 24 | 36 | 68.627 | 72.4123
2009008440 | 40 | 112 | 69.5926 | 74.9758
2015001874 | 42 | 113 | 28.8928 | 29.9987
2009007875 | 36 | 120 | 69.5926 | 74.9902
2016002028 | 3 | 18 | 5.5 | 21.78
2016002028 | 33 | 143 | 58.5194 | 60
2013003665 | 10 | 143 | 71.9101 | 74.977
2011010062 | 42 | 143 | 59.2597 | 59.9999
2010005222 | 19 | 53 | 59.1116 | 59.9646
2010005222 | 60 | 114 | 59.6299 | 59.9978
2010005222 | 121 | 143 | 59.6299 | 59.954
2006009230 | 31 | 118 | 25.9033 | 29.9989
2011009354 | 3 | 123 | 15.9616 | 74.9615
2006003917 | 142 | 143 | 6.0403 | 6.5829
2008003610 | 16 | 27 | 26.1247 | 29.5684
2008003610 | 30 | 33 | 26.6783 | 28.1745
2008003610 | 34 | 143 | 29.1696 | 30
2004008082 | 54 | 143 | 20.2203 | 57.9137
2011002705 | 14 | 105 | 58.8896 | 59.9835
2008005553 | 9 | 12 | 48.8956 | 51.6443
2008005553 | 22 | 132 | 48.8956 | 59.9997
2006007234 | 42 | 143 | 28.8928 | 29.9999
2007000622 | 6 | 40 | 28.3392 | 29.9981
2007000622 | 49 | 138 | 28.8928 | 30
2002006574 | 32 | 36 | 35.1076 | 37.2695
2002006574 | 39 | 118 | 39.1792 | 40
2013006547 | 34 | 117 | 28.8928 | 30
2004002545 | 4 | 18 | 12.1895 | 19.7818
2004002545 | 22 | 123 | 21.2641 | 24
2004002545 | 127 | 139 | 20.7169 | 23.2219
2004002545 | 142 | 143 | 21.2641 | 21.5734
2011005728 | 47 | 51 | 49.6359 | 52.9067
2011005728 | 78 | 129 | 51.1164 | 59.9294
2006001871 | 34 | 120 | 29.0565 | 40
2005004111 | 7 | 10 | 29.3357 | 29.5001
2005004111 | 43 | 124 | 29.1973 | 29.9996
2007009088 | 52 | 130 | 39.1792 | 39.9966
2007009088 | 141 | 143 | 38.9056 | 39.0491
2005004181 | 6 | 8 | 33.1603 | 34.8903
2005004181 | 18 | 37 | 39.4528 | 39.9657
2005004181 | 41 | 44 | 38.6321 | 39.1167
2005004181 | 46 | 54 | 38.6321 | 39.5739
2005004181 | 56 | 143 | 39.7264 | 40
2009008310 | 31 | 119 | 50.9271 | 73.915
2015007544 | 30 | 129 | 33.9811 | 40
2003007027 | 19 | 143 | 36.1698 | 40
2005001470 | 5 | 10 | 29.0312 | 29.3969
2005001470 | 21 | 27 | 29.1696 | 29.5298
2005001470 | 29 | 119 | 29.1696 | 29.9998
2002009170 | 7 | 10 | 38.3585 | 38.6704
2002009170 | 13 | 143 | 38.3585 | 39.9998
2006006508 | 27 | 118 | 38.1396 | 40
2015008397 | 20 | 36 | 27.2319 | 29.3926
2015008397 | 45 | 143 | 21.6958 | 29.9992
2011003195 | 29 | 116 | 37.2641 | 40
2007001726 | 29 | 120 | 19.489 | 66.7864
2009010198 | 33 | 39 | 95.3651 | 96.0703
2009010198 | 54 | 124 | 96.1376 | 99.4369
2008000477 | 45 | 118 | 87.0448 | 99.7794
2013001644 | 40 | 119 | 70.7513 | 74.9887
2013001644 | 139 | 143 | 70.7513 | 71.8539
2003006767 | 23 | 121 | 63.2196 | 74.9925
2007001546 | 27 | 134 | 5.5782 | 56.8385
2005000965 | 1 | 6 | 59.6299 | 59.7696
2005000965 | 8 | 29 | 59.6299 | 59.9494
2005000965 | 31 | 124 | 59.6299 | 59.9999
2005000965 | 126 | 143 | 59.6299 | 59.9261
2011010160 | 36 | 108 | 10.3274 | 30
2008005536 | 33 | 120 | 36.7169 | 40
2006007352 | 23 | 128 | 25.5711 | 30
2005005526 | 43 | 106 | 25.7095 | 29.9891
2003001402 | 44 | 126 | 34.3915 | 39.9823
2003001402 | 133 | 143 | 39.3434 | 39.6747
2005009255 | 28 | 45 | 30.2594 | 48.7101
2005009255 | 53 | 112 | 56.1762 | 59.9858
2010000705 | 25 | 123 | 34.9547 | 39.9948
2010000705 | 127 | 143 | 37.5377 | 39.1997
2015007525 | 13 | 131 | 35.349 | 40
2002007638 | 30 | 42 | 36.4434 | 39.3817
2002007638 | 62 | 110 | 37.8113 | 39.998
2011006628 | 36 | 143 | 55.5582 | 59.9686
2006007502 | 17 | 143 | 38.9877 | 40
2008006639 | 70 | 143 | 37.8151 | 97.0212
2005004269 | 30 | 143 | 9.84 | 24
2002007256 | 32 | 36 | 57.7791 | 58.1544
2002007256 | 38 | 122 | 58.8896 | 59.9772
2011006044 | 4 | 54 | 71.9101 | 74.5105
2011006044 | 67 | 117 | 73.0688 | 74.694
2013006448 | 7 | 143 | 5.5 | 59.9988
2005004923 | 39 | 122 | 26.9483 | 39.9999
2013003767 | 20 | 22 | 48.3032 | 49.3885
2013003767 | 27 | 121 | 48.3447 | 73.9635
2013003767 | 140 | 143 | 64.9577 | 66.0087
2009009501 | 7 | 8 | 74.3434 | 74.3909
2009009501 | 21 | 24 | 67.4683 | 68.9877
2009009501 | 26 | 33 | 73.9185 | 74.3607
2009009501 | 95 | 140 | 45.7213 | 73.6274
2003002937 | 16 | 17 | 57.0388 | 57.1727
2003002937 | 18 | 142 | 59.2597 | 59.9976
2015004496 | 40 | 119 | 22.6321 | 24
2008002200 | 20 | 132 | 53.3373 | 59.9998
2004002964 | 33 | 120 | 34.2514 | 40
2006001832 | 26 | 42 | 14.3697 | 21.9506
2006001832 | 49 | 139 | 23.4528 | 24
2005007950 | 32 | 120 | 69.9789 | 74.9932
2007000826 | 30 | 143 | 11.7225 | 39.9606
2013004092 | 128 | 143 | 28.3392 | 29.9167
2006010544 | 27 | 143 | 33.8845 | 39.9982
2007003363 | 20 | 116 | 98.9958 | 99.9953
2007003363 | 123 | 124 | 95.3651 | 95.6166
2007003363 | 127 | 134 | 97.6053 | 98.3796
2007003363 | 140 | 143 | 97.9915 | 98.3011
2002007230 | 34 | 115 | 67.2752 | 74.6095
2004008068 | 38 | 45 | 47.9525 | 51.2844
2004008068 | 48 | 54 | 57.5216 | 58.1225
2004008068 | 56 | 125 | 56.0169 | 59.8365
2014002079 | 22 | 122 | 25.9095 | 39.9843
2014002079 | 124 | 143 | 39.4528 | 39.856
2011008149 | 10 | 143 | 55.5582 | 59.9906
2006003555 | 62 | 124 | 11.3273 | 38.5075
2011007404 | 56 | 139 | 59.6299 | 59.9999
2011007404 | 141 | 143 | 59.6299 | 59.6938
2004002526 | 44 | 143 | 38.3585 | 39.9984
2005010196 | 34 | 120 | 68.0477 | 74.7077
2006002489 | 22 | 143 | 29.1621 | 39.9976
2012010702 | 33 | 41 | 55.9284 | 58.0928
2012010702 | 49 | 126 | 58.1493 | 59.9987
2016004169 | 33 | 44 | 54.6329 | 56.774
2016004169 | 54 | 143 | 52.3556 | 59.8756
2003000573 | 32 | 120 | 54.0776 | 59.8991
2007006818 | 108 | 143 | 53.627 | 59.7691
2005003379 | 34 | 129 | 32.3395 | 40
2009004572 | 21 | 122 | 56.4926 | 74.9903
2009004572 | 124 | 143 | 73.8896 | 74.7335
2009001914 | 41 | 124 | 56.7057 | 59.9987
2005008564 | 72 | 143 | 5.5 | 44.0293
2009003552 | 31 | 113 | 50.006 | 59.7752
2007001080 | 7 | 30 | 8.296 | 20.7773
2007001080 | 122 | 143 | 4.75 | 16.146
2011003358 | 0 | 143 | 20.5722 | 59.9998
2015003226 | 125 | 132 | 59.4448 | 59.7141
2003001494 | 37 | 123 | 74.2275 | 74.9675
2002003786 | 15 | 119 | 4.775 | 29.991
2015001029 | 21 | 123 | 59.6299 | 59.9967
2015001029 | 126 | 142 | 59.6299 | 59.8235

## timeseriesGen
timeperiod | name | SBP(pounds/kwh) | SSP(pounds/kwh)
0 | 2015000480 | 343 | 333
1 | 2015000480 | 344 | 334
2 | 2015000480 | 345 | 335
3 | 2015000480 | 346 | 336
4 | 2015000480 | 348 | 338
5 | 2015000480 | 350 | 340
6 | 2015000480 | 352 | 342
7 | 2015000480 | 353 | 343
8 | 2015000480 | 354 | 344
9 | 2015000480 | 355 | 345
10 | 2015000480 | 356.6667 | 346.6667
11 | 2015000480 | 358.3333 | 348.3333
12 | 2015000480 | 360 | 350
13 | 2015000480 | 363.6667 | 353.6667
14 | 2015000480 | 367.3333 | 357.3333
15 | 2015000480 | 371 | 361
16 | 2015000480 | 373.3333 | 363.3333
17 | 2015000480 | 375.6667 | 365.6667
18 | 2015000480 | 378 | 368
19 | 2015000480 | 378.6667 | 368.6667
20 | 2015000480 | 379.3333 | 369.3333
21 | 2015000480 | 380 | 370
22 | 2015000480 | 381.3333 | 371.3333
23 | 2015000480 | 382.6667 | 372.6667
24 | 2015000480 | 384 | 374
25 | 2015000480 | 385.3333 | 375.3333
26 | 2015000480 | 386.6667 | 376.6667
27 | 2015000480 | 388 | 378
28 | 2015000480 | 387 | 377
29 | 2015000480 | 386 | 376
30 | 2015000480 | 385 | 375
31 | 2015000480 | 383 | 373
32 | 2015000480 | 381 | 371
33 | 2015000480 | 379 | 369
34 | 2015000480 | 378.3333 | 368.3333
35 | 2015000480 | 377.6667 | 367.6667
36 | 2015000480 | 377 | 367
37 | 2015000480 | 377.3333 | 367.3333
38 | 2015000480 | 377.6667 | 367.6667
39 | 2015000480 | 378 | 368
40 | 2015000480 | 379.6667 | 369.6667
41 | 2015000480 | 381.3333 | 371.3333
42 | 2015000480 | 383 | 373
43 | 2015000480 | 385.3333 | 375.3333
44 | 2015000480 | 387.6667 | 377.6667
45 | 2015000480 | 390 | 380
46 | 2015000480 | 391.3333 | 381.3333
47 | 2015000480 | 392.6667 | 382.6667
48 | 2015000480 | 394 | 384
49 | 2015000480 | 393.3333 | 383.3333
50 | 2015000480 | 392.6667 | 382.6667
51 | 2015000480 | 392 | 382
52 | 2015000480 | 387.6667 | 377.6667
53 | 2015000480 | 383.3333 | 373.3333
54 | 2015000480 | 379 | 369
55 | 2015000480 | 372.3333 | 362.3333
56 | 2015000480 | 365.6667 | 355.6667
57 | 2015000480 | 359 | 349
58 | 2015000480 | 353.6667 | 343.6667
59 | 2015000480 | 348.3333 | 338.3333
60 | 2015000480 | 343 | 333
61 | 2015000480 | 338.3333 | 328.3333
62 | 2015000480 | 333.6667 | 323.6667
63 | 2015000480 | 329 | 319
64 | 2015000480 | 326 | 316
65 | 2015000480 | 323 | 313
66 | 2015000480 | 320 | 310
67 | 2015000480 | 318.3333 | 308.3333
68 | 2015000480 | 316.6667 | 306.6667
69 | 2015000480 | 315 | 305
70 | 2015000480 | 315.3333 | 305.3333
71 | 2015000480 | 315.6667 | 305.6667
72 | 2015000480 | 316 | 306
73 | 2015000480 | 316.3333 | 306.3333
74 | 2015000480 | 316.6667 | 306.6667
75 | 2015000480 | 317 | 307
76 | 2015000480 | 316.3333 | 306.3333
77 | 2015000480 | 315.6667 | 305.6667
78 | 2015000480 | 315 | 305
79 | 2015000480 | 314.6667 | 304.6667
80 | 2015000480 | 314.3333 | 304.3333
81 | 2015000480 | 314 | 304
82 | 2015000480 | 316.3333 | 306.3333
83 | 2015000480 | 318.6667 | 308.6667
84 | 2015000480 | 321 | 311
85 | 2015000480 | 323.3333 | 313.3333
86 | 2015000480 | 325.6667 | 315.6667
87 | 2015000480 | 328 | 318
88 | 2015000480 | 328.3333 | 318.3333
89 | 2015000480 | 328.6667 | 318.6667
90 | 2015000480 | 329 | 339
91 | 2015000480 | 329 | 339
92 | 2015000480 | 329 | 339
93 | 2015000480 | 329 | 339
94 | 2015000480 | 328.6667 | 338.6667
95 | 2015000480 | 328.3333 | 338.3333
96 | 2015000480 | 328 | 338
97 | 2015000480 | 327.6667 | 337.6667
98 | 2015000480 | 327.3333 | 337.3333
99 | 2015000480 | 327 | 337
100 | 2015000480 | 328.6667 | 338.6667
101 | 2015000480 | 330.3333 | 340.3333
102 | 2015000480 | 332 | 342
103 | 2015000480 | 334.3333 | 344.3333
104 | 2015000480 | 336.6667 | 346.6667
105 | 2015000480 | 339 | 349
106 | 2015000480 | 339.3333 | 349.3333
107 | 2015000480 | 339.6667 | 349.6667
108 | 2015000480 | 340 | 350
109 | 2015000480 | 342.3333 | 352.3333
110 | 2015000480 | 344.6667 | 354.6667
111 | 2015000480 | 347 | 357
112 | 2015000480 | 349.6667 | 359.6667
113 | 2015000480 | 352.3333 | 362.3333
114 | 2015000480 | 355 | 365
115 | 2015000480 | 360.3333 | 370.3333
116 | 2015000480 | 365.6667 | 375.6667
117 | 2015000480 | 371 | 381
118 | 2015000480 | 373.6667 | 383.6667
119 | 2015000480 | 376.3333 | 386.3333
120 | 2015000480 | 379 | 389
121 | 2015000480 | 383.3333 | 393.3333
122 | 2015000480 | 387.6667 | 377.6667
123 | 2015000480 | 392 | 382
124 | 2015000480 | 395.3333 | 385.3333
125 | 2015000480 | 398.6667 | 388.6667
126 | 2015000480 | 402 | 392
127 | 2015000480 | 404.3333 | 394.3333
128 | 2015000480 | 406.6667 | 396.6667
129 | 2015000480 | 409 | 399
130 | 2015000480 | 409 | 399
131 | 2015000480 | 409 | 399
132 | 2015000480 | 409 | 399
133 | 2015000480 | 408.3333 | 398.3333
134 | 2015000480 | 407.6667 | 397.6667
135 | 2015000480 | 407 | 397
136 | 2015000480 | 407 | 397
137 | 2015000480 | 407 | 397
138 | 2015000480 | 407 | 397
139 | 2015000480 | 407 | 397
140 | 2015000480 | 407 | 397
141 | 2015000480 | 407 | 397
142 | 2015000480 | 406 | 396
143 | 2015000480 | 405 | 395
0 | 2002005923 | 343 | 333
1 | 2002005923 | 344 | 334
2 | 2002005923 | 345 | 335
3 | 2002005923 | 346 | 336
4 | 2002005923 | 348 | 338
5 | 2002005923 | 350 | 340
6 | 2002005923 | 352 | 342
7 | 2002005923 | 353 | 343
8 | 2002005923 | 354 | 344
9 | 2002005923 | 355 | 345
10 | 2002005923 | 356.6667 | 346.6667
11 | 2002005923 | 358.3333 | 348.3333
12 | 2002005923 | 360 | 350
13 | 2002005923 | 363.6667 | 353.6667
14 | 2002005923 | 367.3333 | 357.3333
15 | 2002005923 | 371 | 361
16 | 2002005923 | 373.3333 | 363.3333
17 | 2002005923 | 375.6667 | 365.6667
18 | 2002005923 | 378 | 368
19 | 2002005923 | 378.6667 | 368.6667
20 | 2002005923 | 379.3333 | 369.3333
21 | 2002005923 | 380 | 370
22 | 2002005923 | 381.3333 | 371.3333
23 | 2002005923 | 382.6667 | 372.6667
24 | 2002005923 | 384 | 374
25 | 2002005923 | 385.3333 | 375.3333
26 | 2002005923 | 386.6667 | 376.6667
27 | 2002005923 | 388 | 378
28 | 2002005923 | 387 | 377
29 | 2002005923 | 386 | 376
30 | 2002005923 | 385 | 375
31 | 2002005923 | 383 | 373
32 | 2002005923 | 381 | 371
33 | 2002005923 | 379 | 369
34 | 2002005923 | 378.3333 | 368.3333
35 | 2002005923 | 377.6667 | 367.6667
36 | 2002005923 | 377 | 367
37 | 2002005923 | 377.3333 | 367.3333
38 | 2002005923 | 377.6667 | 367.6667
39 | 2002005923 | 378 | 368
40 | 2002005923 | 379.6667 | 369.6667
41 | 2002005923 | 381.3333 | 371.3333
42 | 2002005923 | 383 | 373
43 | 2002005923 | 385.3333 | 375.3333
44 | 2002005923 | 387.6667 | 377.6667
45 | 2002005923 | 390 | 380
46 | 2002005923 | 391.3333 | 381.3333
47 | 2002005923 | 392.6667 | 382.6667
48 | 2002005923 | 394 | 384
49 | 2002005923 | 393.3333 | 383.3333
50 | 2002005923 | 392.6667 | 382.6667
51 | 2002005923 | 392 | 382
52 | 2002005923 | 387.6667 | 377.6667
53 | 2002005923 | 383.3333 | 373.3333
54 | 2002005923 | 379 | 369
55 | 2002005923 | 372.3333 | 362.3333
56 | 2002005923 | 365.6667 | 355.6667
57 | 2002005923 | 359 | 349
58 | 2002005923 | 353.6667 | 343.6667
59 | 2002005923 | 348.3333 | 338.3333
60 | 2002005923 | 343 | 333
61 | 2002005923 | 338.3333 | 328.3333
62 | 2002005923 | 333.6667 | 323.6667
63 | 2002005923 | 329 | 319
64 | 2002005923 | 326 | 316
65 | 2002005923 | 323 | 313
66 | 2002005923 | 320 | 310
67 | 2002005923 | 318.3333 | 308.3333
68 | 2002005923 | 316.6667 | 306.6667
69 | 2002005923 | 315 | 305
70 | 2002005923 | 315.3333 | 305.3333
71 | 2002005923 | 315.6667 | 305.6667
72 | 2002005923 | 316 | 306
73 | 2002005923 | 316.3333 | 306.3333
74 | 2002005923 | 316.6667 | 306.6667
75 | 2002005923 | 317 | 307
76 | 2002005923 | 316.3333 | 306.3333
77 | 2002005923 | 315.6667 | 305.6667
78 | 2002005923 | 315 | 305
79 | 2002005923 | 314.6667 | 304.6667
80 | 2002005923 | 314.3333 | 304.3333
81 | 2002005923 | 314 | 304
82 | 2002005923 | 316.3333 | 306.3333
83 | 2002005923 | 318.6667 | 308.6667
84 | 2002005923 | 321 | 311
85 | 2002005923 | 323.3333 | 313.3333
86 | 2002005923 | 325.6667 | 315.6667
87 | 2002005923 | 328 | 318
88 | 2002005923 | 328.3333 | 318.3333
89 | 2002005923 | 328.6667 | 318.6667
90 | 2002005923 | 329 | 339
91 | 2002005923 | 329 | 339
92 | 2002005923 | 329 | 339
93 | 2002005923 | 329 | 339
94 | 2002005923 | 328.6667 | 338.6667
95 | 2002005923 | 328.3333 | 338.3333
96 | 2002005923 | 328 | 338
97 | 2002005923 | 327.6667 | 337.6667
98 | 2002005923 | 327.3333 | 337.3333
99 | 2002005923 | 327 | 337
100 | 2002005923 | 328.6667 | 338.6667
101 | 2002005923 | 330.3333 | 340.3333
102 | 2002005923 | 332 | 342
103 | 2002005923 | 334.3333 | 344.3333
104 | 2002005923 | 336.6667 | 346.6667
105 | 2002005923 | 339 | 349
106 | 2002005923 | 339.3333 | 349.3333
107 | 2002005923 | 339.6667 | 349.6667
108 | 2002005923 | 340 | 350
109 | 2002005923 | 342.3333 | 352.3333
110 | 2002005923 | 344.6667 | 354.6667
111 | 2002005923 | 347 | 357
112 | 2002005923 | 349.6667 | 359.6667
113 | 2002005923 | 352.3333 | 362.3333
114 | 2002005923 | 355 | 365
115 | 2002005923 | 360.3333 | 370.3333
116 | 2002005923 | 365.6667 | 375.6667
117 | 2002005923 | 371 | 381
118 | 2002005923 | 373.6667 | 383.6667
119 | 2002005923 | 376.3333 | 386.3333
120 | 2002005923 | 379 | 389
121 | 2002005923 | 383.3333 | 393.3333
122 | 2002005923 | 387.6667 | 377.6667
123 | 2002005923 | 392 | 382
124 | 2002005923 | 395.3333 | 385.3333
125 | 2002005923 | 398.6667 | 388.6667
126 | 2002005923 | 402 | 392
127 | 2002005923 | 404.3333 | 394.3333
128 | 2002005923 | 406.6667 | 396.6667
129 | 2002005923 | 409 | 399
130 | 2002005923 | 409 | 399
131 | 2002005923 | 409 | 399
132 | 2002005923 | 409 | 399
133 | 2002005923 | 408.3333 | 398.3333
134 | 2002005923 | 407.6667 | 397.6667
135 | 2002005923 | 407 | 397
136 | 2002005923 | 407 | 397
137 | 2002005923 | 407 | 397
138 | 2002005923 | 407 | 397
139 | 2002005923 | 407 | 397
140 | 2002005923 | 407 | 397
141 | 2002005923 | 407 | 397
142 | 2002005923 | 406 | 396
143 | 2002005923 | 405 | 395
0 | 2009001113 | 343 | 333
1 | 2009001113 | 344 | 334
2 | 2009001113 | 345 | 335
3 | 2009001113 | 346 | 336
4 | 2009001113 | 348 | 338
5 | 2009001113 | 350 | 340
6 | 2009001113 | 352 | 342
7 | 2009001113 | 353 | 343
8 | 2009001113 | 354 | 344
9 | 2009001113 | 355 | 345
10 | 2009001113 | 356.6667 | 346.6667
11 | 2009001113 | 358.3333 | 348.3333
12 | 2009001113 | 360 | 350
13 | 2009001113 | 363.6667 | 353.6667
14 | 2009001113 | 367.3333 | 357.3333
15 | 2009001113 | 371 | 361
16 | 2009001113 | 373.3333 | 363.3333
17 | 2009001113 | 375.6667 | 365.6667
18 | 2009001113 | 378 | 368
19 | 2009001113 | 378.6667 | 368.6667
20 | 2009001113 | 379.3333 | 369.3333
21 | 2009001113 | 380 | 370
22 | 2009001113 | 381.3333 | 371.3333
23 | 2009001113 | 382.6667 | 372.6667
24 | 2009001113 | 384 | 374
25 | 2009001113 | 385.3333 | 375.3333
26 | 2009001113 | 386.6667 | 376.6667
27 | 2009001113 | 388 | 378
28 | 2009001113 | 387 | 377
29 | 2009001113 | 386 | 376
30 | 2009001113 | 385 | 375
31 | 2009001113 | 383 | 373
32 | 2009001113 | 381 | 371
33 | 2009001113 | 379 | 369
34 | 2009001113 | 378.3333 | 368.3333
35 | 2009001113 | 377.6667 | 367.6667
36 | 2009001113 | 377 | 367
37 | 2009001113 | 377.3333 | 367.3333
38 | 2009001113 | 377.6667 | 367.6667
39 | 2009001113 | 378 | 368
40 | 2009001113 | 379.6667 | 369.6667
41 | 2009001113 | 381.3333 | 371.3333
42 | 2009001113 | 383 | 373
43 | 2009001113 | 385.3333 | 375.3333
44 | 2009001113 | 387.6667 | 377.6667
45 | 2009001113 | 390 | 380
46 | 2009001113 | 391.3333 | 381.3333
47 | 2009001113 | 392.6667 | 382.6667
48 | 2009001113 | 394 | 384
49 | 2009001113 | 393.3333 | 383.3333
50 | 2009001113 | 392.6667 | 382.6667
51 | 2009001113 | 392 | 382
52 | 2009001113 | 387.6667 | 377.6667
53 | 2009001113 | 383.3333 | 373.3333
54 | 2009001113 | 379 | 369
55 | 2009001113 | 372.3333 | 362.3333
56 | 2009001113 | 365.6667 | 355.6667
57 | 2009001113 | 359 | 349
58 | 2009001113 | 353.6667 | 343.6667
59 | 2009001113 | 348.3333 | 338.3333
60 | 2009001113 | 343 | 333
61 | 2009001113 | 338.3333 | 328.3333
62 | 2009001113 | 333.6667 | 323.6667
63 | 2009001113 | 329 | 319
64 | 2009001113 | 326 | 316
65 | 2009001113 | 323 | 313
66 | 2009001113 | 320 | 310
67 | 2009001113 | 318.3333 | 308.3333
68 | 2009001113 | 316.6667 | 306.6667
69 | 2009001113 | 315 | 305
70 | 2009001113 | 315.3333 | 305.3333
71 | 2009001113 | 315.6667 | 305.6667
72 | 2009001113 | 316 | 306
73 | 2009001113 | 316.3333 | 306.3333
74 | 2009001113 | 316.6667 | 306.6667
75 | 2009001113 | 317 | 307
76 | 2009001113 | 316.3333 | 306.3333
77 | 2009001113 | 315.6667 | 305.6667
78 | 2009001113 | 315 | 305
79 | 2009001113 | 314.6667 | 304.6667
80 | 2009001113 | 314.3333 | 304.3333
81 | 2009001113 | 314 | 304
82 | 2009001113 | 316.3333 | 306.3333
83 | 2009001113 | 318.6667 | 308.6667
84 | 2009001113 | 321 | 311
85 | 2009001113 | 323.3333 | 313.3333
86 | 2009001113 | 325.6667 | 315.6667
87 | 2009001113 | 328 | 318
88 | 2009001113 | 328.3333 | 318.3333
89 | 2009001113 | 328.6667 | 318.6667
90 | 2009001113 | 329 | 339
91 | 2009001113 | 329 | 339
92 | 2009001113 | 329 | 339
93 | 2009001113 | 329 | 339
94 | 2009001113 | 328.6667 | 338.6667
95 | 2009001113 | 328.3333 | 338.3333
96 | 2009001113 | 328 | 338
97 | 2009001113 | 327.6667 | 337.6667
98 | 2009001113 | 327.3333 | 337.3333
99 | 2009001113 | 327 | 337
100 | 2009001113 | 328.6667 | 338.6667
101 | 2009001113 | 330.3333 | 340.3333
102 | 2009001113 | 332 | 342
103 | 2009001113 | 334.3333 | 344.3333
104 | 2009001113 | 336.6667 | 346.6667
105 | 2009001113 | 339 | 349
106 | 2009001113 | 339.3333 | 349.3333
107 | 2009001113 | 339.6667 | 349.6667
108 | 2009001113 | 340 | 350
109 | 2009001113 | 342.3333 | 352.3333
110 | 2009001113 | 344.6667 | 354.6667
111 | 2009001113 | 347 | 357
112 | 2009001113 | 349.6667 | 359.6667
113 | 2009001113 | 352.3333 | 362.3333
114 | 2009001113 | 355 | 365
115 | 2009001113 | 360.3333 | 370.3333
116 | 2009001113 | 365.6667 | 375.6667
117 | 2009001113 | 371 | 381
118 | 2009001113 | 373.6667 | 383.6667
119 | 2009001113 | 376.3333 | 386.3333
120 | 2009001113 | 379 | 389
121 | 2009001113 | 383.3333 | 393.3333
122 | 2009001113 | 387.6667 | 377.6667
123 | 2009001113 | 392 | 382
124 | 2009001113 | 395.3333 | 385.3333
125 | 2009001113 | 398.6667 | 388.6667
126 | 2009001113 | 402 | 392
127 | 2009001113 | 404.3333 | 394.3333
128 | 2009001113 | 406.6667 | 396.6667
129 | 2009001113 | 409 | 399
130 | 2009001113 | 409 | 399
131 | 2009001113 | 409 | 399
132 | 2009001113 | 409 | 399
133 | 2009001113 | 408.3333 | 398.3333
134 | 2009001113 | 407.6667 | 397.6667
135 | 2009001113 | 407 | 397
136 | 2009001113 | 407 | 397
137 | 2009001113 | 407 | 397
138 | 2009001113 | 407 | 397
139 | 2009001113 | 407 | 397
140 | 2009001113 | 407 | 397
141 | 2009001113 | 407 | 397
142 | 2009001113 | 406 | 396
143 | 2009001113 | 405 | 395
0 | 2006008361 | 343 | 333
1 | 2006008361 | 344 | 334
2 | 2006008361 | 345 | 335
3 | 2006008361 | 346 | 336
4 | 2006008361 | 348 | 338
5 | 2006008361 | 350 | 340
6 | 2006008361 | 352 | 342
7 | 2006008361 | 353 | 343
8 | 2006008361 | 354 | 344
9 | 2006008361 | 355 | 345
10 | 2006008361 | 356.6667 | 346.6667
11 | 2006008361 | 358.3333 | 348.3333
12 | 2006008361 | 360 | 350
13 | 2006008361 | 363.6667 | 353.6667
14 | 2006008361 | 367.3333 | 357.3333
15 | 2006008361 | 371 | 361
16 | 2006008361 | 373.3333 | 363.3333
17 | 2006008361 | 375.6667 | 365.6667
18 | 2006008361 | 378 | 368
19 | 2006008361 | 378.6667 | 368.6667
20 | 2006008361 | 379.3333 | 369.3333
21 | 2006008361 | 380 | 370
22 | 2006008361 | 381.3333 | 371.3333
23 | 2006008361 | 382.6667 | 372.6667
24 | 2006008361 | 384 | 374
25 | 2006008361 | 385.3333 | 375.3333
26 | 2006008361 | 386.6667 | 376.6667
27 | 2006008361 | 388 | 378
28 | 2006008361 | 387 | 377
29 | 2006008361 | 386 | 376
30 | 2006008361 | 385 | 375
31 | 2006008361 | 383 | 373
32 | 2006008361 | 381 | 371
33 | 2006008361 | 379 | 369
34 | 2006008361 | 378.3333 | 368.3333
35 | 2006008361 | 377.6667 | 367.6667
36 | 2006008361 | 377 | 367
37 | 2006008361 | 377.3333 | 367.3333
38 | 2006008361 | 377.6667 | 367.6667
39 | 2006008361 | 378 | 368
40 | 2006008361 | 379.6667 | 369.6667
41 | 2006008361 | 381.3333 | 371.3333
42 | 2006008361 | 383 | 373
43 | 2006008361 | 385.3333 | 375.3333
44 | 2006008361 | 387.6667 | 377.6667
45 | 2006008361 | 390 | 380
46 | 2006008361 | 391.3333 | 381.3333
47 | 2006008361 | 392.6667 | 382.6667
48 | 2006008361 | 394 | 384
49 | 2006008361 | 393.3333 | 383.3333
50 | 2006008361 | 392.6667 | 382.6667
51 | 2006008361 | 392 | 382
52 | 2006008361 | 387.6667 | 377.6667
53 | 2006008361 | 383.3333 | 373.3333
54 | 2006008361 | 379 | 369
55 | 2006008361 | 372.3333 | 362.3333
56 | 2006008361 | 365.6667 | 355.6667
57 | 2006008361 | 359 | 349
58 | 2006008361 | 353.6667 | 343.6667
59 | 2006008361 | 348.3333 | 338.3333
60 | 2006008361 | 343 | 333
61 | 2006008361 | 338.3333 | 328.3333
62 | 2006008361 | 333.6667 | 323.6667
63 | 2006008361 | 329 | 319
64 | 2006008361 | 326 | 316
65 | 2006008361 | 323 | 313
66 | 2006008361 | 320 | 310
67 | 2006008361 | 318.3333 | 308.3333
68 | 2006008361 | 316.6667 | 306.6667
69 | 2006008361 | 315 | 305
70 | 2006008361 | 315.3333 | 305.3333
71 | 2006008361 | 315.6667 | 305.6667
72 | 2006008361 | 316 | 306
73 | 2006008361 | 316.3333 | 306.3333
74 | 2006008361 | 316.6667 | 306.6667
75 | 2006008361 | 317 | 307
76 | 2006008361 | 316.3333 | 306.3333
77 | 2006008361 | 315.6667 | 305.6667
78 | 2006008361 | 315 | 305
79 | 2006008361 | 314.6667 | 304.6667
80 | 2006008361 | 314.3333 | 304.3333
81 | 2006008361 | 314 | 304
82 | 2006008361 | 316.3333 | 306.3333
83 | 2006008361 | 318.6667 | 308.6667
84 | 2006008361 | 321 | 311
85 | 2006008361 | 323.3333 | 313.3333
86 | 2006008361 | 325.6667 | 315.6667
87 | 2006008361 | 328 | 318
88 | 2006008361 | 328.3333 | 318.3333
89 | 2006008361 | 328.6667 | 318.6667
90 | 2006008361 | 329 | 339
91 | 2006008361 | 329 | 339
92 | 2006008361 | 329 | 339
93 | 2006008361 | 329 | 339
94 | 2006008361 | 328.6667 | 338.6667
95 | 2006008361 | 328.3333 | 338.3333
96 | 2006008361 | 328 | 338
97 | 2006008361 | 327.6667 | 337.6667
98 | 2006008361 | 327.3333 | 337.3333
99 | 2006008361 | 327 | 337
100 | 2006008361 | 328.6667 | 338.6667
101 | 2006008361 | 330.3333 | 340.3333
102 | 2006008361 | 332 | 342
103 | 2006008361 | 334.3333 | 344.3333
104 | 2006008361 | 336.6667 | 346.6667
105 | 2006008361 | 339 | 349
106 | 2006008361 | 339.3333 | 349.3333
107 | 2006008361 | 339.6667 | 349.6667
108 | 2006008361 | 340 | 350
109 | 2006008361 | 342.3333 | 352.3333
110 | 2006008361 | 344.6667 | 354.6667
111 | 2006008361 | 347 | 357
112 | 2006008361 | 349.6667 | 359.6667
113 | 2006008361 | 352.3333 | 362.3333
114 | 2006008361 | 355 | 365
115 | 2006008361 | 360.3333 | 370.3333
116 | 2006008361 | 365.6667 | 375.6667
117 | 2006008361 | 371 | 381
118 | 2006008361 | 373.6667 | 383.6667
119 | 2006008361 | 376.3333 | 386.3333
120 | 2006008361 | 379 | 389
121 | 2006008361 | 383.3333 | 393.3333
122 | 2006008361 | 387.6667 | 377.6667
123 | 2006008361 | 392 | 382
124 | 2006008361 | 395.3333 | 385.3333
125 | 2006008361 | 398.6667 | 388.6667
126 | 2006008361 | 402 | 392
127 | 2006008361 | 404.3333 | 394.3333
128 | 2006008361 | 406.6667 | 396.6667
129 | 2006008361 | 409 | 399
130 | 2006008361 | 409 | 399
131 | 2006008361 | 409 | 399
132 | 2006008361 | 409 | 399
133 | 2006008361 | 408.3333 | 398.3333
134 | 2006008361 | 407.6667 | 397.6667
135 | 2006008361 | 407 | 397
136 | 2006008361 | 407 | 397
137 | 2006008361 | 407 | 397
138 | 2006008361 | 407 | 397
139 | 2006008361 | 407 | 397
140 | 2006008361 | 407 | 397
141 | 2006008361 | 407 | 397
142 | 2006008361 | 406 | 396
143 | 2006008361 | 405 | 395
0 | 2016002063 | 343 | 333
1 | 2016002063 | 344 | 334
2 | 2016002063 | 345 | 335
3 | 2016002063 | 346 | 336
4 | 2016002063 | 348 | 338
5 | 2016002063 | 350 | 340
6 | 2016002063 | 352 | 342
7 | 2016002063 | 353 | 343
8 | 2016002063 | 354 | 344
9 | 2016002063 | 355 | 345
10 | 2016002063 | 356.6667 | 346.6667
11 | 2016002063 | 358.3333 | 348.3333
12 | 2016002063 | 360 | 350
13 | 2016002063 | 363.6667 | 353.6667
14 | 2016002063 | 367.3333 | 357.3333
15 | 2016002063 | 371 | 361
16 | 2016002063 | 373.3333 | 363.3333
17 | 2016002063 | 375.6667 | 365.6667
18 | 2016002063 | 378 | 368
19 | 2016002063 | 378.6667 | 368.6667
20 | 2016002063 | 379.3333 | 369.3333
21 | 2016002063 | 380 | 370
22 | 2016002063 | 381.3333 | 371.3333
23 | 2016002063 | 382.6667 | 372.6667
24 | 2016002063 | 384 | 374
25 | 2016002063 | 385.3333 | 375.3333
26 | 2016002063 | 386.6667 | 376.6667
27 | 2016002063 | 388 | 378
28 | 2016002063 | 387 | 377
29 | 2016002063 | 386 | 376
30 | 2016002063 | 385 | 375
31 | 2016002063 | 383 | 373
32 | 2016002063 | 381 | 371
33 | 2016002063 | 379 | 369
34 | 2016002063 | 378.3333 | 368.3333
35 | 2016002063 | 377.6667 | 367.6667
36 | 2016002063 | 377 | 367
37 | 2016002063 | 377.3333 | 367.3333
38 | 2016002063 | 377.6667 | 367.6667
39 | 2016002063 | 378 | 368
40 | 2016002063 | 379.6667 | 369.6667
41 | 2016002063 | 381.3333 | 371.3333
42 | 2016002063 | 383 | 373
43 | 2016002063 | 385.3333 | 375.3333
44 | 2016002063 | 387.6667 | 377.6667
45 | 2016002063 | 390 | 380
46 | 2016002063 | 391.3333 | 381.3333
47 | 2016002063 | 392.6667 | 382.6667
48 | 2016002063 | 394 | 384
49 | 2016002063 | 393.3333 | 383.3333
50 | 2016002063 | 392.6667 | 382.6667
51 | 2016002063 | 392 | 382
52 | 2016002063 | 387.6667 | 377.6667
53 | 2016002063 | 383.3333 | 373.3333
54 | 2016002063 | 379 | 369
55 | 2016002063 | 372.3333 | 362.3333
56 | 2016002063 | 365.6667 | 355.6667
57 | 2016002063 | 359 | 349
58 | 2016002063 | 353.6667 | 343.6667
59 | 2016002063 | 348.3333 | 338.3333
60 | 2016002063 | 343 | 333
61 | 2016002063 | 338.3333 | 328.3333
62 | 2016002063 | 333.6667 | 323.6667
63 | 2016002063 | 329 | 319
64 | 2016002063 | 326 | 316
65 | 2016002063 | 323 | 313
66 | 2016002063 | 320 | 310
67 | 2016002063 | 318.3333 | 308.3333
68 | 2016002063 | 316.6667 | 306.6667
69 | 2016002063 | 315 | 305
70 | 2016002063 | 315.3333 | 305.3333
71 | 2016002063 | 315.6667 | 305.6667
72 | 2016002063 | 316 | 306
73 | 2016002063 | 316.3333 | 306.3333
74 | 2016002063 | 316.6667 | 306.6667
75 | 2016002063 | 317 | 307
76 | 2016002063 | 316.3333 | 306.3333
77 | 2016002063 | 315.6667 | 305.6667
78 | 2016002063 | 315 | 305
79 | 2016002063 | 314.6667 | 304.6667
80 | 2016002063 | 314.3333 | 304.3333
81 | 2016002063 | 314 | 304
82 | 2016002063 | 316.3333 | 306.3333
83 | 2016002063 | 318.6667 | 308.6667
84 | 2016002063 | 321 | 311
85 | 2016002063 | 323.3333 | 313.3333
86 | 2016002063 | 325.6667 | 315.6667
87 | 2016002063 | 328 | 318
88 | 2016002063 | 328.3333 | 318.3333
89 | 2016002063 | 328.6667 | 318.6667
90 | 2016002063 | 329 | 339
91 | 2016002063 | 329 | 339
92 | 2016002063 | 329 | 339
93 | 2016002063 | 329 | 339
94 | 2016002063 | 328.6667 | 338.6667
95 | 2016002063 | 328.3333 | 338.3333
96 | 2016002063 | 328 | 338
97 | 2016002063 | 327.6667 | 337.6667
98 | 2016002063 | 327.3333 | 337.3333
99 | 2016002063 | 327 | 337
100 | 2016002063 | 328.6667 | 338.6667
101 | 2016002063 | 330.3333 | 340.3333
102 | 2016002063 | 332 | 342
103 | 2016002063 | 334.3333 | 344.3333
104 | 2016002063 | 336.6667 | 346.6667
105 | 2016002063 | 339 | 349
106 | 2016002063 | 339.3333 | 349.3333
107 | 2016002063 | 339.6667 | 349.6667
108 | 2016002063 | 340 | 350
109 | 2016002063 | 342.3333 | 352.3333
110 | 2016002063 | 344.6667 | 354.6667
111 | 2016002063 | 347 | 357
112 | 2016002063 | 349.6667 | 359.6667
113 | 2016002063 | 352.3333 | 362.3333
114 | 2016002063 | 355 | 365
115 | 2016002063 | 360.3333 | 370.3333
116 | 2016002063 | 365.6667 | 375.6667
117 | 2016002063 | 371 | 381
118 | 2016002063 | 373.6667 | 383.6667
119 | 2016002063 | 376.3333 | 386.3333
120 | 2016002063 | 379 | 389
121 | 2016002063 | 383.3333 | 393.3333
122 | 2016002063 | 387.6667 | 377.6667
123 | 2016002063 | 392 | 382
124 | 2016002063 | 395.3333 | 385.3333
125 | 2016002063 | 398.6667 | 388.6667
126 | 2016002063 | 402 | 392
127 | 2016002063 | 404.3333 | 394.3333
128 | 2016002063 | 406.6667 | 396.6667
129 | 2016002063 | 409 | 399
130 | 2016002063 | 409 | 399
131 | 2016002063 | 409 | 399
132 | 2016002063 | 409 | 399
133 | 2016002063 | 408.3333 | 398.3333
134 | 2016002063 | 407.6667 | 397.6667
135 | 2016002063 | 407 | 397
136 | 2016002063 | 407 | 397
137 | 2016002063 | 407 | 397
138 | 2016002063 | 407 | 397
139 | 2016002063 | 407 | 397
140 | 2016002063 | 407 | 397
141 | 2016002063 | 407 | 397
142 | 2016002063 | 406 | 396
143 | 2016002063 | 405 | 395
0 | 2002004582 | 343 | 333
1 | 2002004582 | 344 | 334
2 | 2002004582 | 345 | 335
3 | 2002004582 | 346 | 336
4 | 2002004582 | 348 | 338
5 | 2002004582 | 350 | 340
6 | 2002004582 | 352 | 342
7 | 2002004582 | 353 | 343
8 | 2002004582 | 354 | 344
9 | 2002004582 | 355 | 345
10 | 2002004582 | 356.6667 | 346.6667
11 | 2002004582 | 358.3333 | 348.3333
12 | 2002004582 | 360 | 350
13 | 2002004582 | 363.6667 | 353.6667
14 | 2002004582 | 367.3333 | 357.3333
15 | 2002004582 | 371 | 361
16 | 2002004582 | 373.3333 | 363.3333
17 | 2002004582 | 375.6667 | 365.6667
18 | 2002004582 | 378 | 368
19 | 2002004582 | 378.6667 | 368.6667
20 | 2002004582 | 379.3333 | 369.3333
21 | 2002004582 | 380 | 370
22 | 2002004582 | 381.3333 | 371.3333
23 | 2002004582 | 382.6667 | 372.6667
24 | 2002004582 | 384 | 374
25 | 2002004582 | 385.3333 | 375.3333
26 | 2002004582 | 386.6667 | 376.6667
27 | 2002004582 | 388 | 378
28 | 2002004582 | 387 | 377
29 | 2002004582 | 386 | 376
30 | 2002004582 | 385 | 375
31 | 2002004582 | 383 | 373
32 | 2002004582 | 381 | 371
33 | 2002004582 | 379 | 369
34 | 2002004582 | 378.3333 | 368.3333
35 | 2002004582 | 377.6667 | 367.6667
36 | 2002004582 | 377 | 367
37 | 2002004582 | 377.3333 | 367.3333
38 | 2002004582 | 377.6667 | 367.6667
39 | 2002004582 | 378 | 368
40 | 2002004582 | 379.6667 | 369.6667
41 | 2002004582 | 381.3333 | 371.3333
42 | 2002004582 | 383 | 373
43 | 2002004582 | 385.3333 | 375.3333
44 | 2002004582 | 387.6667 | 377.6667
45 | 2002004582 | 390 | 380
46 | 2002004582 | 391.3333 | 381.3333
47 | 2002004582 | 392.6667 | 382.6667
48 | 2002004582 | 394 | 384
49 | 2002004582 | 393.3333 | 383.3333
50 | 2002004582 | 392.6667 | 382.6667
51 | 2002004582 | 392 | 382
52 | 2002004582 | 387.6667 | 377.6667
53 | 2002004582 | 383.3333 | 373.3333
54 | 2002004582 | 379 | 369
55 | 2002004582 | 372.3333 | 362.3333
56 | 2002004582 | 365.6667 | 355.6667
57 | 2002004582 | 359 | 349
58 | 2002004582 | 353.6667 | 343.6667
59 | 2002004582 | 348.3333 | 338.3333
60 | 2002004582 | 343 | 333
61 | 2002004582 | 338.3333 | 328.3333
62 | 2002004582 | 333.6667 | 323.6667
63 | 2002004582 | 329 | 319
64 | 2002004582 | 326 | 316
65 | 2002004582 | 323 | 313
66 | 2002004582 | 320 | 310
67 | 2002004582 | 318.3333 | 308.3333
68 | 2002004582 | 316.6667 | 306.6667
69 | 2002004582 | 315 | 305
70 | 2002004582 | 315.3333 | 305.3333
71 | 2002004582 | 315.6667 | 305.6667
72 | 2002004582 | 316 | 306
73 | 2002004582 | 316.3333 | 306.3333
74 | 2002004582 | 316.6667 | 306.6667
75 | 2002004582 | 317 | 307
76 | 2002004582 | 316.3333 | 306.3333
77 | 2002004582 | 315.6667 | 305.6667
78 | 2002004582 | 315 | 305
79 | 2002004582 | 314.6667 | 304.6667
80 | 2002004582 | 314.3333 | 304.3333
81 | 2002004582 | 314 | 304
82 | 2002004582 | 316.3333 | 306.3333
83 | 2002004582 | 318.6667 | 308.6667
84 | 2002004582 | 321 | 311
85 | 2002004582 | 323.3333 | 313.3333
86 | 2002004582 | 325.6667 | 315.6667
87 | 2002004582 | 328 | 318
88 | 2002004582 | 328.3333 | 318.3333
89 | 2002004582 | 328.6667 | 318.6667
90 | 2002004582 | 329 | 339
91 | 2002004582 | 329 | 339
92 | 2002004582 | 329 | 339
93 | 2002004582 | 329 | 339
94 | 2002004582 | 328.6667 | 338.6667
95 | 2002004582 | 328.3333 | 338.3333
96 | 2002004582 | 328 | 338
97 | 2002004582 | 327.6667 | 337.6667
98 | 2002004582 | 327.3333 | 337.3333
99 | 2002004582 | 327 | 337
100 | 2002004582 | 328.6667 | 338.6667
101 | 2002004582 | 330.3333 | 340.3333
102 | 2002004582 | 332 | 342
103 | 2002004582 | 334.3333 | 344.3333
104 | 2002004582 | 336.6667 | 346.6667
105 | 2002004582 | 339 | 349
106 | 2002004582 | 339.3333 | 349.3333
107 | 2002004582 | 339.6667 | 349.6667
108 | 2002004582 | 340 | 350
109 | 2002004582 | 342.3333 | 352.3333
110 | 2002004582 | 344.6667 | 354.6667
111 | 2002004582 | 347 | 357
112 | 2002004582 | 349.6667 | 359.6667
113 | 2002004582 | 352.3333 | 362.3333
114 | 2002004582 | 355 | 365
115 | 2002004582 | 360.3333 | 370.3333
116 | 2002004582 | 365.6667 | 375.6667
117 | 2002004582 | 371 | 381
118 | 2002004582 | 373.6667 | 383.6667
119 | 2002004582 | 376.3333 | 386.3333
120 | 2002004582 | 379 | 389
121 | 2002004582 | 383.3333 | 393.3333
122 | 2002004582 | 387.6667 | 377.6667
123 | 2002004582 | 392 | 382
124 | 2002004582 | 395.3333 | 385.3333
125 | 2002004582 | 398.6667 | 388.6667
126 | 2002004582 | 402 | 392
127 | 2002004582 | 404.3333 | 394.3333
128 | 2002004582 | 406.6667 | 396.6667
129 | 2002004582 | 409 | 399
130 | 2002004582 | 409 | 399
131 | 2002004582 | 409 | 399
132 | 2002004582 | 409 | 399
133 | 2002004582 | 408.3333 | 398.3333
134 | 2002004582 | 407.6667 | 397.6667
135 | 2002004582 | 407 | 397
136 | 2002004582 | 407 | 397
137 | 2002004582 | 407 | 397
138 | 2002004582 | 407 | 397
139 | 2002004582 | 407 | 397
140 | 2002004582 | 407 | 397
141 | 2002004582 | 407 | 397
142 | 2002004582 | 406 | 396
143 | 2002004582 | 405 | 395
0 | 2005010153 | 343 | 333
1 | 2005010153 | 344 | 334
2 | 2005010153 | 345 | 335
3 | 2005010153 | 346 | 336
4 | 2005010153 | 348 | 338
5 | 2005010153 | 350 | 340
6 | 2005010153 | 352 | 342
7 | 2005010153 | 353 | 343
8 | 2005010153 | 354 | 344
9 | 2005010153 | 355 | 345
10 | 2005010153 | 356.6667 | 346.6667
11 | 2005010153 | 358.3333 | 348.3333
12 | 2005010153 | 360 | 350
13 | 2005010153 | 363.6667 | 353.6667
14 | 2005010153 | 367.3333 | 357.3333
15 | 2005010153 | 371 | 361
16 | 2005010153 | 373.3333 | 363.3333
17 | 2005010153 | 375.6667 | 365.6667
18 | 2005010153 | 378 | 368
19 | 2005010153 | 378.6667 | 368.6667
20 | 2005010153 | 379.3333 | 369.3333
21 | 2005010153 | 380 | 370
22 | 2005010153 | 381.3333 | 371.3333
23 | 2005010153 | 382.6667 | 372.6667
24 | 2005010153 | 384 | 374
25 | 2005010153 | 385.3333 | 375.3333
26 | 2005010153 | 386.6667 | 376.6667
27 | 2005010153 | 388 | 378
28 | 2005010153 | 387 | 377
29 | 2005010153 | 386 | 376
30 | 2005010153 | 385 | 375
31 | 2005010153 | 383 | 373
32 | 2005010153 | 381 | 371
33 | 2005010153 | 379 | 369
34 | 2005010153 | 378.3333 | 368.3333
35 | 2005010153 | 377.6667 | 367.6667
36 | 2005010153 | 377 | 367
37 | 2005010153 | 377.3333 | 367.3333
38 | 2005010153 | 377.6667 | 367.6667
39 | 2005010153 | 378 | 368
40 | 2005010153 | 379.6667 | 369.6667
41 | 2005010153 | 381.3333 | 371.3333
42 | 2005010153 | 383 | 373
43 | 2005010153 | 385.3333 | 375.3333
44 | 2005010153 | 387.6667 | 377.6667
45 | 2005010153 | 390 | 380
46 | 2005010153 | 391.3333 | 381.3333
47 | 2005010153 | 392.6667 | 382.6667
48 | 2005010153 | 394 | 384
49 | 2005010153 | 393.3333 | 383.3333
50 | 2005010153 | 392.6667 | 382.6667
51 | 2005010153 | 392 | 382
52 | 2005010153 | 387.6667 | 377.6667
53 | 2005010153 | 383.3333 | 373.3333
54 | 2005010153 | 379 | 369
55 | 2005010153 | 372.3333 | 362.3333
56 | 2005010153 | 365.6667 | 355.6667
57 | 2005010153 | 359 | 349
58 | 2005010153 | 353.6667 | 343.6667
59 | 2005010153 | 348.3333 | 338.3333
60 | 2005010153 | 343 | 333
61 | 2005010153 | 338.3333 | 328.3333
62 | 2005010153 | 333.6667 | 323.6667
63 | 2005010153 | 329 | 319
64 | 2005010153 | 326 | 316
65 | 2005010153 | 323 | 313
66 | 2005010153 | 320 | 310
67 | 2005010153 | 318.3333 | 308.3333
68 | 2005010153 | 316.6667 | 306.6667
69 | 2005010153 | 315 | 305
70 | 2005010153 | 315.3333 | 305.3333
71 | 2005010153 | 315.6667 | 305.6667
72 | 2005010153 | 316 | 306
73 | 2005010153 | 316.3333 | 306.3333
74 | 2005010153 | 316.6667 | 306.6667
75 | 2005010153 | 317 | 307
76 | 2005010153 | 316.3333 | 306.3333
77 | 2005010153 | 315.6667 | 305.6667
78 | 2005010153 | 315 | 305
79 | 2005010153 | 314.6667 | 304.6667
80 | 2005010153 | 314.3333 | 304.3333
81 | 2005010153 | 314 | 304
82 | 2005010153 | 316.3333 | 306.3333
83 | 2005010153 | 318.6667 | 308.6667
84 | 2005010153 | 321 | 311
85 | 2005010153 | 323.3333 | 313.3333
86 | 2005010153 | 325.6667 | 315.6667
87 | 2005010153 | 328 | 318
88 | 2005010153 | 328.3333 | 318.3333
89 | 2005010153 | 328.6667 | 318.6667
90 | 2005010153 | 329 | 339
91 | 2005010153 | 329 | 339
92 | 2005010153 | 329 | 339
93 | 2005010153 | 329 | 339
94 | 2005010153 | 328.6667 | 338.6667
95 | 2005010153 | 328.3333 | 338.3333
96 | 2005010153 | 328 | 338
97 | 2005010153 | 327.6667 | 337.6667
98 | 2005010153 | 327.3333 | 337.3333
99 | 2005010153 | 327 | 337
100 | 2005010153 | 328.6667 | 338.6667
101 | 2005010153 | 330.3333 | 340.3333
102 | 2005010153 | 332 | 342
103 | 2005010153 | 334.3333 | 344.3333
104 | 2005010153 | 336.6667 | 346.6667
105 | 2005010153 | 339 | 349
106 | 2005010153 | 339.3333 | 349.3333
107 | 2005010153 | 339.6667 | 349.6667
108 | 2005010153 | 340 | 350
109 | 2005010153 | 342.3333 | 352.3333
110 | 2005010153 | 344.6667 | 354.6667
111 | 2005010153 | 347 | 357
112 | 2005010153 | 349.6667 | 359.6667
113 | 2005010153 | 352.3333 | 362.3333
114 | 2005010153 | 355 | 365
115 | 2005010153 | 360.3333 | 370.3333
116 | 2005010153 | 365.6667 | 375.6667
117 | 2005010153 | 371 | 381
118 | 2005010153 | 373.6667 | 383.6667
119 | 2005010153 | 376.3333 | 386.3333
120 | 2005010153 | 379 | 389
121 | 2005010153 | 383.3333 | 393.3333
122 | 2005010153 | 387.6667 | 377.6667
123 | 2005010153 | 392 | 382
124 | 2005010153 | 395.3333 | 385.3333
125 | 2005010153 | 398.6667 | 388.6667
126 | 2005010153 | 402 | 392
127 | 2005010153 | 404.3333 | 394.3333
128 | 2005010153 | 406.6667 | 396.6667
129 | 2005010153 | 409 | 399
130 | 2005010153 | 409 | 399
131 | 2005010153 | 409 | 399
132 | 2005010153 | 409 | 399
133 | 2005010153 | 408.3333 | 398.3333
134 | 2005010153 | 407.6667 | 397.6667
135 | 2005010153 | 407 | 397
136 | 2005010153 | 407 | 397
137 | 2005010153 | 407 | 397
138 | 2005010153 | 407 | 397
139 | 2005010153 | 407 | 397
140 | 2005010153 | 407 | 397
141 | 2005010153 | 407 | 397
142 | 2005010153 | 406 | 396
143 | 2005010153 | 405 | 395
0 | 2011003517 | 343 | 333
1 | 2011003517 | 344 | 334
2 | 2011003517 | 345 | 335
3 | 2011003517 | 346 | 336
4 | 2011003517 | 348 | 338
5 | 2011003517 | 350 | 340
6 | 2011003517 | 352 | 342
7 | 2011003517 | 353 | 343
8 | 2011003517 | 354 | 344
9 | 2011003517 | 355 | 345
10 | 2011003517 | 356.6667 | 346.6667
11 | 2011003517 | 358.3333 | 348.3333
12 | 2011003517 | 360 | 350
13 | 2011003517 | 363.6667 | 353.6667
14 | 2011003517 | 367.3333 | 357.3333
15 | 2011003517 | 371 | 361
16 | 2011003517 | 373.3333 | 363.3333
17 | 2011003517 | 375.6667 | 365.6667
18 | 2011003517 | 378 | 368
19 | 2011003517 | 378.6667 | 368.6667
20 | 2011003517 | 379.3333 | 369.3333
21 | 2011003517 | 380 | 370
22 | 2011003517 | 381.3333 | 371.3333
23 | 2011003517 | 382.6667 | 372.6667
24 | 2011003517 | 384 | 374
25 | 2011003517 | 385.3333 | 375.3333
26 | 2011003517 | 386.6667 | 376.6667
27 | 2011003517 | 388 | 378
28 | 2011003517 | 387 | 377
29 | 2011003517 | 386 | 376
30 | 2011003517 | 385 | 375
31 | 2011003517 | 383 | 373
32 | 2011003517 | 381 | 371
33 | 2011003517 | 379 | 369
34 | 2011003517 | 378.3333 | 368.3333
35 | 2011003517 | 377.6667 | 367.6667
36 | 2011003517 | 377 | 367
37 | 2011003517 | 377.3333 | 367.3333
38 | 2011003517 | 377.6667 | 367.6667
39 | 2011003517 | 378 | 368
40 | 2011003517 | 379.6667 | 369.6667
41 | 2011003517 | 381.3333 | 371.3333
42 | 2011003517 | 383 | 373
43 | 2011003517 | 385.3333 | 375.3333
44 | 2011003517 | 387.6667 | 377.6667
45 | 2011003517 | 390 | 380
46 | 2011003517 | 391.3333 | 381.3333
47 | 2011003517 | 392.6667 | 382.6667
48 | 2011003517 | 394 | 384
49 | 2011003517 | 393.3333 | 383.3333
50 | 2011003517 | 392.6667 | 382.6667
51 | 2011003517 | 392 | 382
52 | 2011003517 | 387.6667 | 377.6667
53 | 2011003517 | 383.3333 | 373.3333
54 | 2011003517 | 379 | 369
55 | 2011003517 | 372.3333 | 362.3333
56 | 2011003517 | 365.6667 | 355.6667
57 | 2011003517 | 359 | 349
58 | 2011003517 | 353.6667 | 343.6667
59 | 2011003517 | 348.3333 | 338.3333
60 | 2011003517 | 343 | 333
61 | 2011003517 | 338.3333 | 328.3333
62 | 2011003517 | 333.6667 | 323.6667
63 | 2011003517 | 329 | 319
64 | 2011003517 | 326 | 316
65 | 2011003517 | 323 | 313
66 | 2011003517 | 320 | 310
67 | 2011003517 | 318.3333 | 308.3333
68 | 2011003517 | 316.6667 | 306.6667
69 | 2011003517 | 315 | 305
70 | 2011003517 | 315.3333 | 305.3333
71 | 2011003517 | 315.6667 | 305.6667
72 | 2011003517 | 316 | 306
73 | 2011003517 | 316.3333 | 306.3333
74 | 2011003517 | 316.6667 | 306.6667
75 | 2011003517 | 317 | 307
76 | 2011003517 | 316.3333 | 306.3333
77 | 2011003517 | 315.6667 | 305.6667
78 | 2011003517 | 315 | 305
79 | 2011003517 | 314.6667 | 304.6667
80 | 2011003517 | 314.3333 | 304.3333
81 | 2011003517 | 314 | 304
82 | 2011003517 | 316.3333 | 306.3333
83 | 2011003517 | 318.6667 | 308.6667
84 | 2011003517 | 321 | 311
85 | 2011003517 | 323.3333 | 313.3333
86 | 2011003517 | 325.6667 | 315.6667
87 | 2011003517 | 328 | 318
88 | 2011003517 | 328.3333 | 318.3333
89 | 2011003517 | 328.6667 | 318.6667
90 | 2011003517 | 329 | 339
91 | 2011003517 | 329 | 339
92 | 2011003517 | 329 | 339
93 | 2011003517 | 329 | 339
94 | 2011003517 | 328.6667 | 338.6667
95 | 2011003517 | 328.3333 | 338.3333
96 | 2011003517 | 328 | 338
97 | 2011003517 | 327.6667 | 337.6667
98 | 2011003517 | 327.3333 | 337.3333
99 | 2011003517 | 327 | 337
100 | 2011003517 | 328.6667 | 338.6667
101 | 2011003517 | 330.3333 | 340.3333
102 | 2011003517 | 332 | 342
103 | 2011003517 | 334.3333 | 344.3333
104 | 2011003517 | 336.6667 | 346.6667
105 | 2011003517 | 339 | 349
106 | 2011003517 | 339.3333 | 349.3333
107 | 2011003517 | 339.6667 | 349.6667
108 | 2011003517 | 340 | 350
109 | 2011003517 | 342.3333 | 352.3333
110 | 2011003517 | 344.6667 | 354.6667
111 | 2011003517 | 347 | 357
112 | 2011003517 | 349.6667 | 359.6667
113 | 2011003517 | 352.3333 | 362.3333
114 | 2011003517 | 355 | 365
115 | 2011003517 | 360.3333 | 370.3333
116 | 2011003517 | 365.6667 | 375.6667
117 | 2011003517 | 371 | 381
118 | 2011003517 | 373.6667 | 383.6667
119 | 2011003517 | 376.3333 | 386.3333
120 | 2011003517 | 379 | 389
121 | 2011003517 | 383.3333 | 393.3333
122 | 2011003517 | 387.6667 | 377.6667
123 | 2011003517 | 392 | 382
124 | 2011003517 | 395.3333 | 385.3333
125 | 2011003517 | 398.6667 | 388.6667
126 | 2011003517 | 402 | 392
127 | 2011003517 | 404.3333 | 394.3333
128 | 2011003517 | 406.6667 | 396.6667
129 | 2011003517 | 409 | 399
130 | 2011003517 | 409 | 399
131 | 2011003517 | 409 | 399
132 | 2011003517 | 409 | 399
133 | 2011003517 | 408.3333 | 398.3333
134 | 2011003517 | 407.6667 | 397.6667
135 | 2011003517 | 407 | 397
136 | 2011003517 | 407 | 397
137 | 2011003517 | 407 | 397
138 | 2011003517 | 407 | 397
139 | 2011003517 | 407 | 397
140 | 2011003517 | 407 | 397
141 | 2011003517 | 407 | 397
142 | 2011003517 | 406 | 396
143 | 2011003517 | 405 | 395
0 | 2006008809 | 343 | 333
1 | 2006008809 | 344 | 334
2 | 2006008809 | 345 | 335
3 | 2006008809 | 346 | 336
4 | 2006008809 | 348 | 338
5 | 2006008809 | 350 | 340
6 | 2006008809 | 352 | 342
7 | 2006008809 | 353 | 343
8 | 2006008809 | 354 | 344
9 | 2006008809 | 355 | 345
10 | 2006008809 | 356.6667 | 346.6667
11 | 2006008809 | 358.3333 | 348.3333
12 | 2006008809 | 360 | 350
13 | 2006008809 | 363.6667 | 353.6667
14 | 2006008809 | 367.3333 | 357.3333
15 | 2006008809 | 371 | 361
16 | 2006008809 | 373.3333 | 363.3333
17 | 2006008809 | 375.6667 | 365.6667
18 | 2006008809 | 378 | 368
19 | 2006008809 | 378.6667 | 368.6667
20 | 2006008809 | 379.3333 | 369.3333
21 | 2006008809 | 380 | 370
22 | 2006008809 | 381.3333 | 371.3333
23 | 2006008809 | 382.6667 | 372.6667
24 | 2006008809 | 384 | 374
25 | 2006008809 | 385.3333 | 375.3333
26 | 2006008809 | 386.6667 | 376.6667
27 | 2006008809 | 388 | 378
28 | 2006008809 | 387 | 377
29 | 2006008809 | 386 | 376
30 | 2006008809 | 385 | 375
31 | 2006008809 | 383 | 373
32 | 2006008809 | 381 | 371
33 | 2006008809 | 379 | 369
34 | 2006008809 | 378.3333 | 368.3333
35 | 2006008809 | 377.6667 | 367.6667
36 | 2006008809 | 377 | 367
37 | 2006008809 | 377.3333 | 367.3333
38 | 2006008809 | 377.6667 | 367.6667
39 | 2006008809 | 378 | 368
40 | 2006008809 | 379.6667 | 369.6667
41 | 2006008809 | 381.3333 | 371.3333
42 | 2006008809 | 383 | 373
43 | 2006008809 | 385.3333 | 375.3333
44 | 2006008809 | 387.6667 | 377.6667
45 | 2006008809 | 390 | 380
46 | 2006008809 | 391.3333 | 381.3333
47 | 2006008809 | 392.6667 | 382.6667
48 | 2006008809 | 394 | 384
49 | 2006008809 | 393.3333 | 383.3333
50 | 2006008809 | 392.6667 | 382.6667
51 | 2006008809 | 392 | 382
52 | 2006008809 | 387.6667 | 377.6667
53 | 2006008809 | 383.3333 | 373.3333
54 | 2006008809 | 379 | 369
55 | 2006008809 | 372.3333 | 362.3333
56 | 2006008809 | 365.6667 | 355.6667
57 | 2006008809 | 359 | 349
58 | 2006008809 | 353.6667 | 343.6667
59 | 2006008809 | 348.3333 | 338.3333
60 | 2006008809 | 343 | 333
61 | 2006008809 | 338.3333 | 328.3333
62 | 2006008809 | 333.6667 | 323.6667
63 | 2006008809 | 329 | 319
64 | 2006008809 | 326 | 316
65 | 2006008809 | 323 | 313
66 | 2006008809 | 320 | 310
67 | 2006008809 | 318.3333 | 308.3333
68 | 2006008809 | 316.6667 | 306.6667
69 | 2006008809 | 315 | 305
70 | 2006008809 | 315.3333 | 305.3333
71 | 2006008809 | 315.6667 | 305.6667
72 | 2006008809 | 316 | 306
73 | 2006008809 | 316.3333 | 306.3333
74 | 2006008809 | 316.6667 | 306.6667
75 | 2006008809 | 317 | 307
76 | 2006008809 | 316.3333 | 306.3333
77 | 2006008809 | 315.6667 | 305.6667
78 | 2006008809 | 315 | 305
79 | 2006008809 | 314.6667 | 304.6667
80 | 2006008809 | 314.3333 | 304.3333
81 | 2006008809 | 314 | 304
82 | 2006008809 | 316.3333 | 306.3333
83 | 2006008809 | 318.6667 | 308.6667
84 | 2006008809 | 321 | 311
85 | 2006008809 | 323.3333 | 313.3333
86 | 2006008809 | 325.6667 | 315.6667
87 | 2006008809 | 328 | 318
88 | 2006008809 | 328.3333 | 318.3333
89 | 2006008809 | 328.6667 | 318.6667
90 | 2006008809 | 329 | 339
91 | 2006008809 | 329 | 339
92 | 2006008809 | 329 | 339
93 | 2006008809 | 329 | 339
94 | 2006008809 | 328.6667 | 338.6667
95 | 2006008809 | 328.3333 | 338.3333
96 | 2006008809 | 328 | 338
97 | 2006008809 | 327.6667 | 337.6667
98 | 2006008809 | 327.3333 | 337.3333
99 | 2006008809 | 327 | 337
100 | 2006008809 | 328.6667 | 338.6667
101 | 2006008809 | 330.3333 | 340.3333
102 | 2006008809 | 332 | 342
103 | 2006008809 | 334.3333 | 344.3333
104 | 2006008809 | 336.6667 | 346.6667
105 | 2006008809 | 339 | 349
106 | 2006008809 | 339.3333 | 349.3333
107 | 2006008809 | 339.6667 | 349.6667
108 | 2006008809 | 340 | 350
109 | 2006008809 | 342.3333 | 352.3333
110 | 2006008809 | 344.6667 | 354.6667
111 | 2006008809 | 347 | 357
112 | 2006008809 | 349.6667 | 359.6667
113 | 2006008809 | 352.3333 | 362.3333
114 | 2006008809 | 355 | 365
115 | 2006008809 | 360.3333 | 370.3333
116 | 2006008809 | 365.6667 | 375.6667
117 | 2006008809 | 371 | 381
118 | 2006008809 | 373.6667 | 383.6667
119 | 2006008809 | 376.3333 | 386.3333
120 | 2006008809 | 379 | 389
121 | 2006008809 | 383.3333 | 393.3333
122 | 2006008809 | 387.6667 | 377.6667
123 | 2006008809 | 392 | 382
124 | 2006008809 | 395.3333 | 385.3333
125 | 2006008809 | 398.6667 | 388.6667
126 | 2006008809 | 402 | 392
127 | 2006008809 | 404.3333 | 394.3333
128 | 2006008809 | 406.6667 | 396.6667
129 | 2006008809 | 409 | 399
130 | 2006008809 | 409 | 399
131 | 2006008809 | 409 | 399
132 | 2006008809 | 409 | 399
133 | 2006008809 | 408.3333 | 398.3333
134 | 2006008809 | 407.6667 | 397.6667
135 | 2006008809 | 407 | 397
136 | 2006008809 | 407 | 397
137 | 2006008809 | 407 | 397
138 | 2006008809 | 407 | 397
139 | 2006008809 | 407 | 397
140 | 2006008809 | 407 | 397
141 | 2006008809 | 407 | 397
142 | 2006008809 | 406 | 396
143 | 2006008809 | 405 | 395
0 | 2009006844 | 343 | 333
1 | 2009006844 | 344 | 334
2 | 2009006844 | 345 | 335
3 | 2009006844 | 346 | 336
4 | 2009006844 | 348 | 338
5 | 2009006844 | 350 | 340
6 | 2009006844 | 352 | 342
7 | 2009006844 | 353 | 343
8 | 2009006844 | 354 | 344
9 | 2009006844 | 355 | 345
10 | 2009006844 | 356.6667 | 346.6667
11 | 2009006844 | 358.3333 | 348.3333
12 | 2009006844 | 360 | 350
13 | 2009006844 | 363.6667 | 353.6667
14 | 2009006844 | 367.3333 | 357.3333
15 | 2009006844 | 371 | 361
16 | 2009006844 | 373.3333 | 363.3333
17 | 2009006844 | 375.6667 | 365.6667
18 | 2009006844 | 378 | 368
19 | 2009006844 | 378.6667 | 368.6667
20 | 2009006844 | 379.3333 | 369.3333
21 | 2009006844 | 380 | 370
22 | 2009006844 | 381.3333 | 371.3333
23 | 2009006844 | 382.6667 | 372.6667
24 | 2009006844 | 384 | 374
25 | 2009006844 | 385.3333 | 375.3333
26 | 2009006844 | 386.6667 | 376.6667
27 | 2009006844 | 388 | 378
28 | 2009006844 | 387 | 377
29 | 2009006844 | 386 | 376
30 | 2009006844 | 385 | 375
31 | 2009006844 | 383 | 373
32 | 2009006844 | 381 | 371
33 | 2009006844 | 379 | 369
34 | 2009006844 | 378.3333 | 368.3333
35 | 2009006844 | 377.6667 | 367.6667
36 | 2009006844 | 377 | 367
37 | 2009006844 | 377.3333 | 367.3333
38 | 2009006844 | 377.6667 | 367.6667
39 | 2009006844 | 378 | 368
40 | 2009006844 | 379.6667 | 369.6667
41 | 2009006844 | 381.3333 | 371.3333
42 | 2009006844 | 383 | 373
43 | 2009006844 | 385.3333 | 375.3333
44 | 2009006844 | 387.6667 | 377.6667
45 | 2009006844 | 390 | 380
46 | 2009006844 | 391.3333 | 381.3333
47 | 2009006844 | 392.6667 | 382.6667
48 | 2009006844 | 394 | 384
49 | 2009006844 | 393.3333 | 383.3333
50 | 2009006844 | 392.6667 | 382.6667
51 | 2009006844 | 392 | 382
52 | 2009006844 | 387.6667 | 377.6667
53 | 2009006844 | 383.3333 | 373.3333
54 | 2009006844 | 379 | 369
55 | 2009006844 | 372.3333 | 362.3333
56 | 2009006844 | 365.6667 | 355.6667
57 | 2009006844 | 359 | 349
58 | 2009006844 | 353.6667 | 343.6667
59 | 2009006844 | 348.3333 | 338.3333
60 | 2009006844 | 343 | 333
61 | 2009006844 | 338.3333 | 328.3333
62 | 2009006844 | 333.6667 | 323.6667
63 | 2009006844 | 329 | 319
64 | 2009006844 | 326 | 316
65 | 2009006844 | 323 | 313
66 | 2009006844 | 320 | 310
67 | 2009006844 | 318.3333 | 308.3333
68 | 2009006844 | 316.6667 | 306.6667
69 | 2009006844 | 315 | 305
70 | 2009006844 | 315.3333 | 305.3333
71 | 2009006844 | 315.6667 | 305.6667
72 | 2009006844 | 316 | 306
73 | 2009006844 | 316.3333 | 306.3333
74 | 2009006844 | 316.6667 | 306.6667
75 | 2009006844 | 317 | 307
76 | 2009006844 | 316.3333 | 306.3333
77 | 2009006844 | 315.6667 | 305.6667
78 | 2009006844 | 315 | 305
79 | 2009006844 | 314.6667 | 304.6667
80 | 2009006844 | 314.3333 | 304.3333
81 | 2009006844 | 314 | 304
82 | 2009006844 | 316.3333 | 306.3333
83 | 2009006844 | 318.6667 | 308.6667
84 | 2009006844 | 321 | 311
85 | 2009006844 | 323.3333 | 313.3333
86 | 2009006844 | 325.6667 | 315.6667
87 | 2009006844 | 328 | 318
88 | 2009006844 | 328.3333 | 318.3333
89 | 2009006844 | 328.6667 | 318.6667
90 | 2009006844 | 329 | 339
91 | 2009006844 | 329 | 339
92 | 2009006844 | 329 | 339
93 | 2009006844 | 329 | 339
94 | 2009006844 | 328.6667 | 338.6667
95 | 2009006844 | 328.3333 | 338.3333
96 | 2009006844 | 328 | 338
97 | 2009006844 | 327.6667 | 337.6667
98 | 2009006844 | 327.3333 | 337.3333
99 | 2009006844 | 327 | 337
100 | 2009006844 | 328.6667 | 338.6667
101 | 2009006844 | 330.3333 | 340.3333
102 | 2009006844 | 332 | 342
103 | 2009006844 | 334.3333 | 344.3333
104 | 2009006844 | 336.6667 | 346.6667
105 | 2009006844 | 339 | 349
106 | 2009006844 | 339.3333 | 349.3333
107 | 2009006844 | 339.6667 | 349.6667
108 | 2009006844 | 340 | 350
109 | 2009006844 | 342.3333 | 352.3333
110 | 2009006844 | 344.6667 | 354.6667
111 | 2009006844 | 347 | 357
112 | 2009006844 | 349.6667 | 359.6667
113 | 2009006844 | 352.3333 | 362.3333
114 | 2009006844 | 355 | 365
115 | 2009006844 | 360.3333 | 370.3333
116 | 2009006844 | 365.6667 | 375.6667
117 | 2009006844 | 371 | 381
118 | 2009006844 | 373.6667 | 383.6667
119 | 2009006844 | 376.3333 | 386.3333
120 | 2009006844 | 379 | 389
121 | 2009006844 | 383.3333 | 393.3333
122 | 2009006844 | 387.6667 | 377.6667
123 | 2009006844 | 392 | 382
124 | 2009006844 | 395.3333 | 385.3333
125 | 2009006844 | 398.6667 | 388.6667
126 | 2009006844 | 402 | 392
127 | 2009006844 | 404.3333 | 394.3333
128 | 2009006844 | 406.6667 | 396.6667
129 | 2009006844 | 409 | 399
130 | 2009006844 | 409 | 399
131 | 2009006844 | 409 | 399
132 | 2009006844 | 409 | 399
133 | 2009006844 | 408.3333 | 398.3333
134 | 2009006844 | 407.6667 | 397.6667
135 | 2009006844 | 407 | 397
136 | 2009006844 | 407 | 397
137 | 2009006844 | 407 | 397
138 | 2009006844 | 407 | 397
139 | 2009006844 | 407 | 397
140 | 2009006844 | 407 | 397
141 | 2009006844 | 407 | 397
142 | 2009006844 | 406 | 396
143 | 2009006844 | 405 | 395
0 | 2004001600 | 343 | 333
1 | 2004001600 | 344 | 334
2 | 2004001600 | 345 | 335
3 | 2004001600 | 346 | 336
4 | 2004001600 | 348 | 338
5 | 2004001600 | 350 | 340
6 | 2004001600 | 352 | 342
7 | 2004001600 | 353 | 343
8 | 2004001600 | 354 | 344
9 | 2004001600 | 355 | 345
10 | 2004001600 | 356.6667 | 346.6667
11 | 2004001600 | 358.3333 | 348.3333
12 | 2004001600 | 360 | 350
13 | 2004001600 | 363.6667 | 353.6667
14 | 2004001600 | 367.3333 | 357.3333
15 | 2004001600 | 371 | 361
16 | 2004001600 | 373.3333 | 363.3333
17 | 2004001600 | 375.6667 | 365.6667
18 | 2004001600 | 378 | 368
19 | 2004001600 | 378.6667 | 368.6667
20 | 2004001600 | 379.3333 | 369.3333
21 | 2004001600 | 380 | 370
22 | 2004001600 | 381.3333 | 371.3333
23 | 2004001600 | 382.6667 | 372.6667
24 | 2004001600 | 384 | 374
25 | 2004001600 | 385.3333 | 375.3333
26 | 2004001600 | 386.6667 | 376.6667
27 | 2004001600 | 388 | 378
28 | 2004001600 | 387 | 377
29 | 2004001600 | 386 | 376
30 | 2004001600 | 385 | 375
31 | 2004001600 | 383 | 373
32 | 2004001600 | 381 | 371
33 | 2004001600 | 379 | 369
34 | 2004001600 | 378.3333 | 368.3333
35 | 2004001600 | 377.6667 | 367.6667
36 | 2004001600 | 377 | 367
37 | 2004001600 | 377.3333 | 367.3333
38 | 2004001600 | 377.6667 | 367.6667
39 | 2004001600 | 378 | 368
40 | 2004001600 | 379.6667 | 369.6667
41 | 2004001600 | 381.3333 | 371.3333
42 | 2004001600 | 383 | 373
43 | 2004001600 | 385.3333 | 375.3333
44 | 2004001600 | 387.6667 | 377.6667
45 | 2004001600 | 390 | 380
46 | 2004001600 | 391.3333 | 381.3333
47 | 2004001600 | 392.6667 | 382.6667
48 | 2004001600 | 394 | 384
49 | 2004001600 | 393.3333 | 383.3333
50 | 2004001600 | 392.6667 | 382.6667
51 | 2004001600 | 392 | 382
52 | 2004001600 | 387.6667 | 377.6667
53 | 2004001600 | 383.3333 | 373.3333
54 | 2004001600 | 379 | 369
55 | 2004001600 | 372.3333 | 362.3333
56 | 2004001600 | 365.6667 | 355.6667
57 | 2004001600 | 359 | 349
58 | 2004001600 | 353.6667 | 343.6667
59 | 2004001600 | 348.3333 | 338.3333
60 | 2004001600 | 343 | 333
61 | 2004001600 | 338.3333 | 328.3333
62 | 2004001600 | 333.6667 | 323.6667
63 | 2004001600 | 329 | 319
64 | 2004001600 | 326 | 316
65 | 2004001600 | 323 | 313
66 | 2004001600 | 320 | 310
67 | 2004001600 | 318.3333 | 308.3333
68 | 2004001600 | 316.6667 | 306.6667
69 | 2004001600 | 315 | 305
70 | 2004001600 | 315.3333 | 305.3333
71 | 2004001600 | 315.6667 | 305.6667
72 | 2004001600 | 316 | 306
73 | 2004001600 | 316.3333 | 306.3333
74 | 2004001600 | 316.6667 | 306.6667
75 | 2004001600 | 317 | 307
76 | 2004001600 | 316.3333 | 306.3333
77 | 2004001600 | 315.6667 | 305.6667
78 | 2004001600 | 315 | 305
79 | 2004001600 | 314.6667 | 304.6667
80 | 2004001600 | 314.3333 | 304.3333
81 | 2004001600 | 314 | 304
82 | 2004001600 | 316.3333 | 306.3333
83 | 2004001600 | 318.6667 | 308.6667
84 | 2004001600 | 321 | 311
85 | 2004001600 | 323.3333 | 313.3333
86 | 2004001600 | 325.6667 | 315.6667
87 | 2004001600 | 328 | 318
88 | 2004001600 | 328.3333 | 318.3333
89 | 2004001600 | 328.6667 | 318.6667
90 | 2004001600 | 329 | 339
91 | 2004001600 | 329 | 339
92 | 2004001600 | 329 | 339
93 | 2004001600 | 329 | 339
94 | 2004001600 | 328.6667 | 338.6667
95 | 2004001600 | 328.3333 | 338.3333
96 | 2004001600 | 328 | 338
97 | 2004001600 | 327.6667 | 337.6667
98 | 2004001600 | 327.3333 | 337.3333
99 | 2004001600 | 327 | 337
100 | 2004001600 | 328.6667 | 338.6667
101 | 2004001600 | 330.3333 | 340.3333
102 | 2004001600 | 332 | 342
103 | 2004001600 | 334.3333 | 344.3333
104 | 2004001600 | 336.6667 | 346.6667
105 | 2004001600 | 339 | 349
106 | 2004001600 | 339.3333 | 349.3333
107 | 2004001600 | 339.6667 | 349.6667
108 | 2004001600 | 340 | 350
109 | 2004001600 | 342.3333 | 352.3333
110 | 2004001600 | 344.6667 | 354.6667
111 | 2004001600 | 347 | 357
112 | 2004001600 | 349.6667 | 359.6667
113 | 2004001600 | 352.3333 | 362.3333
114 | 2004001600 | 355 | 365
115 | 2004001600 | 360.3333 | 370.3333
116 | 2004001600 | 365.6667 | 375.6667
117 | 2004001600 | 371 | 381
118 | 2004001600 | 373.6667 | 383.6667
119 | 2004001600 | 376.3333 | 386.3333
120 | 2004001600 | 379 | 389
121 | 2004001600 | 383.3333 | 393.3333
122 | 2004001600 | 387.6667 | 377.6667
123 | 2004001600 | 392 | 382
124 | 2004001600 | 395.3333 | 385.3333
125 | 2004001600 | 398.6667 | 388.6667
126 | 2004001600 | 402 | 392
127 | 2004001600 | 404.3333 | 394.3333
128 | 2004001600 | 406.6667 | 396.6667
129 | 2004001600 | 409 | 399
130 | 2004001600 | 409 | 399
131 | 2004001600 | 409 | 399
132 | 2004001600 | 409 | 399
133 | 2004001600 | 408.3333 | 398.3333
134 | 2004001600 | 407.6667 | 397.6667
135 | 2004001600 | 407 | 397
136 | 2004001600 | 407 | 397
137 | 2004001600 | 407 | 397
138 | 2004001600 | 407 | 397
139 | 2004001600 | 407 | 397
140 | 2004001600 | 407 | 397
141 | 2004001600 | 407 | 397
142 | 2004001600 | 406 | 396
143 | 2004001600 | 405 | 395
0 | 2008003623 | 343 | 333
1 | 2008003623 | 344 | 334
2 | 2008003623 | 345 | 335
3 | 2008003623 | 346 | 336
4 | 2008003623 | 348 | 338
5 | 2008003623 | 350 | 340
6 | 2008003623 | 352 | 342
7 | 2008003623 | 353 | 343
8 | 2008003623 | 354 | 344
9 | 2008003623 | 355 | 345
10 | 2008003623 | 356.6667 | 346.6667
11 | 2008003623 | 358.3333 | 348.3333
12 | 2008003623 | 360 | 350
13 | 2008003623 | 363.6667 | 353.6667
14 | 2008003623 | 367.3333 | 357.3333
15 | 2008003623 | 371 | 361
16 | 2008003623 | 373.3333 | 363.3333
17 | 2008003623 | 375.6667 | 365.6667
18 | 2008003623 | 378 | 368
19 | 2008003623 | 378.6667 | 368.6667
20 | 2008003623 | 379.3333 | 369.3333
21 | 2008003623 | 380 | 370
22 | 2008003623 | 381.3333 | 371.3333
23 | 2008003623 | 382.6667 | 372.6667
24 | 2008003623 | 384 | 374
25 | 2008003623 | 385.3333 | 375.3333
26 | 2008003623 | 386.6667 | 376.6667
27 | 2008003623 | 388 | 378
28 | 2008003623 | 387 | 377
29 | 2008003623 | 386 | 376
30 | 2008003623 | 385 | 375
31 | 2008003623 | 383 | 373
32 | 2008003623 | 381 | 371
33 | 2008003623 | 379 | 369
34 | 2008003623 | 378.3333 | 368.3333
35 | 2008003623 | 377.6667 | 367.6667
36 | 2008003623 | 377 | 367
37 | 2008003623 | 377.3333 | 367.3333
38 | 2008003623 | 377.6667 | 367.6667
39 | 2008003623 | 378 | 368
40 | 2008003623 | 379.6667 | 369.6667
41 | 2008003623 | 381.3333 | 371.3333
42 | 2008003623 | 383 | 373
43 | 2008003623 | 385.3333 | 375.3333
44 | 2008003623 | 387.6667 | 377.6667
45 | 2008003623 | 390 | 380
46 | 2008003623 | 391.3333 | 381.3333
47 | 2008003623 | 392.6667 | 382.6667
48 | 2008003623 | 394 | 384
49 | 2008003623 | 393.3333 | 383.3333
50 | 2008003623 | 392.6667 | 382.6667
51 | 2008003623 | 392 | 382
52 | 2008003623 | 387.6667 | 377.6667
53 | 2008003623 | 383.3333 | 373.3333
54 | 2008003623 | 379 | 369
55 | 2008003623 | 372.3333 | 362.3333
56 | 2008003623 | 365.6667 | 355.6667
57 | 2008003623 | 359 | 349
58 | 2008003623 | 353.6667 | 343.6667
59 | 2008003623 | 348.3333 | 338.3333
60 | 2008003623 | 343 | 333
61 | 2008003623 | 338.3333 | 328.3333
62 | 2008003623 | 333.6667 | 323.6667
63 | 2008003623 | 329 | 319
64 | 2008003623 | 326 | 316
65 | 2008003623 | 323 | 313
66 | 2008003623 | 320 | 310
67 | 2008003623 | 318.3333 | 308.3333
68 | 2008003623 | 316.6667 | 306.6667
69 | 2008003623 | 315 | 305
70 | 2008003623 | 315.3333 | 305.3333
71 | 2008003623 | 315.6667 | 305.6667
72 | 2008003623 | 316 | 306
73 | 2008003623 | 316.3333 | 306.3333
74 | 2008003623 | 316.6667 | 306.6667
75 | 2008003623 | 317 | 307
76 | 2008003623 | 316.3333 | 306.3333
77 | 2008003623 | 315.6667 | 305.6667
78 | 2008003623 | 315 | 305
79 | 2008003623 | 314.6667 | 304.6667
80 | 2008003623 | 314.3333 | 304.3333
81 | 2008003623 | 314 | 304
82 | 2008003623 | 316.3333 | 306.3333
83 | 2008003623 | 318.6667 | 308.6667
84 | 2008003623 | 321 | 311
85 | 2008003623 | 323.3333 | 313.3333
86 | 2008003623 | 325.6667 | 315.6667
87 | 2008003623 | 328 | 318
88 | 2008003623 | 328.3333 | 318.3333
89 | 2008003623 | 328.6667 | 318.6667
90 | 2008003623 | 329 | 339
91 | 2008003623 | 329 | 339
92 | 2008003623 | 329 | 339
93 | 2008003623 | 329 | 339
94 | 2008003623 | 328.6667 | 338.6667
95 | 2008003623 | 328.3333 | 338.3333
96 | 2008003623 | 328 | 338
97 | 2008003623 | 327.6667 | 337.6667
98 | 2008003623 | 327.3333 | 337.3333
99 | 2008003623 | 327 | 337
100 | 2008003623 | 328.6667 | 338.6667
101 | 2008003623 | 330.3333 | 340.3333
102 | 2008003623 | 332 | 342
103 | 2008003623 | 334.3333 | 344.3333
104 | 2008003623 | 336.6667 | 346.6667
105 | 2008003623 | 339 | 349
106 | 2008003623 | 339.3333 | 349.3333
107 | 2008003623 | 339.6667 | 349.6667
108 | 2008003623 | 340 | 350
109 | 2008003623 | 342.3333 | 352.3333
110 | 2008003623 | 344.6667 | 354.6667
111 | 2008003623 | 347 | 357
112 | 2008003623 | 349.6667 | 359.6667
113 | 2008003623 | 352.3333 | 362.3333
114 | 2008003623 | 355 | 365
115 | 2008003623 | 360.3333 | 370.3333
116 | 2008003623 | 365.6667 | 375.6667
117 | 2008003623 | 371 | 381
118 | 2008003623 | 373.6667 | 383.6667
119 | 2008003623 | 376.3333 | 386.3333
120 | 2008003623 | 379 | 389
121 | 2008003623 | 383.3333 | 393.3333
122 | 2008003623 | 387.6667 | 377.6667
123 | 2008003623 | 392 | 382
124 | 2008003623 | 395.3333 | 385.3333
125 | 2008003623 | 398.6667 | 388.6667
126 | 2008003623 | 402 | 392
127 | 2008003623 | 404.3333 | 394.3333
128 | 2008003623 | 406.6667 | 396.6667
129 | 2008003623 | 409 | 399
130 | 2008003623 | 409 | 399
131 | 2008003623 | 409 | 399
132 | 2008003623 | 409 | 399
133 | 2008003623 | 408.3333 | 398.3333
134 | 2008003623 | 407.6667 | 397.6667
135 | 2008003623 | 407 | 397
136 | 2008003623 | 407 | 397
137 | 2008003623 | 407 | 397
138 | 2008003623 | 407 | 397
139 | 2008003623 | 407 | 397
140 | 2008003623 | 407 | 397
141 | 2008003623 | 407 | 397
142 | 2008003623 | 406 | 396
143 | 2008003623 | 405 | 395
0 | 2005001922 | 343 | 333
1 | 2005001922 | 344 | 334
2 | 2005001922 | 345 | 335
3 | 2005001922 | 346 | 336
4 | 2005001922 | 348 | 338
5 | 2005001922 | 350 | 340
6 | 2005001922 | 352 | 342
7 | 2005001922 | 353 | 343
8 | 2005001922 | 354 | 344
9 | 2005001922 | 355 | 345
10 | 2005001922 | 356.6667 | 346.6667
11 | 2005001922 | 358.3333 | 348.3333
12 | 2005001922 | 360 | 350
13 | 2005001922 | 363.6667 | 353.6667
14 | 2005001922 | 367.3333 | 357.3333
15 | 2005001922 | 371 | 361
16 | 2005001922 | 373.3333 | 363.3333
17 | 2005001922 | 375.6667 | 365.6667
18 | 2005001922 | 378 | 368
19 | 2005001922 | 378.6667 | 368.6667
20 | 2005001922 | 379.3333 | 369.3333
21 | 2005001922 | 380 | 370
22 | 2005001922 | 381.3333 | 371.3333
23 | 2005001922 | 382.6667 | 372.6667
24 | 2005001922 | 384 | 374
25 | 2005001922 | 385.3333 | 375.3333
26 | 2005001922 | 386.6667 | 376.6667
27 | 2005001922 | 388 | 378
28 | 2005001922 | 387 | 377
29 | 2005001922 | 386 | 376
30 | 2005001922 | 385 | 375
31 | 2005001922 | 383 | 373
32 | 2005001922 | 381 | 371
33 | 2005001922 | 379 | 369
34 | 2005001922 | 378.3333 | 368.3333
35 | 2005001922 | 377.6667 | 367.6667
36 | 2005001922 | 377 | 367
37 | 2005001922 | 377.3333 | 367.3333
38 | 2005001922 | 377.6667 | 367.6667
39 | 2005001922 | 378 | 368
40 | 2005001922 | 379.6667 | 369.6667
41 | 2005001922 | 381.3333 | 371.3333
42 | 2005001922 | 383 | 373
43 | 2005001922 | 385.3333 | 375.3333
44 | 2005001922 | 387.6667 | 377.6667
45 | 2005001922 | 390 | 380
46 | 2005001922 | 391.3333 | 381.3333
47 | 2005001922 | 392.6667 | 382.6667
48 | 2005001922 | 394 | 384
49 | 2005001922 | 393.3333 | 383.3333
50 | 2005001922 | 392.6667 | 382.6667
51 | 2005001922 | 392 | 382
52 | 2005001922 | 387.6667 | 377.6667
53 | 2005001922 | 383.3333 | 373.3333
54 | 2005001922 | 379 | 369
55 | 2005001922 | 372.3333 | 362.3333
56 | 2005001922 | 365.6667 | 355.6667
57 | 2005001922 | 359 | 349
58 | 2005001922 | 353.6667 | 343.6667
59 | 2005001922 | 348.3333 | 338.3333
60 | 2005001922 | 343 | 333
61 | 2005001922 | 338.3333 | 328.3333
62 | 2005001922 | 333.6667 | 323.6667
63 | 2005001922 | 329 | 319
64 | 2005001922 | 326 | 316
65 | 2005001922 | 323 | 313
66 | 2005001922 | 320 | 310
67 | 2005001922 | 318.3333 | 308.3333
68 | 2005001922 | 316.6667 | 306.6667
69 | 2005001922 | 315 | 305
70 | 2005001922 | 315.3333 | 305.3333
71 | 2005001922 | 315.6667 | 305.6667
72 | 2005001922 | 316 | 306
73 | 2005001922 | 316.3333 | 306.3333
74 | 2005001922 | 316.6667 | 306.6667
75 | 2005001922 | 317 | 307
76 | 2005001922 | 316.3333 | 306.3333
77 | 2005001922 | 315.6667 | 305.6667
78 | 2005001922 | 315 | 305
79 | 2005001922 | 314.6667 | 304.6667
80 | 2005001922 | 314.3333 | 304.3333
81 | 2005001922 | 314 | 304
82 | 2005001922 | 316.3333 | 306.3333
83 | 2005001922 | 318.6667 | 308.6667
84 | 2005001922 | 321 | 311
85 | 2005001922 | 323.3333 | 313.3333
86 | 2005001922 | 325.6667 | 315.6667
87 | 2005001922 | 328 | 318
88 | 2005001922 | 328.3333 | 318.3333
89 | 2005001922 | 328.6667 | 318.6667
90 | 2005001922 | 329 | 339
91 | 2005001922 | 329 | 339
92 | 2005001922 | 329 | 339
93 | 2005001922 | 329 | 339
94 | 2005001922 | 328.6667 | 338.6667
95 | 2005001922 | 328.3333 | 338.3333
96 | 2005001922 | 328 | 338
97 | 2005001922 | 327.6667 | 337.6667
98 | 2005001922 | 327.3333 | 337.3333
99 | 2005001922 | 327 | 337
100 | 2005001922 | 328.6667 | 338.6667
101 | 2005001922 | 330.3333 | 340.3333
102 | 2005001922 | 332 | 342
103 | 2005001922 | 334.3333 | 344.3333
104 | 2005001922 | 336.6667 | 346.6667
105 | 2005001922 | 339 | 349
106 | 2005001922 | 339.3333 | 349.3333
107 | 2005001922 | 339.6667 | 349.6667
108 | 2005001922 | 340 | 350
109 | 2005001922 | 342.3333 | 352.3333
110 | 2005001922 | 344.6667 | 354.6667
111 | 2005001922 | 347 | 357
112 | 2005001922 | 349.6667 | 359.6667
113 | 2005001922 | 352.3333 | 362.3333
114 | 2005001922 | 355 | 365
115 | 2005001922 | 360.3333 | 370.3333
116 | 2005001922 | 365.6667 | 375.6667
117 | 2005001922 | 371 | 381
118 | 2005001922 | 373.6667 | 383.6667
119 | 2005001922 | 376.3333 | 386.3333
120 | 2005001922 | 379 | 389
121 | 2005001922 | 383.3333 | 393.3333
122 | 2005001922 | 387.6667 | 377.6667
123 | 2005001922 | 392 | 382
124 | 2005001922 | 395.3333 | 385.3333
125 | 2005001922 | 398.6667 | 388.6667
126 | 2005001922 | 402 | 392
127 | 2005001922 | 404.3333 | 394.3333
128 | 2005001922 | 406.6667 | 396.6667
129 | 2005001922 | 409 | 399
130 | 2005001922 | 409 | 399
131 | 2005001922 | 409 | 399
132 | 2005001922 | 409 | 399
133 | 2005001922 | 408.3333 | 398.3333
134 | 2005001922 | 407.6667 | 397.6667
135 | 2005001922 | 407 | 397
136 | 2005001922 | 407 | 397
137 | 2005001922 | 407 | 397
138 | 2005001922 | 407 | 397
139 | 2005001922 | 407 | 397
140 | 2005001922 | 407 | 397
141 | 2005001922 | 407 | 397
142 | 2005001922 | 406 | 396
143 | 2005001922 | 405 | 395
0 | 2005006362 | 343 | 333
1 | 2005006362 | 344 | 334
2 | 2005006362 | 345 | 335
3 | 2005006362 | 346 | 336
4 | 2005006362 | 348 | 338
5 | 2005006362 | 350 | 340
6 | 2005006362 | 352 | 342
7 | 2005006362 | 353 | 343
8 | 2005006362 | 354 | 344
9 | 2005006362 | 355 | 345
10 | 2005006362 | 356.6667 | 346.6667
11 | 2005006362 | 358.3333 | 348.3333
12 | 2005006362 | 360 | 350
13 | 2005006362 | 363.6667 | 353.6667
14 | 2005006362 | 367.3333 | 357.3333
15 | 2005006362 | 371 | 361
16 | 2005006362 | 373.3333 | 363.3333
17 | 2005006362 | 375.6667 | 365.6667
18 | 2005006362 | 378 | 368
19 | 2005006362 | 378.6667 | 368.6667
20 | 2005006362 | 379.3333 | 369.3333
21 | 2005006362 | 380 | 370
22 | 2005006362 | 381.3333 | 371.3333
23 | 2005006362 | 382.6667 | 372.6667
24 | 2005006362 | 384 | 374
25 | 2005006362 | 385.3333 | 375.3333
26 | 2005006362 | 386.6667 | 376.6667
27 | 2005006362 | 388 | 378
28 | 2005006362 | 387 | 377
29 | 2005006362 | 386 | 376
30 | 2005006362 | 385 | 375
31 | 2005006362 | 383 | 373
32 | 2005006362 | 381 | 371
33 | 2005006362 | 379 | 369
34 | 2005006362 | 378.3333 | 368.3333
35 | 2005006362 | 377.6667 | 367.6667
36 | 2005006362 | 377 | 367
37 | 2005006362 | 377.3333 | 367.3333
38 | 2005006362 | 377.6667 | 367.6667
39 | 2005006362 | 378 | 368
40 | 2005006362 | 379.6667 | 369.6667
41 | 2005006362 | 381.3333 | 371.3333
42 | 2005006362 | 383 | 373
43 | 2005006362 | 385.3333 | 375.3333
44 | 2005006362 | 387.6667 | 377.6667
45 | 2005006362 | 390 | 380
46 | 2005006362 | 391.3333 | 381.3333
47 | 2005006362 | 392.6667 | 382.6667
48 | 2005006362 | 394 | 384
49 | 2005006362 | 393.3333 | 383.3333
50 | 2005006362 | 392.6667 | 382.6667
51 | 2005006362 | 392 | 382
52 | 2005006362 | 387.6667 | 377.6667
53 | 2005006362 | 383.3333 | 373.3333
54 | 2005006362 | 379 | 369
55 | 2005006362 | 372.3333 | 362.3333
56 | 2005006362 | 365.6667 | 355.6667
57 | 2005006362 | 359 | 349
58 | 2005006362 | 353.6667 | 343.6667
59 | 2005006362 | 348.3333 | 338.3333
60 | 2005006362 | 343 | 333
61 | 2005006362 | 338.3333 | 328.3333
62 | 2005006362 | 333.6667 | 323.6667
63 | 2005006362 | 329 | 319
64 | 2005006362 | 326 | 316
65 | 2005006362 | 323 | 313
66 | 2005006362 | 320 | 310
67 | 2005006362 | 318.3333 | 308.3333
68 | 2005006362 | 316.6667 | 306.6667
69 | 2005006362 | 315 | 305
70 | 2005006362 | 315.3333 | 305.3333
71 | 2005006362 | 315.6667 | 305.6667
72 | 2005006362 | 316 | 306
73 | 2005006362 | 316.3333 | 306.3333
74 | 2005006362 | 316.6667 | 306.6667
75 | 2005006362 | 317 | 307
76 | 2005006362 | 316.3333 | 306.3333
77 | 2005006362 | 315.6667 | 305.6667
78 | 2005006362 | 315 | 305
79 | 2005006362 | 314.6667 | 304.6667
80 | 2005006362 | 314.3333 | 304.3333
81 | 2005006362 | 314 | 304
82 | 2005006362 | 316.3333 | 306.3333
83 | 2005006362 | 318.6667 | 308.6667
84 | 2005006362 | 321 | 311
85 | 2005006362 | 323.3333 | 313.3333
86 | 2005006362 | 325.6667 | 315.6667
87 | 2005006362 | 328 | 318
88 | 2005006362 | 328.3333 | 318.3333
89 | 2005006362 | 328.6667 | 318.6667
90 | 2005006362 | 329 | 339
91 | 2005006362 | 329 | 339
92 | 2005006362 | 329 | 339
93 | 2005006362 | 329 | 339
94 | 2005006362 | 328.6667 | 338.6667
95 | 2005006362 | 328.3333 | 338.3333
96 | 2005006362 | 328 | 338
97 | 2005006362 | 327.6667 | 337.6667
98 | 2005006362 | 327.3333 | 337.3333
99 | 2005006362 | 327 | 337
100 | 2005006362 | 328.6667 | 338.6667
101 | 2005006362 | 330.3333 | 340.3333
102 | 2005006362 | 332 | 342
103 | 2005006362 | 334.3333 | 344.3333
104 | 2005006362 | 336.6667 | 346.6667
105 | 2005006362 | 339 | 349
106 | 2005006362 | 339.3333 | 349.3333
107 | 2005006362 | 339.6667 | 349.6667
108 | 2005006362 | 340 | 350
109 | 2005006362 | 342.3333 | 352.3333
110 | 2005006362 | 344.6667 | 354.6667
111 | 2005006362 | 347 | 357
112 | 2005006362 | 349.6667 | 359.6667
113 | 2005006362 | 352.3333 | 362.3333
114 | 2005006362 | 355 | 365
115 | 2005006362 | 360.3333 | 370.3333
116 | 2005006362 | 365.6667 | 375.6667
117 | 2005006362 | 371 | 381
118 | 2005006362 | 373.6667 | 383.6667
119 | 2005006362 | 376.3333 | 386.3333
120 | 2005006362 | 379 | 389
121 | 2005006362 | 383.3333 | 393.3333
122 | 2005006362 | 387.6667 | 377.6667
123 | 2005006362 | 392 | 382
124 | 2005006362 | 395.3333 | 385.3333
125 | 2005006362 | 398.6667 | 388.6667
126 | 2005006362 | 402 | 392
127 | 2005006362 | 404.3333 | 394.3333
128 | 2005006362 | 406.6667 | 396.6667
129 | 2005006362 | 409 | 399
130 | 2005006362 | 409 | 399
131 | 2005006362 | 409 | 399
132 | 2005006362 | 409 | 399
133 | 2005006362 | 408.3333 | 398.3333
134 | 2005006362 | 407.6667 | 397.6667
135 | 2005006362 | 407 | 397
136 | 2005006362 | 407 | 397
137 | 2005006362 | 407 | 397
138 | 2005006362 | 407 | 397
139 | 2005006362 | 407 | 397
140 | 2005006362 | 407 | 397
141 | 2005006362 | 407 | 397
142 | 2005006362 | 406 | 396
143 | 2005006362 | 405 | 395
0 | 2009006505 | 343 | 333
1 | 2009006505 | 344 | 334
2 | 2009006505 | 345 | 335
3 | 2009006505 | 346 | 336
4 | 2009006505 | 348 | 338
5 | 2009006505 | 350 | 340
6 | 2009006505 | 352 | 342
7 | 2009006505 | 353 | 343
8 | 2009006505 | 354 | 344
9 | 2009006505 | 355 | 345
10 | 2009006505 | 356.6667 | 346.6667
11 | 2009006505 | 358.3333 | 348.3333
12 | 2009006505 | 360 | 350
13 | 2009006505 | 363.6667 | 353.6667
14 | 2009006505 | 367.3333 | 357.3333
15 | 2009006505 | 371 | 361
16 | 2009006505 | 373.3333 | 363.3333
17 | 2009006505 | 375.6667 | 365.6667
18 | 2009006505 | 378 | 368
19 | 2009006505 | 378.6667 | 368.6667
20 | 2009006505 | 379.3333 | 369.3333
21 | 2009006505 | 380 | 370
22 | 2009006505 | 381.3333 | 371.3333
23 | 2009006505 | 382.6667 | 372.6667
24 | 2009006505 | 384 | 374
25 | 2009006505 | 385.3333 | 375.3333
26 | 2009006505 | 386.6667 | 376.6667
27 | 2009006505 | 388 | 378
28 | 2009006505 | 387 | 377
29 | 2009006505 | 386 | 376
30 | 2009006505 | 385 | 375
31 | 2009006505 | 383 | 373
32 | 2009006505 | 381 | 371
33 | 2009006505 | 379 | 369
34 | 2009006505 | 378.3333 | 368.3333
35 | 2009006505 | 377.6667 | 367.6667
36 | 2009006505 | 377 | 367
37 | 2009006505 | 377.3333 | 367.3333
38 | 2009006505 | 377.6667 | 367.6667
39 | 2009006505 | 378 | 368
40 | 2009006505 | 379.6667 | 369.6667
41 | 2009006505 | 381.3333 | 371.3333
42 | 2009006505 | 383 | 373
43 | 2009006505 | 385.3333 | 375.3333
44 | 2009006505 | 387.6667 | 377.6667
45 | 2009006505 | 390 | 380
46 | 2009006505 | 391.3333 | 381.3333
47 | 2009006505 | 392.6667 | 382.6667
48 | 2009006505 | 394 | 384
49 | 2009006505 | 393.3333 | 383.3333
50 | 2009006505 | 392.6667 | 382.6667
51 | 2009006505 | 392 | 382
52 | 2009006505 | 387.6667 | 377.6667
53 | 2009006505 | 383.3333 | 373.3333
54 | 2009006505 | 379 | 369
55 | 2009006505 | 372.3333 | 362.3333
56 | 2009006505 | 365.6667 | 355.6667
57 | 2009006505 | 359 | 349
58 | 2009006505 | 353.6667 | 343.6667
59 | 2009006505 | 348.3333 | 338.3333
60 | 2009006505 | 343 | 333
61 | 2009006505 | 338.3333 | 328.3333
62 | 2009006505 | 333.6667 | 323.6667
63 | 2009006505 | 329 | 319
64 | 2009006505 | 326 | 316
65 | 2009006505 | 323 | 313
66 | 2009006505 | 320 | 310
67 | 2009006505 | 318.3333 | 308.3333
68 | 2009006505 | 316.6667 | 306.6667
69 | 2009006505 | 315 | 305
70 | 2009006505 | 315.3333 | 305.3333
71 | 2009006505 | 315.6667 | 305.6667
72 | 2009006505 | 316 | 306
73 | 2009006505 | 316.3333 | 306.3333
74 | 2009006505 | 316.6667 | 306.6667
75 | 2009006505 | 317 | 307
76 | 2009006505 | 316.3333 | 306.3333
77 | 2009006505 | 315.6667 | 305.6667
78 | 2009006505 | 315 | 305
79 | 2009006505 | 314.6667 | 304.6667
80 | 2009006505 | 314.3333 | 304.3333
81 | 2009006505 | 314 | 304
82 | 2009006505 | 316.3333 | 306.3333
83 | 2009006505 | 318.6667 | 308.6667
84 | 2009006505 | 321 | 311
85 | 2009006505 | 323.3333 | 313.3333
86 | 2009006505 | 325.6667 | 315.6667
87 | 2009006505 | 328 | 318
88 | 2009006505 | 328.3333 | 318.3333
89 | 2009006505 | 328.6667 | 318.6667
90 | 2009006505 | 329 | 339
91 | 2009006505 | 329 | 339
92 | 2009006505 | 329 | 339
93 | 2009006505 | 329 | 339
94 | 2009006505 | 328.6667 | 338.6667
95 | 2009006505 | 328.3333 | 338.3333
96 | 2009006505 | 328 | 338
97 | 2009006505 | 327.6667 | 337.6667
98 | 2009006505 | 327.3333 | 337.3333
99 | 2009006505 | 327 | 337
100 | 2009006505 | 328.6667 | 338.6667
101 | 2009006505 | 330.3333 | 340.3333
102 | 2009006505 | 332 | 342
103 | 2009006505 | 334.3333 | 344.3333
104 | 2009006505 | 336.6667 | 346.6667
105 | 2009006505 | 339 | 349
106 | 2009006505 | 339.3333 | 349.3333
107 | 2009006505 | 339.6667 | 349.6667
108 | 2009006505 | 340 | 350
109 | 2009006505 | 342.3333 | 352.3333
110 | 2009006505 | 344.6667 | 354.6667
111 | 2009006505 | 347 | 357
112 | 2009006505 | 349.6667 | 359.6667
113 | 2009006505 | 352.3333 | 362.3333
114 | 2009006505 | 355 | 365
115 | 2009006505 | 360.3333 | 370.3333
116 | 2009006505 | 365.6667 | 375.6667
117 | 2009006505 | 371 | 381
118 | 2009006505 | 373.6667 | 383.6667
119 | 2009006505 | 376.3333 | 386.3333
120 | 2009006505 | 379 | 389
121 | 2009006505 | 383.3333 | 393.3333
122 | 2009006505 | 387.6667 | 377.6667
123 | 2009006505 | 392 | 382
124 | 2009006505 | 395.3333 | 385.3333
125 | 2009006505 | 398.6667 | 388.6667
126 | 2009006505 | 402 | 392
127 | 2009006505 | 404.3333 | 394.3333
128 | 2009006505 | 406.6667 | 396.6667
129 | 2009006505 | 409 | 399
130 | 2009006505 | 409 | 399
131 | 2009006505 | 409 | 399
132 | 2009006505 | 409 | 399
133 | 2009006505 | 408.3333 | 398.3333
134 | 2009006505 | 407.6667 | 397.6667
135 | 2009006505 | 407 | 397
136 | 2009006505 | 407 | 397
137 | 2009006505 | 407 | 397
138 | 2009006505 | 407 | 397
139 | 2009006505 | 407 | 397
140 | 2009006505 | 407 | 397
141 | 2009006505 | 407 | 397
142 | 2009006505 | 406 | 396
143 | 2009006505 | 405 | 395
0 | 2005011073 | 343 | 333
1 | 2005011073 | 344 | 334
2 | 2005011073 | 345 | 335
3 | 2005011073 | 346 | 336
4 | 2005011073 | 348 | 338
5 | 2005011073 | 350 | 340
6 | 2005011073 | 352 | 342
7 | 2005011073 | 353 | 343
8 | 2005011073 | 354 | 344
9 | 2005011073 | 355 | 345
10 | 2005011073 | 356.6667 | 346.6667
11 | 2005011073 | 358.3333 | 348.3333
12 | 2005011073 | 360 | 350
13 | 2005011073 | 363.6667 | 353.6667
14 | 2005011073 | 367.3333 | 357.3333
15 | 2005011073 | 371 | 361
16 | 2005011073 | 373.3333 | 363.3333
17 | 2005011073 | 375.6667 | 365.6667
18 | 2005011073 | 378 | 368
19 | 2005011073 | 378.6667 | 368.6667
20 | 2005011073 | 379.3333 | 369.3333
21 | 2005011073 | 380 | 370
22 | 2005011073 | 381.3333 | 371.3333
23 | 2005011073 | 382.6667 | 372.6667
24 | 2005011073 | 384 | 374
25 | 2005011073 | 385.3333 | 375.3333
26 | 2005011073 | 386.6667 | 376.6667
27 | 2005011073 | 388 | 378
28 | 2005011073 | 387 | 377
29 | 2005011073 | 386 | 376
30 | 2005011073 | 385 | 375
31 | 2005011073 | 383 | 373
32 | 2005011073 | 381 | 371
33 | 2005011073 | 379 | 369
34 | 2005011073 | 378.3333 | 368.3333
35 | 2005011073 | 377.6667 | 367.6667
36 | 2005011073 | 377 | 367
37 | 2005011073 | 377.3333 | 367.3333
38 | 2005011073 | 377.6667 | 367.6667
39 | 2005011073 | 378 | 368
40 | 2005011073 | 379.6667 | 369.6667
41 | 2005011073 | 381.3333 | 371.3333
42 | 2005011073 | 383 | 373
43 | 2005011073 | 385.3333 | 375.3333
44 | 2005011073 | 387.6667 | 377.6667
45 | 2005011073 | 390 | 380
46 | 2005011073 | 391.3333 | 381.3333
47 | 2005011073 | 392.6667 | 382.6667
48 | 2005011073 | 394 | 384
49 | 2005011073 | 393.3333 | 383.3333
50 | 2005011073 | 392.6667 | 382.6667
51 | 2005011073 | 392 | 382
52 | 2005011073 | 387.6667 | 377.6667
53 | 2005011073 | 383.3333 | 373.3333
54 | 2005011073 | 379 | 369
55 | 2005011073 | 372.3333 | 362.3333
56 | 2005011073 | 365.6667 | 355.6667
57 | 2005011073 | 359 | 349
58 | 2005011073 | 353.6667 | 343.6667
59 | 2005011073 | 348.3333 | 338.3333
60 | 2005011073 | 343 | 333
61 | 2005011073 | 338.3333 | 328.3333
62 | 2005011073 | 333.6667 | 323.6667
63 | 2005011073 | 329 | 319
64 | 2005011073 | 326 | 316
65 | 2005011073 | 323 | 313
66 | 2005011073 | 320 | 310
67 | 2005011073 | 318.3333 | 308.3333
68 | 2005011073 | 316.6667 | 306.6667
69 | 2005011073 | 315 | 305
70 | 2005011073 | 315.3333 | 305.3333
71 | 2005011073 | 315.6667 | 305.6667
72 | 2005011073 | 316 | 306
73 | 2005011073 | 316.3333 | 306.3333
74 | 2005011073 | 316.6667 | 306.6667
75 | 2005011073 | 317 | 307
76 | 2005011073 | 316.3333 | 306.3333
77 | 2005011073 | 315.6667 | 305.6667
78 | 2005011073 | 315 | 305
79 | 2005011073 | 314.6667 | 304.6667
80 | 2005011073 | 314.3333 | 304.3333
81 | 2005011073 | 314 | 304
82 | 2005011073 | 316.3333 | 306.3333
83 | 2005011073 | 318.6667 | 308.6667
84 | 2005011073 | 321 | 311
85 | 2005011073 | 323.3333 | 313.3333
86 | 2005011073 | 325.6667 | 315.6667
87 | 2005011073 | 328 | 318
88 | 2005011073 | 328.3333 | 318.3333
89 | 2005011073 | 328.6667 | 318.6667
90 | 2005011073 | 329 | 339
91 | 2005011073 | 329 | 339
92 | 2005011073 | 329 | 339
93 | 2005011073 | 329 | 339
94 | 2005011073 | 328.6667 | 338.6667
95 | 2005011073 | 328.3333 | 338.3333
96 | 2005011073 | 328 | 338
97 | 2005011073 | 327.6667 | 337.6667
98 | 2005011073 | 327.3333 | 337.3333
99 | 2005011073 | 327 | 337
100 | 2005011073 | 328.6667 | 338.6667
101 | 2005011073 | 330.3333 | 340.3333
102 | 2005011073 | 332 | 342
103 | 2005011073 | 334.3333 | 344.3333
104 | 2005011073 | 336.6667 | 346.6667
105 | 2005011073 | 339 | 349
106 | 2005011073 | 339.3333 | 349.3333
107 | 2005011073 | 339.6667 | 349.6667
108 | 2005011073 | 340 | 350
109 | 2005011073 | 342.3333 | 352.3333
110 | 2005011073 | 344.6667 | 354.6667
111 | 2005011073 | 347 | 357
112 | 2005011073 | 349.6667 | 359.6667
113 | 2005011073 | 352.3333 | 362.3333
114 | 2005011073 | 355 | 365
115 | 2005011073 | 360.3333 | 370.3333
116 | 2005011073 | 365.6667 | 375.6667
117 | 2005011073 | 371 | 381
118 | 2005011073 | 373.6667 | 383.6667
119 | 2005011073 | 376.3333 | 386.3333
120 | 2005011073 | 379 | 389
121 | 2005011073 | 383.3333 | 393.3333
122 | 2005011073 | 387.6667 | 377.6667
123 | 2005011073 | 392 | 382
124 | 2005011073 | 395.3333 | 385.3333
125 | 2005011073 | 398.6667 | 388.6667
126 | 2005011073 | 402 | 392
127 | 2005011073 | 404.3333 | 394.3333
128 | 2005011073 | 406.6667 | 396.6667
129 | 2005011073 | 409 | 399
130 | 2005011073 | 409 | 399
131 | 2005011073 | 409 | 399
132 | 2005011073 | 409 | 399
133 | 2005011073 | 408.3333 | 398.3333
134 | 2005011073 | 407.6667 | 397.6667
135 | 2005011073 | 407 | 397
136 | 2005011073 | 407 | 397
137 | 2005011073 | 407 | 397
138 | 2005011073 | 407 | 397
139 | 2005011073 | 407 | 397
140 | 2005011073 | 407 | 397
141 | 2005011073 | 407 | 397
142 | 2005011073 | 406 | 396
143 | 2005011073 | 405 | 395
0 | 2003005673 | 343 | 333
1 | 2003005673 | 344 | 334
2 | 2003005673 | 345 | 335
3 | 2003005673 | 346 | 336
4 | 2003005673 | 348 | 338
5 | 2003005673 | 350 | 340
6 | 2003005673 | 352 | 342
7 | 2003005673 | 353 | 343
8 | 2003005673 | 354 | 344
9 | 2003005673 | 355 | 345
10 | 2003005673 | 356.6667 | 346.6667
11 | 2003005673 | 358.3333 | 348.3333
12 | 2003005673 | 360 | 350
13 | 2003005673 | 363.6667 | 353.6667
14 | 2003005673 | 367.3333 | 357.3333
15 | 2003005673 | 371 | 361
16 | 2003005673 | 373.3333 | 363.3333
17 | 2003005673 | 375.6667 | 365.6667
18 | 2003005673 | 378 | 368
19 | 2003005673 | 378.6667 | 368.6667
20 | 2003005673 | 379.3333 | 369.3333
21 | 2003005673 | 380 | 370
22 | 2003005673 | 381.3333 | 371.3333
23 | 2003005673 | 382.6667 | 372.6667
24 | 2003005673 | 384 | 374
25 | 2003005673 | 385.3333 | 375.3333
26 | 2003005673 | 386.6667 | 376.6667
27 | 2003005673 | 388 | 378
28 | 2003005673 | 387 | 377
29 | 2003005673 | 386 | 376
30 | 2003005673 | 385 | 375
31 | 2003005673 | 383 | 373
32 | 2003005673 | 381 | 371
33 | 2003005673 | 379 | 369
34 | 2003005673 | 378.3333 | 368.3333
35 | 2003005673 | 377.6667 | 367.6667
36 | 2003005673 | 377 | 367
37 | 2003005673 | 377.3333 | 367.3333
38 | 2003005673 | 377.6667 | 367.6667
39 | 2003005673 | 378 | 368
40 | 2003005673 | 379.6667 | 369.6667
41 | 2003005673 | 381.3333 | 371.3333
42 | 2003005673 | 383 | 373
43 | 2003005673 | 385.3333 | 375.3333
44 | 2003005673 | 387.6667 | 377.6667
45 | 2003005673 | 390 | 380
46 | 2003005673 | 391.3333 | 381.3333
47 | 2003005673 | 392.6667 | 382.6667
48 | 2003005673 | 394 | 384
49 | 2003005673 | 393.3333 | 383.3333
50 | 2003005673 | 392.6667 | 382.6667
51 | 2003005673 | 392 | 382
52 | 2003005673 | 387.6667 | 377.6667
53 | 2003005673 | 383.3333 | 373.3333
54 | 2003005673 | 379 | 369
55 | 2003005673 | 372.3333 | 362.3333
56 | 2003005673 | 365.6667 | 355.6667
57 | 2003005673 | 359 | 349
58 | 2003005673 | 353.6667 | 343.6667
59 | 2003005673 | 348.3333 | 338.3333
60 | 2003005673 | 343 | 333
61 | 2003005673 | 338.3333 | 328.3333
62 | 2003005673 | 333.6667 | 323.6667
63 | 2003005673 | 329 | 319
64 | 2003005673 | 326 | 316
65 | 2003005673 | 323 | 313
66 | 2003005673 | 320 | 310
67 | 2003005673 | 318.3333 | 308.3333
68 | 2003005673 | 316.6667 | 306.6667
69 | 2003005673 | 315 | 305
70 | 2003005673 | 315.3333 | 305.3333
71 | 2003005673 | 315.6667 | 305.6667
72 | 2003005673 | 316 | 306
73 | 2003005673 | 316.3333 | 306.3333
74 | 2003005673 | 316.6667 | 306.6667
75 | 2003005673 | 317 | 307
76 | 2003005673 | 316.3333 | 306.3333
77 | 2003005673 | 315.6667 | 305.6667
78 | 2003005673 | 315 | 305
79 | 2003005673 | 314.6667 | 304.6667
80 | 2003005673 | 314.3333 | 304.3333
81 | 2003005673 | 314 | 304
82 | 2003005673 | 316.3333 | 306.3333
83 | 2003005673 | 318.6667 | 308.6667
84 | 2003005673 | 321 | 311
85 | 2003005673 | 323.3333 | 313.3333
86 | 2003005673 | 325.6667 | 315.6667
87 | 2003005673 | 328 | 318
88 | 2003005673 | 328.3333 | 318.3333
89 | 2003005673 | 328.6667 | 318.6667
90 | 2003005673 | 329 | 339
91 | 2003005673 | 329 | 339
92 | 2003005673 | 329 | 339
93 | 2003005673 | 329 | 339
94 | 2003005673 | 328.6667 | 338.6667
95 | 2003005673 | 328.3333 | 338.3333
96 | 2003005673 | 328 | 338
97 | 2003005673 | 327.6667 | 337.6667
98 | 2003005673 | 327.3333 | 337.3333
99 | 2003005673 | 327 | 337
100 | 2003005673 | 328.6667 | 338.6667
101 | 2003005673 | 330.3333 | 340.3333
102 | 2003005673 | 332 | 342
103 | 2003005673 | 334.3333 | 344.3333
104 | 2003005673 | 336.6667 | 346.6667
105 | 2003005673 | 339 | 349
106 | 2003005673 | 339.3333 | 349.3333
107 | 2003005673 | 339.6667 | 349.6667
108 | 2003005673 | 340 | 350
109 | 2003005673 | 342.3333 | 352.3333
110 | 2003005673 | 344.6667 | 354.6667
111 | 2003005673 | 347 | 357
112 | 2003005673 | 349.6667 | 359.6667
113 | 2003005673 | 352.3333 | 362.3333
114 | 2003005673 | 355 | 365
115 | 2003005673 | 360.3333 | 370.3333
116 | 2003005673 | 365.6667 | 375.6667
117 | 2003005673 | 371 | 381
118 | 2003005673 | 373.6667 | 383.6667
119 | 2003005673 | 376.3333 | 386.3333
120 | 2003005673 | 379 | 389
121 | 2003005673 | 383.3333 | 393.3333
122 | 2003005673 | 387.6667 | 377.6667
123 | 2003005673 | 392 | 382
124 | 2003005673 | 395.3333 | 385.3333
125 | 2003005673 | 398.6667 | 388.6667
126 | 2003005673 | 402 | 392
127 | 2003005673 | 404.3333 | 394.3333
128 | 2003005673 | 406.6667 | 396.6667
129 | 2003005673 | 409 | 399
130 | 2003005673 | 409 | 399
131 | 2003005673 | 409 | 399
132 | 2003005673 | 409 | 399
133 | 2003005673 | 408.3333 | 398.3333
134 | 2003005673 | 407.6667 | 397.6667
135 | 2003005673 | 407 | 397
136 | 2003005673 | 407 | 397
137 | 2003005673 | 407 | 397
138 | 2003005673 | 407 | 397
139 | 2003005673 | 407 | 397
140 | 2003005673 | 407 | 397
141 | 2003005673 | 407 | 397
142 | 2003005673 | 406 | 396
143 | 2003005673 | 405 | 395
0 | 2003006416 | 343 | 333
1 | 2003006416 | 344 | 334
2 | 2003006416 | 345 | 335
3 | 2003006416 | 346 | 336
4 | 2003006416 | 348 | 338
5 | 2003006416 | 350 | 340
6 | 2003006416 | 352 | 342
7 | 2003006416 | 353 | 343
8 | 2003006416 | 354 | 344
9 | 2003006416 | 355 | 345
10 | 2003006416 | 356.6667 | 346.6667
11 | 2003006416 | 358.3333 | 348.3333
12 | 2003006416 | 360 | 350
13 | 2003006416 | 363.6667 | 353.6667
14 | 2003006416 | 367.3333 | 357.3333
15 | 2003006416 | 371 | 361
16 | 2003006416 | 373.3333 | 363.3333
17 | 2003006416 | 375.6667 | 365.6667
18 | 2003006416 | 378 | 368
19 | 2003006416 | 378.6667 | 368.6667
20 | 2003006416 | 379.3333 | 369.3333
21 | 2003006416 | 380 | 370
22 | 2003006416 | 381.3333 | 371.3333
23 | 2003006416 | 382.6667 | 372.6667
24 | 2003006416 | 384 | 374
25 | 2003006416 | 385.3333 | 375.3333
26 | 2003006416 | 386.6667 | 376.6667
27 | 2003006416 | 388 | 378
28 | 2003006416 | 387 | 377
29 | 2003006416 | 386 | 376
30 | 2003006416 | 385 | 375
31 | 2003006416 | 383 | 373
32 | 2003006416 | 381 | 371
33 | 2003006416 | 379 | 369
34 | 2003006416 | 378.3333 | 368.3333
35 | 2003006416 | 377.6667 | 367.6667
36 | 2003006416 | 377 | 367
37 | 2003006416 | 377.3333 | 367.3333
38 | 2003006416 | 377.6667 | 367.6667
39 | 2003006416 | 378 | 368
40 | 2003006416 | 379.6667 | 369.6667
41 | 2003006416 | 381.3333 | 371.3333
42 | 2003006416 | 383 | 373
43 | 2003006416 | 385.3333 | 375.3333
44 | 2003006416 | 387.6667 | 377.6667
45 | 2003006416 | 390 | 380
46 | 2003006416 | 391.3333 | 381.3333
47 | 2003006416 | 392.6667 | 382.6667
48 | 2003006416 | 394 | 384
49 | 2003006416 | 393.3333 | 383.3333
50 | 2003006416 | 392.6667 | 382.6667
51 | 2003006416 | 392 | 382
52 | 2003006416 | 387.6667 | 377.6667
53 | 2003006416 | 383.3333 | 373.3333
54 | 2003006416 | 379 | 369
55 | 2003006416 | 372.3333 | 362.3333
56 | 2003006416 | 365.6667 | 355.6667
57 | 2003006416 | 359 | 349
58 | 2003006416 | 353.6667 | 343.6667
59 | 2003006416 | 348.3333 | 338.3333
60 | 2003006416 | 343 | 333
61 | 2003006416 | 338.3333 | 328.3333
62 | 2003006416 | 333.6667 | 323.6667
63 | 2003006416 | 329 | 319
64 | 2003006416 | 326 | 316
65 | 2003006416 | 323 | 313
66 | 2003006416 | 320 | 310
67 | 2003006416 | 318.3333 | 308.3333
68 | 2003006416 | 316.6667 | 306.6667
69 | 2003006416 | 315 | 305
70 | 2003006416 | 315.3333 | 305.3333
71 | 2003006416 | 315.6667 | 305.6667
72 | 2003006416 | 316 | 306
73 | 2003006416 | 316.3333 | 306.3333
74 | 2003006416 | 316.6667 | 306.6667
75 | 2003006416 | 317 | 307
76 | 2003006416 | 316.3333 | 306.3333
77 | 2003006416 | 315.6667 | 305.6667
78 | 2003006416 | 315 | 305
79 | 2003006416 | 314.6667 | 304.6667
80 | 2003006416 | 314.3333 | 304.3333
81 | 2003006416 | 314 | 304
82 | 2003006416 | 316.3333 | 306.3333
83 | 2003006416 | 318.6667 | 308.6667
84 | 2003006416 | 321 | 311
85 | 2003006416 | 323.3333 | 313.3333
86 | 2003006416 | 325.6667 | 315.6667
87 | 2003006416 | 328 | 318
88 | 2003006416 | 328.3333 | 318.3333
89 | 2003006416 | 328.6667 | 318.6667
90 | 2003006416 | 329 | 339
91 | 2003006416 | 329 | 339
92 | 2003006416 | 329 | 339
93 | 2003006416 | 329 | 339
94 | 2003006416 | 328.6667 | 338.6667
95 | 2003006416 | 328.3333 | 338.3333
96 | 2003006416 | 328 | 338
97 | 2003006416 | 327.6667 | 337.6667
98 | 2003006416 | 327.3333 | 337.3333
99 | 2003006416 | 327 | 337
100 | 2003006416 | 328.6667 | 338.6667
101 | 2003006416 | 330.3333 | 340.3333
102 | 2003006416 | 332 | 342
103 | 2003006416 | 334.3333 | 344.3333
104 | 2003006416 | 336.6667 | 346.6667
105 | 2003006416 | 339 | 349
106 | 2003006416 | 339.3333 | 349.3333
107 | 2003006416 | 339.6667 | 349.6667
108 | 2003006416 | 340 | 350
109 | 2003006416 | 342.3333 | 352.3333
110 | 2003006416 | 344.6667 | 354.6667
111 | 2003006416 | 347 | 357
112 | 2003006416 | 349.6667 | 359.6667
113 | 2003006416 | 352.3333 | 362.3333
114 | 2003006416 | 355 | 365
115 | 2003006416 | 360.3333 | 370.3333
116 | 2003006416 | 365.6667 | 375.6667
117 | 2003006416 | 371 | 381
118 | 2003006416 | 373.6667 | 383.6667
119 | 2003006416 | 376.3333 | 386.3333
120 | 2003006416 | 379 | 389
121 | 2003006416 | 383.3333 | 393.3333
122 | 2003006416 | 387.6667 | 377.6667
123 | 2003006416 | 392 | 382
124 | 2003006416 | 395.3333 | 385.3333
125 | 2003006416 | 398.6667 | 388.6667
126 | 2003006416 | 402 | 392
127 | 2003006416 | 404.3333 | 394.3333
128 | 2003006416 | 406.6667 | 396.6667
129 | 2003006416 | 409 | 399
130 | 2003006416 | 409 | 399
131 | 2003006416 | 409 | 399
132 | 2003006416 | 409 | 399
133 | 2003006416 | 408.3333 | 398.3333
134 | 2003006416 | 407.6667 | 397.6667
135 | 2003006416 | 407 | 397
136 | 2003006416 | 407 | 397
137 | 2003006416 | 407 | 397
138 | 2003006416 | 407 | 397
139 | 2003006416 | 407 | 397
140 | 2003006416 | 407 | 397
141 | 2003006416 | 407 | 397
142 | 2003006416 | 406 | 396
143 | 2003006416 | 405 | 395
0 | 2004005417 | 343 | 333
1 | 2004005417 | 344 | 334
2 | 2004005417 | 345 | 335
3 | 2004005417 | 346 | 336
4 | 2004005417 | 348 | 338
5 | 2004005417 | 350 | 340
6 | 2004005417 | 352 | 342
7 | 2004005417 | 353 | 343
8 | 2004005417 | 354 | 344
9 | 2004005417 | 355 | 345
10 | 2004005417 | 356.6667 | 346.6667
11 | 2004005417 | 358.3333 | 348.3333
12 | 2004005417 | 360 | 350
13 | 2004005417 | 363.6667 | 353.6667
14 | 2004005417 | 367.3333 | 357.3333
15 | 2004005417 | 371 | 361
16 | 2004005417 | 373.3333 | 363.3333
17 | 2004005417 | 375.6667 | 365.6667
18 | 2004005417 | 378 | 368
19 | 2004005417 | 378.6667 | 368.6667
20 | 2004005417 | 379.3333 | 369.3333
21 | 2004005417 | 380 | 370
22 | 2004005417 | 381.3333 | 371.3333
23 | 2004005417 | 382.6667 | 372.6667
24 | 2004005417 | 384 | 374
25 | 2004005417 | 385.3333 | 375.3333
26 | 2004005417 | 386.6667 | 376.6667
27 | 2004005417 | 388 | 378
28 | 2004005417 | 387 | 377
29 | 2004005417 | 386 | 376
30 | 2004005417 | 385 | 375
31 | 2004005417 | 383 | 373
32 | 2004005417 | 381 | 371
33 | 2004005417 | 379 | 369
34 | 2004005417 | 378.3333 | 368.3333
35 | 2004005417 | 377.6667 | 367.6667
36 | 2004005417 | 377 | 367
37 | 2004005417 | 377.3333 | 367.3333
38 | 2004005417 | 377.6667 | 367.6667
39 | 2004005417 | 378 | 368
40 | 2004005417 | 379.6667 | 369.6667
41 | 2004005417 | 381.3333 | 371.3333
42 | 2004005417 | 383 | 373
43 | 2004005417 | 385.3333 | 375.3333
44 | 2004005417 | 387.6667 | 377.6667
45 | 2004005417 | 390 | 380
46 | 2004005417 | 391.3333 | 381.3333
47 | 2004005417 | 392.6667 | 382.6667
48 | 2004005417 | 394 | 384
49 | 2004005417 | 393.3333 | 383.3333
50 | 2004005417 | 392.6667 | 382.6667
51 | 2004005417 | 392 | 382
52 | 2004005417 | 387.6667 | 377.6667
53 | 2004005417 | 383.3333 | 373.3333
54 | 2004005417 | 379 | 369
55 | 2004005417 | 372.3333 | 362.3333
56 | 2004005417 | 365.6667 | 355.6667
57 | 2004005417 | 359 | 349
58 | 2004005417 | 353.6667 | 343.6667
59 | 2004005417 | 348.3333 | 338.3333
60 | 2004005417 | 343 | 333
61 | 2004005417 | 338.3333 | 328.3333
62 | 2004005417 | 333.6667 | 323.6667
63 | 2004005417 | 329 | 319
64 | 2004005417 | 326 | 316
65 | 2004005417 | 323 | 313
66 | 2004005417 | 320 | 310
67 | 2004005417 | 318.3333 | 308.3333
68 | 2004005417 | 316.6667 | 306.6667
69 | 2004005417 | 315 | 305
70 | 2004005417 | 315.3333 | 305.3333
71 | 2004005417 | 315.6667 | 305.6667
72 | 2004005417 | 316 | 306
73 | 2004005417 | 316.3333 | 306.3333
74 | 2004005417 | 316.6667 | 306.6667
75 | 2004005417 | 317 | 307
76 | 2004005417 | 316.3333 | 306.3333
77 | 2004005417 | 315.6667 | 305.6667
78 | 2004005417 | 315 | 305
79 | 2004005417 | 314.6667 | 304.6667
80 | 2004005417 | 314.3333 | 304.3333
81 | 2004005417 | 314 | 304
82 | 2004005417 | 316.3333 | 306.3333
83 | 2004005417 | 318.6667 | 308.6667
84 | 2004005417 | 321 | 311
85 | 2004005417 | 323.3333 | 313.3333
86 | 2004005417 | 325.6667 | 315.6667
87 | 2004005417 | 328 | 318
88 | 2004005417 | 328.3333 | 318.3333
89 | 2004005417 | 328.6667 | 318.6667
90 | 2004005417 | 329 | 339
91 | 2004005417 | 329 | 339
92 | 2004005417 | 329 | 339
93 | 2004005417 | 329 | 339
94 | 2004005417 | 328.6667 | 338.6667
95 | 2004005417 | 328.3333 | 338.3333
96 | 2004005417 | 328 | 338
97 | 2004005417 | 327.6667 | 337.6667
98 | 2004005417 | 327.3333 | 337.3333
99 | 2004005417 | 327 | 337
100 | 2004005417 | 328.6667 | 338.6667
101 | 2004005417 | 330.3333 | 340.3333
102 | 2004005417 | 332 | 342
103 | 2004005417 | 334.3333 | 344.3333
104 | 2004005417 | 336.6667 | 346.6667
105 | 2004005417 | 339 | 349
106 | 2004005417 | 339.3333 | 349.3333
107 | 2004005417 | 339.6667 | 349.6667
108 | 2004005417 | 340 | 350
109 | 2004005417 | 342.3333 | 352.3333
110 | 2004005417 | 344.6667 | 354.6667
111 | 2004005417 | 347 | 357
112 | 2004005417 | 349.6667 | 359.6667
113 | 2004005417 | 352.3333 | 362.3333
114 | 2004005417 | 355 | 365
115 | 2004005417 | 360.3333 | 370.3333
116 | 2004005417 | 365.6667 | 375.6667
117 | 2004005417 | 371 | 381
118 | 2004005417 | 373.6667 | 383.6667
119 | 2004005417 | 376.3333 | 386.3333
120 | 2004005417 | 379 | 389
121 | 2004005417 | 383.3333 | 393.3333
122 | 2004005417 | 387.6667 | 377.6667
123 | 2004005417 | 392 | 382
124 | 2004005417 | 395.3333 | 385.3333
125 | 2004005417 | 398.6667 | 388.6667
126 | 2004005417 | 402 | 392
127 | 2004005417 | 404.3333 | 394.3333
128 | 2004005417 | 406.6667 | 396.6667
129 | 2004005417 | 409 | 399
130 | 2004005417 | 409 | 399
131 | 2004005417 | 409 | 399
132 | 2004005417 | 409 | 399
133 | 2004005417 | 408.3333 | 398.3333
134 | 2004005417 | 407.6667 | 397.6667
135 | 2004005417 | 407 | 397
136 | 2004005417 | 407 | 397
137 | 2004005417 | 407 | 397
138 | 2004005417 | 407 | 397
139 | 2004005417 | 407 | 397
140 | 2004005417 | 407 | 397
141 | 2004005417 | 407 | 397
142 | 2004005417 | 406 | 396
143 | 2004005417 | 405 | 395
0 | 2013006079 | 343 | 333
1 | 2013006079 | 344 | 334
2 | 2013006079 | 345 | 335
3 | 2013006079 | 346 | 336
4 | 2013006079 | 348 | 338
5 | 2013006079 | 350 | 340
6 | 2013006079 | 352 | 342
7 | 2013006079 | 353 | 343
8 | 2013006079 | 354 | 344
9 | 2013006079 | 355 | 345
10 | 2013006079 | 356.6667 | 346.6667
11 | 2013006079 | 358.3333 | 348.3333
12 | 2013006079 | 360 | 350
13 | 2013006079 | 363.6667 | 353.6667
14 | 2013006079 | 367.3333 | 357.3333
15 | 2013006079 | 371 | 361
16 | 2013006079 | 373.3333 | 363.3333
17 | 2013006079 | 375.6667 | 365.6667
18 | 2013006079 | 378 | 368
19 | 2013006079 | 378.6667 | 368.6667
20 | 2013006079 | 379.3333 | 369.3333
21 | 2013006079 | 380 | 370
22 | 2013006079 | 381.3333 | 371.3333
23 | 2013006079 | 382.6667 | 372.6667
24 | 2013006079 | 384 | 374
25 | 2013006079 | 385.3333 | 375.3333
26 | 2013006079 | 386.6667 | 376.6667
27 | 2013006079 | 388 | 378
28 | 2013006079 | 387 | 377
29 | 2013006079 | 386 | 376
30 | 2013006079 | 385 | 375
31 | 2013006079 | 383 | 373
32 | 2013006079 | 381 | 371
33 | 2013006079 | 379 | 369
34 | 2013006079 | 378.3333 | 368.3333
35 | 2013006079 | 377.6667 | 367.6667
36 | 2013006079 | 377 | 367
37 | 2013006079 | 377.3333 | 367.3333
38 | 2013006079 | 377.6667 | 367.6667
39 | 2013006079 | 378 | 368
40 | 2013006079 | 379.6667 | 369.6667
41 | 2013006079 | 381.3333 | 371.3333
42 | 2013006079 | 383 | 373
43 | 2013006079 | 385.3333 | 375.3333
44 | 2013006079 | 387.6667 | 377.6667
45 | 2013006079 | 390 | 380
46 | 2013006079 | 391.3333 | 381.3333
47 | 2013006079 | 392.6667 | 382.6667
48 | 2013006079 | 394 | 384
49 | 2013006079 | 393.3333 | 383.3333
50 | 2013006079 | 392.6667 | 382.6667
51 | 2013006079 | 392 | 382
52 | 2013006079 | 387.6667 | 377.6667
53 | 2013006079 | 383.3333 | 373.3333
54 | 2013006079 | 379 | 369
55 | 2013006079 | 372.3333 | 362.3333
56 | 2013006079 | 365.6667 | 355.6667
57 | 2013006079 | 359 | 349
58 | 2013006079 | 353.6667 | 343.6667
59 | 2013006079 | 348.3333 | 338.3333
60 | 2013006079 | 343 | 333
61 | 2013006079 | 338.3333 | 328.3333
62 | 2013006079 | 333.6667 | 323.6667
63 | 2013006079 | 329 | 319
64 | 2013006079 | 326 | 316
65 | 2013006079 | 323 | 313
66 | 2013006079 | 320 | 310
67 | 2013006079 | 318.3333 | 308.3333
68 | 2013006079 | 316.6667 | 306.6667
69 | 2013006079 | 315 | 305
70 | 2013006079 | 315.3333 | 305.3333
71 | 2013006079 | 315.6667 | 305.6667
72 | 2013006079 | 316 | 306
73 | 2013006079 | 316.3333 | 306.3333
74 | 2013006079 | 316.6667 | 306.6667
75 | 2013006079 | 317 | 307
76 | 2013006079 | 316.3333 | 306.3333
77 | 2013006079 | 315.6667 | 305.6667
78 | 2013006079 | 315 | 305
79 | 2013006079 | 314.6667 | 304.6667
80 | 2013006079 | 314.3333 | 304.3333
81 | 2013006079 | 314 | 304
82 | 2013006079 | 316.3333 | 306.3333
83 | 2013006079 | 318.6667 | 308.6667
84 | 2013006079 | 321 | 311
85 | 2013006079 | 323.3333 | 313.3333
86 | 2013006079 | 325.6667 | 315.6667
87 | 2013006079 | 328 | 318
88 | 2013006079 | 328.3333 | 318.3333
89 | 2013006079 | 328.6667 | 318.6667
90 | 2013006079 | 329 | 339
91 | 2013006079 | 329 | 339
92 | 2013006079 | 329 | 339
93 | 2013006079 | 329 | 339
94 | 2013006079 | 328.6667 | 338.6667
95 | 2013006079 | 328.3333 | 338.3333
96 | 2013006079 | 328 | 338
97 | 2013006079 | 327.6667 | 337.6667
98 | 2013006079 | 327.3333 | 337.3333
99 | 2013006079 | 327 | 337
100 | 2013006079 | 328.6667 | 338.6667
101 | 2013006079 | 330.3333 | 340.3333
102 | 2013006079 | 332 | 342
103 | 2013006079 | 334.3333 | 344.3333
104 | 2013006079 | 336.6667 | 346.6667
105 | 2013006079 | 339 | 349
106 | 2013006079 | 339.3333 | 349.3333
107 | 2013006079 | 339.6667 | 349.6667
108 | 2013006079 | 340 | 350
109 | 2013006079 | 342.3333 | 352.3333
110 | 2013006079 | 344.6667 | 354.6667
111 | 2013006079 | 347 | 357
112 | 2013006079 | 349.6667 | 359.6667
113 | 2013006079 | 352.3333 | 362.3333
114 | 2013006079 | 355 | 365
115 | 2013006079 | 360.3333 | 370.3333
116 | 2013006079 | 365.6667 | 375.6667
117 | 2013006079 | 371 | 381
118 | 2013006079 | 373.6667 | 383.6667
119 | 2013006079 | 376.3333 | 386.3333
120 | 2013006079 | 379 | 389
121 | 2013006079 | 383.3333 | 393.3333
122 | 2013006079 | 387.6667 | 377.6667
123 | 2013006079 | 392 | 382
124 | 2013006079 | 395.3333 | 385.3333
125 | 2013006079 | 398.6667 | 388.6667
126 | 2013006079 | 402 | 392
127 | 2013006079 | 404.3333 | 394.3333
128 | 2013006079 | 406.6667 | 396.6667
129 | 2013006079 | 409 | 399
130 | 2013006079 | 409 | 399
131 | 2013006079 | 409 | 399
132 | 2013006079 | 409 | 399
133 | 2013006079 | 408.3333 | 398.3333
134 | 2013006079 | 407.6667 | 397.6667
135 | 2013006079 | 407 | 397
136 | 2013006079 | 407 | 397
137 | 2013006079 | 407 | 397
138 | 2013006079 | 407 | 397
139 | 2013006079 | 407 | 397
140 | 2013006079 | 407 | 397
141 | 2013006079 | 407 | 397
142 | 2013006079 | 406 | 396
143 | 2013006079 | 405 | 395
0 | 2011000141 | 343 | 333
1 | 2011000141 | 344 | 334
2 | 2011000141 | 345 | 335
3 | 2011000141 | 346 | 336
4 | 2011000141 | 348 | 338
5 | 2011000141 | 350 | 340
6 | 2011000141 | 352 | 342
7 | 2011000141 | 353 | 343
8 | 2011000141 | 354 | 344
9 | 2011000141 | 355 | 345
10 | 2011000141 | 356.6667 | 346.6667
11 | 2011000141 | 358.3333 | 348.3333
12 | 2011000141 | 360 | 350
13 | 2011000141 | 363.6667 | 353.6667
14 | 2011000141 | 367.3333 | 357.3333
15 | 2011000141 | 371 | 361
16 | 2011000141 | 373.3333 | 363.3333
17 | 2011000141 | 375.6667 | 365.6667
18 | 2011000141 | 378 | 368
19 | 2011000141 | 378.6667 | 368.6667
20 | 2011000141 | 379.3333 | 369.3333
21 | 2011000141 | 380 | 370
22 | 2011000141 | 381.3333 | 371.3333
23 | 2011000141 | 382.6667 | 372.6667
24 | 2011000141 | 384 | 374
25 | 2011000141 | 385.3333 | 375.3333
26 | 2011000141 | 386.6667 | 376.6667
27 | 2011000141 | 388 | 378
28 | 2011000141 | 387 | 377
29 | 2011000141 | 386 | 376
30 | 2011000141 | 385 | 375
31 | 2011000141 | 383 | 373
32 | 2011000141 | 381 | 371
33 | 2011000141 | 379 | 369
34 | 2011000141 | 378.3333 | 368.3333
35 | 2011000141 | 377.6667 | 367.6667
36 | 2011000141 | 377 | 367
37 | 2011000141 | 377.3333 | 367.3333
38 | 2011000141 | 377.6667 | 367.6667
39 | 2011000141 | 378 | 368
40 | 2011000141 | 379.6667 | 369.6667
41 | 2011000141 | 381.3333 | 371.3333
42 | 2011000141 | 383 | 373
43 | 2011000141 | 385.3333 | 375.3333
44 | 2011000141 | 387.6667 | 377.6667
45 | 2011000141 | 390 | 380
46 | 2011000141 | 391.3333 | 381.3333
47 | 2011000141 | 392.6667 | 382.6667
48 | 2011000141 | 394 | 384
49 | 2011000141 | 393.3333 | 383.3333
50 | 2011000141 | 392.6667 | 382.6667
51 | 2011000141 | 392 | 382
52 | 2011000141 | 387.6667 | 377.6667
53 | 2011000141 | 383.3333 | 373.3333
54 | 2011000141 | 379 | 369
55 | 2011000141 | 372.3333 | 362.3333
56 | 2011000141 | 365.6667 | 355.6667
57 | 2011000141 | 359 | 349
58 | 2011000141 | 353.6667 | 343.6667
59 | 2011000141 | 348.3333 | 338.3333
60 | 2011000141 | 343 | 333
61 | 2011000141 | 338.3333 | 328.3333
62 | 2011000141 | 333.6667 | 323.6667
63 | 2011000141 | 329 | 319
64 | 2011000141 | 326 | 316
65 | 2011000141 | 323 | 313
66 | 2011000141 | 320 | 310
67 | 2011000141 | 318.3333 | 308.3333
68 | 2011000141 | 316.6667 | 306.6667
69 | 2011000141 | 315 | 305
70 | 2011000141 | 315.3333 | 305.3333
71 | 2011000141 | 315.6667 | 305.6667
72 | 2011000141 | 316 | 306
73 | 2011000141 | 316.3333 | 306.3333
74 | 2011000141 | 316.6667 | 306.6667
75 | 2011000141 | 317 | 307
76 | 2011000141 | 316.3333 | 306.3333
77 | 2011000141 | 315.6667 | 305.6667
78 | 2011000141 | 315 | 305
79 | 2011000141 | 314.6667 | 304.6667
80 | 2011000141 | 314.3333 | 304.3333
81 | 2011000141 | 314 | 304
82 | 2011000141 | 316.3333 | 306.3333
83 | 2011000141 | 318.6667 | 308.6667
84 | 2011000141 | 321 | 311
85 | 2011000141 | 323.3333 | 313.3333
86 | 2011000141 | 325.6667 | 315.6667
87 | 2011000141 | 328 | 318
88 | 2011000141 | 328.3333 | 318.3333
89 | 2011000141 | 328.6667 | 318.6667
90 | 2011000141 | 329 | 339
91 | 2011000141 | 329 | 339
92 | 2011000141 | 329 | 339
93 | 2011000141 | 329 | 339
94 | 2011000141 | 328.6667 | 338.6667
95 | 2011000141 | 328.3333 | 338.3333
96 | 2011000141 | 328 | 338
97 | 2011000141 | 327.6667 | 337.6667
98 | 2011000141 | 327.3333 | 337.3333
99 | 2011000141 | 327 | 337
100 | 2011000141 | 328.6667 | 338.6667
101 | 2011000141 | 330.3333 | 340.3333
102 | 2011000141 | 332 | 342
103 | 2011000141 | 334.3333 | 344.3333
104 | 2011000141 | 336.6667 | 346.6667
105 | 2011000141 | 339 | 349
106 | 2011000141 | 339.3333 | 349.3333
107 | 2011000141 | 339.6667 | 349.6667
108 | 2011000141 | 340 | 350
109 | 2011000141 | 342.3333 | 352.3333
110 | 2011000141 | 344.6667 | 354.6667
111 | 2011000141 | 347 | 357
112 | 2011000141 | 349.6667 | 359.6667
113 | 2011000141 | 352.3333 | 362.3333
114 | 2011000141 | 355 | 365
115 | 2011000141 | 360.3333 | 370.3333
116 | 2011000141 | 365.6667 | 375.6667
117 | 2011000141 | 371 | 381
118 | 2011000141 | 373.6667 | 383.6667
119 | 2011000141 | 376.3333 | 386.3333
120 | 2011000141 | 379 | 389
121 | 2011000141 | 383.3333 | 393.3333
122 | 2011000141 | 387.6667 | 377.6667
123 | 2011000141 | 392 | 382
124 | 2011000141 | 395.3333 | 385.3333
125 | 2011000141 | 398.6667 | 388.6667
126 | 2011000141 | 402 | 392
127 | 2011000141 | 404.3333 | 394.3333
128 | 2011000141 | 406.6667 | 396.6667
129 | 2011000141 | 409 | 399
130 | 2011000141 | 409 | 399
131 | 2011000141 | 409 | 399
132 | 2011000141 | 409 | 399
133 | 2011000141 | 408.3333 | 398.3333
134 | 2011000141 | 407.6667 | 397.6667
135 | 2011000141 | 407 | 397
136 | 2011000141 | 407 | 397
137 | 2011000141 | 407 | 397
138 | 2011000141 | 407 | 397
139 | 2011000141 | 407 | 397
140 | 2011000141 | 407 | 397
141 | 2011000141 | 407 | 397
142 | 2011000141 | 406 | 396
143 | 2011000141 | 405 | 395
0 | 2013001609 | 343 | 333
1 | 2013001609 | 344 | 334
2 | 2013001609 | 345 | 335
3 | 2013001609 | 346 | 336
4 | 2013001609 | 348 | 338
5 | 2013001609 | 350 | 340
6 | 2013001609 | 352 | 342
7 | 2013001609 | 353 | 343
8 | 2013001609 | 354 | 344
9 | 2013001609 | 355 | 345
10 | 2013001609 | 356.6667 | 346.6667
11 | 2013001609 | 358.3333 | 348.3333
12 | 2013001609 | 360 | 350
13 | 2013001609 | 363.6667 | 353.6667
14 | 2013001609 | 367.3333 | 357.3333
15 | 2013001609 | 371 | 361
16 | 2013001609 | 373.3333 | 363.3333
17 | 2013001609 | 375.6667 | 365.6667
18 | 2013001609 | 378 | 368
19 | 2013001609 | 378.6667 | 368.6667
20 | 2013001609 | 379.3333 | 369.3333
21 | 2013001609 | 380 | 370
22 | 2013001609 | 381.3333 | 371.3333
23 | 2013001609 | 382.6667 | 372.6667
24 | 2013001609 | 384 | 374
25 | 2013001609 | 385.3333 | 375.3333
26 | 2013001609 | 386.6667 | 376.6667
27 | 2013001609 | 388 | 378
28 | 2013001609 | 387 | 377
29 | 2013001609 | 386 | 376
30 | 2013001609 | 385 | 375
31 | 2013001609 | 383 | 373
32 | 2013001609 | 381 | 371
33 | 2013001609 | 379 | 369
34 | 2013001609 | 378.3333 | 368.3333
35 | 2013001609 | 377.6667 | 367.6667
36 | 2013001609 | 377 | 367
37 | 2013001609 | 377.3333 | 367.3333
38 | 2013001609 | 377.6667 | 367.6667
39 | 2013001609 | 378 | 368
40 | 2013001609 | 379.6667 | 369.6667
41 | 2013001609 | 381.3333 | 371.3333
42 | 2013001609 | 383 | 373
43 | 2013001609 | 385.3333 | 375.3333
44 | 2013001609 | 387.6667 | 377.6667
45 | 2013001609 | 390 | 380
46 | 2013001609 | 391.3333 | 381.3333
47 | 2013001609 | 392.6667 | 382.6667
48 | 2013001609 | 394 | 384
49 | 2013001609 | 393.3333 | 383.3333
50 | 2013001609 | 392.6667 | 382.6667
51 | 2013001609 | 392 | 382
52 | 2013001609 | 387.6667 | 377.6667
53 | 2013001609 | 383.3333 | 373.3333
54 | 2013001609 | 379 | 369
55 | 2013001609 | 372.3333 | 362.3333
56 | 2013001609 | 365.6667 | 355.6667
57 | 2013001609 | 359 | 349
58 | 2013001609 | 353.6667 | 343.6667
59 | 2013001609 | 348.3333 | 338.3333
60 | 2013001609 | 343 | 333
61 | 2013001609 | 338.3333 | 328.3333
62 | 2013001609 | 333.6667 | 323.6667
63 | 2013001609 | 329 | 319
64 | 2013001609 | 326 | 316
65 | 2013001609 | 323 | 313
66 | 2013001609 | 320 | 310
67 | 2013001609 | 318.3333 | 308.3333
68 | 2013001609 | 316.6667 | 306.6667
69 | 2013001609 | 315 | 305
70 | 2013001609 | 315.3333 | 305.3333
71 | 2013001609 | 315.6667 | 305.6667
72 | 2013001609 | 316 | 306
73 | 2013001609 | 316.3333 | 306.3333
74 | 2013001609 | 316.6667 | 306.6667
75 | 2013001609 | 317 | 307
76 | 2013001609 | 316.3333 | 306.3333
77 | 2013001609 | 315.6667 | 305.6667
78 | 2013001609 | 315 | 305
79 | 2013001609 | 314.6667 | 304.6667
80 | 2013001609 | 314.3333 | 304.3333
81 | 2013001609 | 314 | 304
82 | 2013001609 | 316.3333 | 306.3333
83 | 2013001609 | 318.6667 | 308.6667
84 | 2013001609 | 321 | 311
85 | 2013001609 | 323.3333 | 313.3333
86 | 2013001609 | 325.6667 | 315.6667
87 | 2013001609 | 328 | 318
88 | 2013001609 | 328.3333 | 318.3333
89 | 2013001609 | 328.6667 | 318.6667
90 | 2013001609 | 329 | 339
91 | 2013001609 | 329 | 339
92 | 2013001609 | 329 | 339
93 | 2013001609 | 329 | 339
94 | 2013001609 | 328.6667 | 338.6667
95 | 2013001609 | 328.3333 | 338.3333
96 | 2013001609 | 328 | 338
97 | 2013001609 | 327.6667 | 337.6667
98 | 2013001609 | 327.3333 | 337.3333
99 | 2013001609 | 327 | 337
100 | 2013001609 | 328.6667 | 338.6667
101 | 2013001609 | 330.3333 | 340.3333
102 | 2013001609 | 332 | 342
103 | 2013001609 | 334.3333 | 344.3333
104 | 2013001609 | 336.6667 | 346.6667
105 | 2013001609 | 339 | 349
106 | 2013001609 | 339.3333 | 349.3333
107 | 2013001609 | 339.6667 | 349.6667
108 | 2013001609 | 340 | 350
109 | 2013001609 | 342.3333 | 352.3333
110 | 2013001609 | 344.6667 | 354.6667
111 | 2013001609 | 347 | 357
112 | 2013001609 | 349.6667 | 359.6667
113 | 2013001609 | 352.3333 | 362.3333
114 | 2013001609 | 355 | 365
115 | 2013001609 | 360.3333 | 370.3333
116 | 2013001609 | 365.6667 | 375.6667
117 | 2013001609 | 371 | 381
118 | 2013001609 | 373.6667 | 383.6667
119 | 2013001609 | 376.3333 | 386.3333
120 | 2013001609 | 379 | 389
121 | 2013001609 | 383.3333 | 393.3333
122 | 2013001609 | 387.6667 | 377.6667
123 | 2013001609 | 392 | 382
124 | 2013001609 | 395.3333 | 385.3333
125 | 2013001609 | 398.6667 | 388.6667
126 | 2013001609 | 402 | 392
127 | 2013001609 | 404.3333 | 394.3333
128 | 2013001609 | 406.6667 | 396.6667
129 | 2013001609 | 409 | 399
130 | 2013001609 | 409 | 399
131 | 2013001609 | 409 | 399
132 | 2013001609 | 409 | 399
133 | 2013001609 | 408.3333 | 398.3333
134 | 2013001609 | 407.6667 | 397.6667
135 | 2013001609 | 407 | 397
136 | 2013001609 | 407 | 397
137 | 2013001609 | 407 | 397
138 | 2013001609 | 407 | 397
139 | 2013001609 | 407 | 397
140 | 2013001609 | 407 | 397
141 | 2013001609 | 407 | 397
142 | 2013001609 | 406 | 396
143 | 2013001609 | 405 | 395
0 | 2011000755 | 343 | 333
1 | 2011000755 | 344 | 334
2 | 2011000755 | 345 | 335
3 | 2011000755 | 346 | 336
4 | 2011000755 | 348 | 338
5 | 2011000755 | 350 | 340
6 | 2011000755 | 352 | 342
7 | 2011000755 | 353 | 343
8 | 2011000755 | 354 | 344
9 | 2011000755 | 355 | 345
10 | 2011000755 | 356.6667 | 346.6667
11 | 2011000755 | 358.3333 | 348.3333
12 | 2011000755 | 360 | 350
13 | 2011000755 | 363.6667 | 353.6667
14 | 2011000755 | 367.3333 | 357.3333
15 | 2011000755 | 371 | 361
16 | 2011000755 | 373.3333 | 363.3333
17 | 2011000755 | 375.6667 | 365.6667
18 | 2011000755 | 378 | 368
19 | 2011000755 | 378.6667 | 368.6667
20 | 2011000755 | 379.3333 | 369.3333
21 | 2011000755 | 380 | 370
22 | 2011000755 | 381.3333 | 371.3333
23 | 2011000755 | 382.6667 | 372.6667
24 | 2011000755 | 384 | 374
25 | 2011000755 | 385.3333 | 375.3333
26 | 2011000755 | 386.6667 | 376.6667
27 | 2011000755 | 388 | 378
28 | 2011000755 | 387 | 377
29 | 2011000755 | 386 | 376
30 | 2011000755 | 385 | 375
31 | 2011000755 | 383 | 373
32 | 2011000755 | 381 | 371
33 | 2011000755 | 379 | 369
34 | 2011000755 | 378.3333 | 368.3333
35 | 2011000755 | 377.6667 | 367.6667
36 | 2011000755 | 377 | 367
37 | 2011000755 | 377.3333 | 367.3333
38 | 2011000755 | 377.6667 | 367.6667
39 | 2011000755 | 378 | 368
40 | 2011000755 | 379.6667 | 369.6667
41 | 2011000755 | 381.3333 | 371.3333
42 | 2011000755 | 383 | 373
43 | 2011000755 | 385.3333 | 375.3333
44 | 2011000755 | 387.6667 | 377.6667
45 | 2011000755 | 390 | 380
46 | 2011000755 | 391.3333 | 381.3333
47 | 2011000755 | 392.6667 | 382.6667
48 | 2011000755 | 394 | 384
49 | 2011000755 | 393.3333 | 383.3333
50 | 2011000755 | 392.6667 | 382.6667
51 | 2011000755 | 392 | 382
52 | 2011000755 | 387.6667 | 377.6667
53 | 2011000755 | 383.3333 | 373.3333
54 | 2011000755 | 379 | 369
55 | 2011000755 | 372.3333 | 362.3333
56 | 2011000755 | 365.6667 | 355.6667
57 | 2011000755 | 359 | 349
58 | 2011000755 | 353.6667 | 343.6667
59 | 2011000755 | 348.3333 | 338.3333
60 | 2011000755 | 343 | 333
61 | 2011000755 | 338.3333 | 328.3333
62 | 2011000755 | 333.6667 | 323.6667
63 | 2011000755 | 329 | 319
64 | 2011000755 | 326 | 316
65 | 2011000755 | 323 | 313
66 | 2011000755 | 320 | 310
67 | 2011000755 | 318.3333 | 308.3333
68 | 2011000755 | 316.6667 | 306.6667
69 | 2011000755 | 315 | 305
70 | 2011000755 | 315.3333 | 305.3333
71 | 2011000755 | 315.6667 | 305.6667
72 | 2011000755 | 316 | 306
73 | 2011000755 | 316.3333 | 306.3333
74 | 2011000755 | 316.6667 | 306.6667
75 | 2011000755 | 317 | 307
76 | 2011000755 | 316.3333 | 306.3333
77 | 2011000755 | 315.6667 | 305.6667
78 | 2011000755 | 315 | 305
79 | 2011000755 | 314.6667 | 304.6667
80 | 2011000755 | 314.3333 | 304.3333
81 | 2011000755 | 314 | 304
82 | 2011000755 | 316.3333 | 306.3333
83 | 2011000755 | 318.6667 | 308.6667
84 | 2011000755 | 321 | 311
85 | 2011000755 | 323.3333 | 313.3333
86 | 2011000755 | 325.6667 | 315.6667
87 | 2011000755 | 328 | 318
88 | 2011000755 | 328.3333 | 318.3333
89 | 2011000755 | 328.6667 | 318.6667
90 | 2011000755 | 329 | 339
91 | 2011000755 | 329 | 339
92 | 2011000755 | 329 | 339
93 | 2011000755 | 329 | 339
94 | 2011000755 | 328.6667 | 338.6667
95 | 2011000755 | 328.3333 | 338.3333
96 | 2011000755 | 328 | 338
97 | 2011000755 | 327.6667 | 337.6667
98 | 2011000755 | 327.3333 | 337.3333
99 | 2011000755 | 327 | 337
100 | 2011000755 | 328.6667 | 338.6667
101 | 2011000755 | 330.3333 | 340.3333
102 | 2011000755 | 332 | 342
103 | 2011000755 | 334.3333 | 344.3333
104 | 2011000755 | 336.6667 | 346.6667
105 | 2011000755 | 339 | 349
106 | 2011000755 | 339.3333 | 349.3333
107 | 2011000755 | 339.6667 | 349.6667
108 | 2011000755 | 340 | 350
109 | 2011000755 | 342.3333 | 352.3333
110 | 2011000755 | 344.6667 | 354.6667
111 | 2011000755 | 347 | 357
112 | 2011000755 | 349.6667 | 359.6667
113 | 2011000755 | 352.3333 | 362.3333
114 | 2011000755 | 355 | 365
115 | 2011000755 | 360.3333 | 370.3333
116 | 2011000755 | 365.6667 | 375.6667
117 | 2011000755 | 371 | 381
118 | 2011000755 | 373.6667 | 383.6667
119 | 2011000755 | 376.3333 | 386.3333
120 | 2011000755 | 379 | 389
121 | 2011000755 | 383.3333 | 393.3333
122 | 2011000755 | 387.6667 | 377.6667
123 | 2011000755 | 392 | 382
124 | 2011000755 | 395.3333 | 385.3333
125 | 2011000755 | 398.6667 | 388.6667
126 | 2011000755 | 402 | 392
127 | 2011000755 | 404.3333 | 394.3333
128 | 2011000755 | 406.6667 | 396.6667
129 | 2011000755 | 409 | 399
130 | 2011000755 | 409 | 399
131 | 2011000755 | 409 | 399
132 | 2011000755 | 409 | 399
133 | 2011000755 | 408.3333 | 398.3333
134 | 2011000755 | 407.6667 | 397.6667
135 | 2011000755 | 407 | 397
136 | 2011000755 | 407 | 397
137 | 2011000755 | 407 | 397
138 | 2011000755 | 407 | 397
139 | 2011000755 | 407 | 397
140 | 2011000755 | 407 | 397
141 | 2011000755 | 407 | 397
142 | 2011000755 | 406 | 396
143 | 2011000755 | 405 | 395
0 | 2004003989 | 343 | 333
1 | 2004003989 | 344 | 334
2 | 2004003989 | 345 | 335
3 | 2004003989 | 346 | 336
4 | 2004003989 | 348 | 338
5 | 2004003989 | 350 | 340
6 | 2004003989 | 352 | 342
7 | 2004003989 | 353 | 343
8 | 2004003989 | 354 | 344
9 | 2004003989 | 355 | 345
10 | 2004003989 | 356.6667 | 346.6667
11 | 2004003989 | 358.3333 | 348.3333
12 | 2004003989 | 360 | 350
13 | 2004003989 | 363.6667 | 353.6667
14 | 2004003989 | 367.3333 | 357.3333
15 | 2004003989 | 371 | 361
16 | 2004003989 | 373.3333 | 363.3333
17 | 2004003989 | 375.6667 | 365.6667
18 | 2004003989 | 378 | 368
19 | 2004003989 | 378.6667 | 368.6667
20 | 2004003989 | 379.3333 | 369.3333
21 | 2004003989 | 380 | 370
22 | 2004003989 | 381.3333 | 371.3333
23 | 2004003989 | 382.6667 | 372.6667
24 | 2004003989 | 384 | 374
25 | 2004003989 | 385.3333 | 375.3333
26 | 2004003989 | 386.6667 | 376.6667
27 | 2004003989 | 388 | 378
28 | 2004003989 | 387 | 377
29 | 2004003989 | 386 | 376
30 | 2004003989 | 385 | 375
31 | 2004003989 | 383 | 373
32 | 2004003989 | 381 | 371
33 | 2004003989 | 379 | 369
34 | 2004003989 | 378.3333 | 368.3333
35 | 2004003989 | 377.6667 | 367.6667
36 | 2004003989 | 377 | 367
37 | 2004003989 | 377.3333 | 367.3333
38 | 2004003989 | 377.6667 | 367.6667
39 | 2004003989 | 378 | 368
40 | 2004003989 | 379.6667 | 369.6667
41 | 2004003989 | 381.3333 | 371.3333
42 | 2004003989 | 383 | 373
43 | 2004003989 | 385.3333 | 375.3333
44 | 2004003989 | 387.6667 | 377.6667
45 | 2004003989 | 390 | 380
46 | 2004003989 | 391.3333 | 381.3333
47 | 2004003989 | 392.6667 | 382.6667
48 | 2004003989 | 394 | 384
49 | 2004003989 | 393.3333 | 383.3333
50 | 2004003989 | 392.6667 | 382.6667
51 | 2004003989 | 392 | 382
52 | 2004003989 | 387.6667 | 377.6667
53 | 2004003989 | 383.3333 | 373.3333
54 | 2004003989 | 379 | 369
55 | 2004003989 | 372.3333 | 362.3333
56 | 2004003989 | 365.6667 | 355.6667
57 | 2004003989 | 359 | 349
58 | 2004003989 | 353.6667 | 343.6667
59 | 2004003989 | 348.3333 | 338.3333
60 | 2004003989 | 343 | 333
61 | 2004003989 | 338.3333 | 328.3333
62 | 2004003989 | 333.6667 | 323.6667
63 | 2004003989 | 329 | 319
64 | 2004003989 | 326 | 316
65 | 2004003989 | 323 | 313
66 | 2004003989 | 320 | 310
67 | 2004003989 | 318.3333 | 308.3333
68 | 2004003989 | 316.6667 | 306.6667
69 | 2004003989 | 315 | 305
70 | 2004003989 | 315.3333 | 305.3333
71 | 2004003989 | 315.6667 | 305.6667
72 | 2004003989 | 316 | 306
73 | 2004003989 | 316.3333 | 306.3333
74 | 2004003989 | 316.6667 | 306.6667
75 | 2004003989 | 317 | 307
76 | 2004003989 | 316.3333 | 306.3333
77 | 2004003989 | 315.6667 | 305.6667
78 | 2004003989 | 315 | 305
79 | 2004003989 | 314.6667 | 304.6667
80 | 2004003989 | 314.3333 | 304.3333
81 | 2004003989 | 314 | 304
82 | 2004003989 | 316.3333 | 306.3333
83 | 2004003989 | 318.6667 | 308.6667
84 | 2004003989 | 321 | 311
85 | 2004003989 | 323.3333 | 313.3333
86 | 2004003989 | 325.6667 | 315.6667
87 | 2004003989 | 328 | 318
88 | 2004003989 | 328.3333 | 318.3333
89 | 2004003989 | 328.6667 | 318.6667
90 | 2004003989 | 329 | 339
91 | 2004003989 | 329 | 339
92 | 2004003989 | 329 | 339
93 | 2004003989 | 329 | 339
94 | 2004003989 | 328.6667 | 338.6667
95 | 2004003989 | 328.3333 | 338.3333
96 | 2004003989 | 328 | 338
97 | 2004003989 | 327.6667 | 337.6667
98 | 2004003989 | 327.3333 | 337.3333
99 | 2004003989 | 327 | 337
100 | 2004003989 | 328.6667 | 338.6667
101 | 2004003989 | 330.3333 | 340.3333
102 | 2004003989 | 332 | 342
103 | 2004003989 | 334.3333 | 344.3333
104 | 2004003989 | 336.6667 | 346.6667
105 | 2004003989 | 339 | 349
106 | 2004003989 | 339.3333 | 349.3333
107 | 2004003989 | 339.6667 | 349.6667
108 | 2004003989 | 340 | 350
109 | 2004003989 | 342.3333 | 352.3333
110 | 2004003989 | 344.6667 | 354.6667
111 | 2004003989 | 347 | 357
112 | 2004003989 | 349.6667 | 359.6667
113 | 2004003989 | 352.3333 | 362.3333
114 | 2004003989 | 355 | 365
115 | 2004003989 | 360.3333 | 370.3333
116 | 2004003989 | 365.6667 | 375.6667
117 | 2004003989 | 371 | 381
118 | 2004003989 | 373.6667 | 383.6667
119 | 2004003989 | 376.3333 | 386.3333
120 | 2004003989 | 379 | 389
121 | 2004003989 | 383.3333 | 393.3333
122 | 2004003989 | 387.6667 | 377.6667
123 | 2004003989 | 392 | 382
124 | 2004003989 | 395.3333 | 385.3333
125 | 2004003989 | 398.6667 | 388.6667
126 | 2004003989 | 402 | 392
127 | 2004003989 | 404.3333 | 394.3333
128 | 2004003989 | 406.6667 | 396.6667
129 | 2004003989 | 409 | 399
130 | 2004003989 | 409 | 399
131 | 2004003989 | 409 | 399
132 | 2004003989 | 409 | 399
133 | 2004003989 | 408.3333 | 398.3333
134 | 2004003989 | 407.6667 | 397.6667
135 | 2004003989 | 407 | 397
136 | 2004003989 | 407 | 397
137 | 2004003989 | 407 | 397
138 | 2004003989 | 407 | 397
139 | 2004003989 | 407 | 397
140 | 2004003989 | 407 | 397
141 | 2004003989 | 407 | 397
142 | 2004003989 | 406 | 396
143 | 2004003989 | 405 | 395
0 | 2008010253 | 343 | 333
1 | 2008010253 | 344 | 334
2 | 2008010253 | 345 | 335
3 | 2008010253 | 346 | 336
4 | 2008010253 | 348 | 338
5 | 2008010253 | 350 | 340
6 | 2008010253 | 352 | 342
7 | 2008010253 | 353 | 343
8 | 2008010253 | 354 | 344
9 | 2008010253 | 355 | 345
10 | 2008010253 | 356.6667 | 346.6667
11 | 2008010253 | 358.3333 | 348.3333
12 | 2008010253 | 360 | 350
13 | 2008010253 | 363.6667 | 353.6667
14 | 2008010253 | 367.3333 | 357.3333
15 | 2008010253 | 371 | 361
16 | 2008010253 | 373.3333 | 363.3333
17 | 2008010253 | 375.6667 | 365.6667
18 | 2008010253 | 378 | 368
19 | 2008010253 | 378.6667 | 368.6667
20 | 2008010253 | 379.3333 | 369.3333
21 | 2008010253 | 380 | 370
22 | 2008010253 | 381.3333 | 371.3333
23 | 2008010253 | 382.6667 | 372.6667
24 | 2008010253 | 384 | 374
25 | 2008010253 | 385.3333 | 375.3333
26 | 2008010253 | 386.6667 | 376.6667
27 | 2008010253 | 388 | 378
28 | 2008010253 | 387 | 377
29 | 2008010253 | 386 | 376
30 | 2008010253 | 385 | 375
31 | 2008010253 | 383 | 373
32 | 2008010253 | 381 | 371
33 | 2008010253 | 379 | 369
34 | 2008010253 | 378.3333 | 368.3333
35 | 2008010253 | 377.6667 | 367.6667
36 | 2008010253 | 377 | 367
37 | 2008010253 | 377.3333 | 367.3333
38 | 2008010253 | 377.6667 | 367.6667
39 | 2008010253 | 378 | 368
40 | 2008010253 | 379.6667 | 369.6667
41 | 2008010253 | 381.3333 | 371.3333
42 | 2008010253 | 383 | 373
43 | 2008010253 | 385.3333 | 375.3333
44 | 2008010253 | 387.6667 | 377.6667
45 | 2008010253 | 390 | 380
46 | 2008010253 | 391.3333 | 381.3333
47 | 2008010253 | 392.6667 | 382.6667
48 | 2008010253 | 394 | 384
49 | 2008010253 | 393.3333 | 383.3333
50 | 2008010253 | 392.6667 | 382.6667
51 | 2008010253 | 392 | 382
52 | 2008010253 | 387.6667 | 377.6667
53 | 2008010253 | 383.3333 | 373.3333
54 | 2008010253 | 379 | 369
55 | 2008010253 | 372.3333 | 362.3333
56 | 2008010253 | 365.6667 | 355.6667
57 | 2008010253 | 359 | 349
58 | 2008010253 | 353.6667 | 343.6667
59 | 2008010253 | 348.3333 | 338.3333
60 | 2008010253 | 343 | 333
61 | 2008010253 | 338.3333 | 328.3333
62 | 2008010253 | 333.6667 | 323.6667
63 | 2008010253 | 329 | 319
64 | 2008010253 | 326 | 316
65 | 2008010253 | 323 | 313
66 | 2008010253 | 320 | 310
67 | 2008010253 | 318.3333 | 308.3333
68 | 2008010253 | 316.6667 | 306.6667
69 | 2008010253 | 315 | 305
70 | 2008010253 | 315.3333 | 305.3333
71 | 2008010253 | 315.6667 | 305.6667
72 | 2008010253 | 316 | 306
73 | 2008010253 | 316.3333 | 306.3333
74 | 2008010253 | 316.6667 | 306.6667
75 | 2008010253 | 317 | 307
76 | 2008010253 | 316.3333 | 306.3333
77 | 2008010253 | 315.6667 | 305.6667
78 | 2008010253 | 315 | 305
79 | 2008010253 | 314.6667 | 304.6667
80 | 2008010253 | 314.3333 | 304.3333
81 | 2008010253 | 314 | 304
82 | 2008010253 | 316.3333 | 306.3333
83 | 2008010253 | 318.6667 | 308.6667
84 | 2008010253 | 321 | 311
85 | 2008010253 | 323.3333 | 313.3333
86 | 2008010253 | 325.6667 | 315.6667
87 | 2008010253 | 328 | 318
88 | 2008010253 | 328.3333 | 318.3333
89 | 2008010253 | 328.6667 | 318.6667
90 | 2008010253 | 329 | 339
91 | 2008010253 | 329 | 339
92 | 2008010253 | 329 | 339
93 | 2008010253 | 329 | 339
94 | 2008010253 | 328.6667 | 338.6667
95 | 2008010253 | 328.3333 | 338.3333
96 | 2008010253 | 328 | 338
97 | 2008010253 | 327.6667 | 337.6667
98 | 2008010253 | 327.3333 | 337.3333
99 | 2008010253 | 327 | 337
100 | 2008010253 | 328.6667 | 338.6667
101 | 2008010253 | 330.3333 | 340.3333
102 | 2008010253 | 332 | 342
103 | 2008010253 | 334.3333 | 344.3333
104 | 2008010253 | 336.6667 | 346.6667
105 | 2008010253 | 339 | 349
106 | 2008010253 | 339.3333 | 349.3333
107 | 2008010253 | 339.6667 | 349.6667
108 | 2008010253 | 340 | 350
109 | 2008010253 | 342.3333 | 352.3333
110 | 2008010253 | 344.6667 | 354.6667
111 | 2008010253 | 347 | 357
112 | 2008010253 | 349.6667 | 359.6667
113 | 2008010253 | 352.3333 | 362.3333
114 | 2008010253 | 355 | 365
115 | 2008010253 | 360.3333 | 370.3333
116 | 2008010253 | 365.6667 | 375.6667
117 | 2008010253 | 371 | 381
118 | 2008010253 | 373.6667 | 383.6667
119 | 2008010253 | 376.3333 | 386.3333
120 | 2008010253 | 379 | 389
121 | 2008010253 | 383.3333 | 393.3333
122 | 2008010253 | 387.6667 | 377.6667
123 | 2008010253 | 392 | 382
124 | 2008010253 | 395.3333 | 385.3333
125 | 2008010253 | 398.6667 | 388.6667
126 | 2008010253 | 402 | 392
127 | 2008010253 | 404.3333 | 394.3333
128 | 2008010253 | 406.6667 | 396.6667
129 | 2008010253 | 409 | 399
130 | 2008010253 | 409 | 399
131 | 2008010253 | 409 | 399
132 | 2008010253 | 409 | 399
133 | 2008010253 | 408.3333 | 398.3333
134 | 2008010253 | 407.6667 | 397.6667
135 | 2008010253 | 407 | 397
136 | 2008010253 | 407 | 397
137 | 2008010253 | 407 | 397
138 | 2008010253 | 407 | 397
139 | 2008010253 | 407 | 397
140 | 2008010253 | 407 | 397
141 | 2008010253 | 407 | 397
142 | 2008010253 | 406 | 396
143 | 2008010253 | 405 | 395
0 | 2009009962 | 343 | 333
1 | 2009009962 | 344 | 334
2 | 2009009962 | 345 | 335
3 | 2009009962 | 346 | 336
4 | 2009009962 | 348 | 338
5 | 2009009962 | 350 | 340
6 | 2009009962 | 352 | 342
7 | 2009009962 | 353 | 343
8 | 2009009962 | 354 | 344
9 | 2009009962 | 355 | 345
10 | 2009009962 | 356.6667 | 346.6667
11 | 2009009962 | 358.3333 | 348.3333
12 | 2009009962 | 360 | 350
13 | 2009009962 | 363.6667 | 353.6667
14 | 2009009962 | 367.3333 | 357.3333
15 | 2009009962 | 371 | 361
16 | 2009009962 | 373.3333 | 363.3333
17 | 2009009962 | 375.6667 | 365.6667
18 | 2009009962 | 378 | 368
19 | 2009009962 | 378.6667 | 368.6667
20 | 2009009962 | 379.3333 | 369.3333
21 | 2009009962 | 380 | 370
22 | 2009009962 | 381.3333 | 371.3333
23 | 2009009962 | 382.6667 | 372.6667
24 | 2009009962 | 384 | 374
25 | 2009009962 | 385.3333 | 375.3333
26 | 2009009962 | 386.6667 | 376.6667
27 | 2009009962 | 388 | 378
28 | 2009009962 | 387 | 377
29 | 2009009962 | 386 | 376
30 | 2009009962 | 385 | 375
31 | 2009009962 | 383 | 373
32 | 2009009962 | 381 | 371
33 | 2009009962 | 379 | 369
34 | 2009009962 | 378.3333 | 368.3333
35 | 2009009962 | 377.6667 | 367.6667
36 | 2009009962 | 377 | 367
37 | 2009009962 | 377.3333 | 367.3333
38 | 2009009962 | 377.6667 | 367.6667
39 | 2009009962 | 378 | 368
40 | 2009009962 | 379.6667 | 369.6667
41 | 2009009962 | 381.3333 | 371.3333
42 | 2009009962 | 383 | 373
43 | 2009009962 | 385.3333 | 375.3333
44 | 2009009962 | 387.6667 | 377.6667
45 | 2009009962 | 390 | 380
46 | 2009009962 | 391.3333 | 381.3333
47 | 2009009962 | 392.6667 | 382.6667
48 | 2009009962 | 394 | 384
49 | 2009009962 | 393.3333 | 383.3333
50 | 2009009962 | 392.6667 | 382.6667
51 | 2009009962 | 392 | 382
52 | 2009009962 | 387.6667 | 377.6667
53 | 2009009962 | 383.3333 | 373.3333
54 | 2009009962 | 379 | 369
55 | 2009009962 | 372.3333 | 362.3333
56 | 2009009962 | 365.6667 | 355.6667
57 | 2009009962 | 359 | 349
58 | 2009009962 | 353.6667 | 343.6667
59 | 2009009962 | 348.3333 | 338.3333
60 | 2009009962 | 343 | 333
61 | 2009009962 | 338.3333 | 328.3333
62 | 2009009962 | 333.6667 | 323.6667
63 | 2009009962 | 329 | 319
64 | 2009009962 | 326 | 316
65 | 2009009962 | 323 | 313
66 | 2009009962 | 320 | 310
67 | 2009009962 | 318.3333 | 308.3333
68 | 2009009962 | 316.6667 | 306.6667
69 | 2009009962 | 315 | 305
70 | 2009009962 | 315.3333 | 305.3333
71 | 2009009962 | 315.6667 | 305.6667
72 | 2009009962 | 316 | 306
73 | 2009009962 | 316.3333 | 306.3333
74 | 2009009962 | 316.6667 | 306.6667
75 | 2009009962 | 317 | 307
76 | 2009009962 | 316.3333 | 306.3333
77 | 2009009962 | 315.6667 | 305.6667
78 | 2009009962 | 315 | 305
79 | 2009009962 | 314.6667 | 304.6667
80 | 2009009962 | 314.3333 | 304.3333
81 | 2009009962 | 314 | 304
82 | 2009009962 | 316.3333 | 306.3333
83 | 2009009962 | 318.6667 | 308.6667
84 | 2009009962 | 321 | 311
85 | 2009009962 | 323.3333 | 313.3333
86 | 2009009962 | 325.6667 | 315.6667
87 | 2009009962 | 328 | 318
88 | 2009009962 | 328.3333 | 318.3333
89 | 2009009962 | 328.6667 | 318.6667
90 | 2009009962 | 329 | 339
91 | 2009009962 | 329 | 339
92 | 2009009962 | 329 | 339
93 | 2009009962 | 329 | 339
94 | 2009009962 | 328.6667 | 338.6667
95 | 2009009962 | 328.3333 | 338.3333
96 | 2009009962 | 328 | 338
97 | 2009009962 | 327.6667 | 337.6667
98 | 2009009962 | 327.3333 | 337.3333
99 | 2009009962 | 327 | 337
100 | 2009009962 | 328.6667 | 338.6667
101 | 2009009962 | 330.3333 | 340.3333
102 | 2009009962 | 332 | 342
103 | 2009009962 | 334.3333 | 344.3333
104 | 2009009962 | 336.6667 | 346.6667
105 | 2009009962 | 339 | 349
106 | 2009009962 | 339.3333 | 349.3333
107 | 2009009962 | 339.6667 | 349.6667
108 | 2009009962 | 340 | 350
109 | 2009009962 | 342.3333 | 352.3333
110 | 2009009962 | 344.6667 | 354.6667
111 | 2009009962 | 347 | 357
112 | 2009009962 | 349.6667 | 359.6667
113 | 2009009962 | 352.3333 | 362.3333
114 | 2009009962 | 355 | 365
115 | 2009009962 | 360.3333 | 370.3333
116 | 2009009962 | 365.6667 | 375.6667
117 | 2009009962 | 371 | 381
118 | 2009009962 | 373.6667 | 383.6667
119 | 2009009962 | 376.3333 | 386.3333
120 | 2009009962 | 379 | 389
121 | 2009009962 | 383.3333 | 393.3333
122 | 2009009962 | 387.6667 | 377.6667
123 | 2009009962 | 392 | 382
124 | 2009009962 | 395.3333 | 385.3333
125 | 2009009962 | 398.6667 | 388.6667
126 | 2009009962 | 402 | 392
127 | 2009009962 | 404.3333 | 394.3333
128 | 2009009962 | 406.6667 | 396.6667
129 | 2009009962 | 409 | 399
130 | 2009009962 | 409 | 399
131 | 2009009962 | 409 | 399
132 | 2009009962 | 409 | 399
133 | 2009009962 | 408.3333 | 398.3333
134 | 2009009962 | 407.6667 | 397.6667
135 | 2009009962 | 407 | 397
136 | 2009009962 | 407 | 397
137 | 2009009962 | 407 | 397
138 | 2009009962 | 407 | 397
139 | 2009009962 | 407 | 397
140 | 2009009962 | 407 | 397
141 | 2009009962 | 407 | 397
142 | 2009009962 | 406 | 396
143 | 2009009962 | 405 | 395
0 | 2005010531 | 343 | 333
1 | 2005010531 | 344 | 334
2 | 2005010531 | 345 | 335
3 | 2005010531 | 346 | 336
4 | 2005010531 | 348 | 338
5 | 2005010531 | 350 | 340
6 | 2005010531 | 352 | 342
7 | 2005010531 | 353 | 343
8 | 2005010531 | 354 | 344
9 | 2005010531 | 355 | 345
10 | 2005010531 | 356.6667 | 346.6667
11 | 2005010531 | 358.3333 | 348.3333
12 | 2005010531 | 360 | 350
13 | 2005010531 | 363.6667 | 353.6667
14 | 2005010531 | 367.3333 | 357.3333
15 | 2005010531 | 371 | 361
16 | 2005010531 | 373.3333 | 363.3333
17 | 2005010531 | 375.6667 | 365.6667
18 | 2005010531 | 378 | 368
19 | 2005010531 | 378.6667 | 368.6667
20 | 2005010531 | 379.3333 | 369.3333
21 | 2005010531 | 380 | 370
22 | 2005010531 | 381.3333 | 371.3333
23 | 2005010531 | 382.6667 | 372.6667
24 | 2005010531 | 384 | 374
25 | 2005010531 | 385.3333 | 375.3333
26 | 2005010531 | 386.6667 | 376.6667
27 | 2005010531 | 388 | 378
28 | 2005010531 | 387 | 377
29 | 2005010531 | 386 | 376
30 | 2005010531 | 385 | 375
31 | 2005010531 | 383 | 373
32 | 2005010531 | 381 | 371
33 | 2005010531 | 379 | 369
34 | 2005010531 | 378.3333 | 368.3333
35 | 2005010531 | 377.6667 | 367.6667
36 | 2005010531 | 377 | 367
37 | 2005010531 | 377.3333 | 367.3333
38 | 2005010531 | 377.6667 | 367.6667
39 | 2005010531 | 378 | 368
40 | 2005010531 | 379.6667 | 369.6667
41 | 2005010531 | 381.3333 | 371.3333
42 | 2005010531 | 383 | 373
43 | 2005010531 | 385.3333 | 375.3333
44 | 2005010531 | 387.6667 | 377.6667
45 | 2005010531 | 390 | 380
46 | 2005010531 | 391.3333 | 381.3333
47 | 2005010531 | 392.6667 | 382.6667
48 | 2005010531 | 394 | 384
49 | 2005010531 | 393.3333 | 383.3333
50 | 2005010531 | 392.6667 | 382.6667
51 | 2005010531 | 392 | 382
52 | 2005010531 | 387.6667 | 377.6667
53 | 2005010531 | 383.3333 | 373.3333
54 | 2005010531 | 379 | 369
55 | 2005010531 | 372.3333 | 362.3333
56 | 2005010531 | 365.6667 | 355.6667
57 | 2005010531 | 359 | 349
58 | 2005010531 | 353.6667 | 343.6667
59 | 2005010531 | 348.3333 | 338.3333
60 | 2005010531 | 343 | 333
61 | 2005010531 | 338.3333 | 328.3333
62 | 2005010531 | 333.6667 | 323.6667
63 | 2005010531 | 329 | 319
64 | 2005010531 | 326 | 316
65 | 2005010531 | 323 | 313
66 | 2005010531 | 320 | 310
67 | 2005010531 | 318.3333 | 308.3333
68 | 2005010531 | 316.6667 | 306.6667
69 | 2005010531 | 315 | 305
70 | 2005010531 | 315.3333 | 305.3333
71 | 2005010531 | 315.6667 | 305.6667
72 | 2005010531 | 316 | 306
73 | 2005010531 | 316.3333 | 306.3333
74 | 2005010531 | 316.6667 | 306.6667
75 | 2005010531 | 317 | 307
76 | 2005010531 | 316.3333 | 306.3333
77 | 2005010531 | 315.6667 | 305.6667
78 | 2005010531 | 315 | 305
79 | 2005010531 | 314.6667 | 304.6667
80 | 2005010531 | 314.3333 | 304.3333
81 | 2005010531 | 314 | 304
82 | 2005010531 | 316.3333 | 306.3333
83 | 2005010531 | 318.6667 | 308.6667
84 | 2005010531 | 321 | 311
85 | 2005010531 | 323.3333 | 313.3333
86 | 2005010531 | 325.6667 | 315.6667
87 | 2005010531 | 328 | 318
88 | 2005010531 | 328.3333 | 318.3333
89 | 2005010531 | 328.6667 | 318.6667
90 | 2005010531 | 329 | 339
91 | 2005010531 | 329 | 339
92 | 2005010531 | 329 | 339
93 | 2005010531 | 329 | 339
94 | 2005010531 | 328.6667 | 338.6667
95 | 2005010531 | 328.3333 | 338.3333
96 | 2005010531 | 328 | 338
97 | 2005010531 | 327.6667 | 337.6667
98 | 2005010531 | 327.3333 | 337.3333
99 | 2005010531 | 327 | 337
100 | 2005010531 | 328.6667 | 338.6667
101 | 2005010531 | 330.3333 | 340.3333
102 | 2005010531 | 332 | 342
103 | 2005010531 | 334.3333 | 344.3333
104 | 2005010531 | 336.6667 | 346.6667
105 | 2005010531 | 339 | 349
106 | 2005010531 | 339.3333 | 349.3333
107 | 2005010531 | 339.6667 | 349.6667
108 | 2005010531 | 340 | 350
109 | 2005010531 | 342.3333 | 352.3333
110 | 2005010531 | 344.6667 | 354.6667
111 | 2005010531 | 347 | 357
112 | 2005010531 | 349.6667 | 359.6667
113 | 2005010531 | 352.3333 | 362.3333
114 | 2005010531 | 355 | 365
115 | 2005010531 | 360.3333 | 370.3333
116 | 2005010531 | 365.6667 | 375.6667
117 | 2005010531 | 371 | 381
118 | 2005010531 | 373.6667 | 383.6667
119 | 2005010531 | 376.3333 | 386.3333
120 | 2005010531 | 379 | 389
121 | 2005010531 | 383.3333 | 393.3333
122 | 2005010531 | 387.6667 | 377.6667
123 | 2005010531 | 392 | 382
124 | 2005010531 | 395.3333 | 385.3333
125 | 2005010531 | 398.6667 | 388.6667
126 | 2005010531 | 402 | 392
127 | 2005010531 | 404.3333 | 394.3333
128 | 2005010531 | 406.6667 | 396.6667
129 | 2005010531 | 409 | 399
130 | 2005010531 | 409 | 399
131 | 2005010531 | 409 | 399
132 | 2005010531 | 409 | 399
133 | 2005010531 | 408.3333 | 398.3333
134 | 2005010531 | 407.6667 | 397.6667
135 | 2005010531 | 407 | 397
136 | 2005010531 | 407 | 397
137 | 2005010531 | 407 | 397
138 | 2005010531 | 407 | 397
139 | 2005010531 | 407 | 397
140 | 2005010531 | 407 | 397
141 | 2005010531 | 407 | 397
142 | 2005010531 | 406 | 396
143 | 2005010531 | 405 | 395
0 | 2013000056 | 343 | 333
1 | 2013000056 | 344 | 334
2 | 2013000056 | 345 | 335
3 | 2013000056 | 346 | 336
4 | 2013000056 | 348 | 338
5 | 2013000056 | 350 | 340
6 | 2013000056 | 352 | 342
7 | 2013000056 | 353 | 343
8 | 2013000056 | 354 | 344
9 | 2013000056 | 355 | 345
10 | 2013000056 | 356.6667 | 346.6667
11 | 2013000056 | 358.3333 | 348.3333
12 | 2013000056 | 360 | 350
13 | 2013000056 | 363.6667 | 353.6667
14 | 2013000056 | 367.3333 | 357.3333
15 | 2013000056 | 371 | 361
16 | 2013000056 | 373.3333 | 363.3333
17 | 2013000056 | 375.6667 | 365.6667
18 | 2013000056 | 378 | 368
19 | 2013000056 | 378.6667 | 368.6667
20 | 2013000056 | 379.3333 | 369.3333
21 | 2013000056 | 380 | 370
22 | 2013000056 | 381.3333 | 371.3333
23 | 2013000056 | 382.6667 | 372.6667
24 | 2013000056 | 384 | 374
25 | 2013000056 | 385.3333 | 375.3333
26 | 2013000056 | 386.6667 | 376.6667
27 | 2013000056 | 388 | 378
28 | 2013000056 | 387 | 377
29 | 2013000056 | 386 | 376
30 | 2013000056 | 385 | 375
31 | 2013000056 | 383 | 373
32 | 2013000056 | 381 | 371
33 | 2013000056 | 379 | 369
34 | 2013000056 | 378.3333 | 368.3333
35 | 2013000056 | 377.6667 | 367.6667
36 | 2013000056 | 377 | 367
37 | 2013000056 | 377.3333 | 367.3333
38 | 2013000056 | 377.6667 | 367.6667
39 | 2013000056 | 378 | 368
40 | 2013000056 | 379.6667 | 369.6667
41 | 2013000056 | 381.3333 | 371.3333
42 | 2013000056 | 383 | 373
43 | 2013000056 | 385.3333 | 375.3333
44 | 2013000056 | 387.6667 | 377.6667
45 | 2013000056 | 390 | 380
46 | 2013000056 | 391.3333 | 381.3333
47 | 2013000056 | 392.6667 | 382.6667
48 | 2013000056 | 394 | 384
49 | 2013000056 | 393.3333 | 383.3333
50 | 2013000056 | 392.6667 | 382.6667
51 | 2013000056 | 392 | 382
52 | 2013000056 | 387.6667 | 377.6667
53 | 2013000056 | 383.3333 | 373.3333
54 | 2013000056 | 379 | 369
55 | 2013000056 | 372.3333 | 362.3333
56 | 2013000056 | 365.6667 | 355.6667
57 | 2013000056 | 359 | 349
58 | 2013000056 | 353.6667 | 343.6667
59 | 2013000056 | 348.3333 | 338.3333
60 | 2013000056 | 343 | 333
61 | 2013000056 | 338.3333 | 328.3333
62 | 2013000056 | 333.6667 | 323.6667
63 | 2013000056 | 329 | 319
64 | 2013000056 | 326 | 316
65 | 2013000056 | 323 | 313
66 | 2013000056 | 320 | 310
67 | 2013000056 | 318.3333 | 308.3333
68 | 2013000056 | 316.6667 | 306.6667
69 | 2013000056 | 315 | 305
70 | 2013000056 | 315.3333 | 305.3333
71 | 2013000056 | 315.6667 | 305.6667
72 | 2013000056 | 316 | 306
73 | 2013000056 | 316.3333 | 306.3333
74 | 2013000056 | 316.6667 | 306.6667
75 | 2013000056 | 317 | 307
76 | 2013000056 | 316.3333 | 306.3333
77 | 2013000056 | 315.6667 | 305.6667
78 | 2013000056 | 315 | 305
79 | 2013000056 | 314.6667 | 304.6667
80 | 2013000056 | 314.3333 | 304.3333
81 | 2013000056 | 314 | 304
82 | 2013000056 | 316.3333 | 306.3333
83 | 2013000056 | 318.6667 | 308.6667
84 | 2013000056 | 321 | 311
85 | 2013000056 | 323.3333 | 313.3333
86 | 2013000056 | 325.6667 | 315.6667
87 | 2013000056 | 328 | 318
88 | 2013000056 | 328.3333 | 318.3333
89 | 2013000056 | 328.6667 | 318.6667
90 | 2013000056 | 329 | 339
91 | 2013000056 | 329 | 339
92 | 2013000056 | 329 | 339
93 | 2013000056 | 329 | 339
94 | 2013000056 | 328.6667 | 338.6667
95 | 2013000056 | 328.3333 | 338.3333
96 | 2013000056 | 328 | 338
97 | 2013000056 | 327.6667 | 337.6667
98 | 2013000056 | 327.3333 | 337.3333
99 | 2013000056 | 327 | 337
100 | 2013000056 | 328.6667 | 338.6667
101 | 2013000056 | 330.3333 | 340.3333
102 | 2013000056 | 332 | 342
103 | 2013000056 | 334.3333 | 344.3333
104 | 2013000056 | 336.6667 | 346.6667
105 | 2013000056 | 339 | 349
106 | 2013000056 | 339.3333 | 349.3333
107 | 2013000056 | 339.6667 | 349.6667
108 | 2013000056 | 340 | 350
109 | 2013000056 | 342.3333 | 352.3333
110 | 2013000056 | 344.6667 | 354.6667
111 | 2013000056 | 347 | 357
112 | 2013000056 | 349.6667 | 359.6667
113 | 2013000056 | 352.3333 | 362.3333
114 | 2013000056 | 355 | 365
115 | 2013000056 | 360.3333 | 370.3333
116 | 2013000056 | 365.6667 | 375.6667
117 | 2013000056 | 371 | 381
118 | 2013000056 | 373.6667 | 383.6667
119 | 2013000056 | 376.3333 | 386.3333
120 | 2013000056 | 379 | 389
121 | 2013000056 | 383.3333 | 393.3333
122 | 2013000056 | 387.6667 | 377.6667
123 | 2013000056 | 392 | 382
124 | 2013000056 | 395.3333 | 385.3333
125 | 2013000056 | 398.6667 | 388.6667
126 | 2013000056 | 402 | 392
127 | 2013000056 | 404.3333 | 394.3333
128 | 2013000056 | 406.6667 | 396.6667
129 | 2013000056 | 409 | 399
130 | 2013000056 | 409 | 399
131 | 2013000056 | 409 | 399
132 | 2013000056 | 409 | 399
133 | 2013000056 | 408.3333 | 398.3333
134 | 2013000056 | 407.6667 | 397.6667
135 | 2013000056 | 407 | 397
136 | 2013000056 | 407 | 397
137 | 2013000056 | 407 | 397
138 | 2013000056 | 407 | 397
139 | 2013000056 | 407 | 397
140 | 2013000056 | 407 | 397
141 | 2013000056 | 407 | 397
142 | 2013000056 | 406 | 396
143 | 2013000056 | 405 | 395
0 | 2004009281 | 343 | 333
1 | 2004009281 | 344 | 334
2 | 2004009281 | 345 | 335
3 | 2004009281 | 346 | 336
4 | 2004009281 | 348 | 338
5 | 2004009281 | 350 | 340
6 | 2004009281 | 352 | 342
7 | 2004009281 | 353 | 343
8 | 2004009281 | 354 | 344
9 | 2004009281 | 355 | 345
10 | 2004009281 | 356.6667 | 346.6667
11 | 2004009281 | 358.3333 | 348.3333
12 | 2004009281 | 360 | 350
13 | 2004009281 | 363.6667 | 353.6667
14 | 2004009281 | 367.3333 | 357.3333
15 | 2004009281 | 371 | 361
16 | 2004009281 | 373.3333 | 363.3333
17 | 2004009281 | 375.6667 | 365.6667
18 | 2004009281 | 378 | 368
19 | 2004009281 | 378.6667 | 368.6667
20 | 2004009281 | 379.3333 | 369.3333
21 | 2004009281 | 380 | 370
22 | 2004009281 | 381.3333 | 371.3333
23 | 2004009281 | 382.6667 | 372.6667
24 | 2004009281 | 384 | 374
25 | 2004009281 | 385.3333 | 375.3333
26 | 2004009281 | 386.6667 | 376.6667
27 | 2004009281 | 388 | 378
28 | 2004009281 | 387 | 377
29 | 2004009281 | 386 | 376
30 | 2004009281 | 385 | 375
31 | 2004009281 | 383 | 373
32 | 2004009281 | 381 | 371
33 | 2004009281 | 379 | 369
34 | 2004009281 | 378.3333 | 368.3333
35 | 2004009281 | 377.6667 | 367.6667
36 | 2004009281 | 377 | 367
37 | 2004009281 | 377.3333 | 367.3333
38 | 2004009281 | 377.6667 | 367.6667
39 | 2004009281 | 378 | 368
40 | 2004009281 | 379.6667 | 369.6667
41 | 2004009281 | 381.3333 | 371.3333
42 | 2004009281 | 383 | 373
43 | 2004009281 | 385.3333 | 375.3333
44 | 2004009281 | 387.6667 | 377.6667
45 | 2004009281 | 390 | 380
46 | 2004009281 | 391.3333 | 381.3333
47 | 2004009281 | 392.6667 | 382.6667
48 | 2004009281 | 394 | 384
49 | 2004009281 | 393.3333 | 383.3333
50 | 2004009281 | 392.6667 | 382.6667
51 | 2004009281 | 392 | 382
52 | 2004009281 | 387.6667 | 377.6667
53 | 2004009281 | 383.3333 | 373.3333
54 | 2004009281 | 379 | 369
55 | 2004009281 | 372.3333 | 362.3333
56 | 2004009281 | 365.6667 | 355.6667
57 | 2004009281 | 359 | 349
58 | 2004009281 | 353.6667 | 343.6667
59 | 2004009281 | 348.3333 | 338.3333
60 | 2004009281 | 343 | 333
61 | 2004009281 | 338.3333 | 328.3333
62 | 2004009281 | 333.6667 | 323.6667
63 | 2004009281 | 329 | 319
64 | 2004009281 | 326 | 316
65 | 2004009281 | 323 | 313
66 | 2004009281 | 320 | 310
67 | 2004009281 | 318.3333 | 308.3333
68 | 2004009281 | 316.6667 | 306.6667
69 | 2004009281 | 315 | 305
70 | 2004009281 | 315.3333 | 305.3333
71 | 2004009281 | 315.6667 | 305.6667
72 | 2004009281 | 316 | 306
73 | 2004009281 | 316.3333 | 306.3333
74 | 2004009281 | 316.6667 | 306.6667
75 | 2004009281 | 317 | 307
76 | 2004009281 | 316.3333 | 306.3333
77 | 2004009281 | 315.6667 | 305.6667
78 | 2004009281 | 315 | 305
79 | 2004009281 | 314.6667 | 304.6667
80 | 2004009281 | 314.3333 | 304.3333
81 | 2004009281 | 314 | 304
82 | 2004009281 | 316.3333 | 306.3333
83 | 2004009281 | 318.6667 | 308.6667
84 | 2004009281 | 321 | 311
85 | 2004009281 | 323.3333 | 313.3333
86 | 2004009281 | 325.6667 | 315.6667
87 | 2004009281 | 328 | 318
88 | 2004009281 | 328.3333 | 318.3333
89 | 2004009281 | 328.6667 | 318.6667
90 | 2004009281 | 329 | 339
91 | 2004009281 | 329 | 339
92 | 2004009281 | 329 | 339
93 | 2004009281 | 329 | 339
94 | 2004009281 | 328.6667 | 338.6667
95 | 2004009281 | 328.3333 | 338.3333
96 | 2004009281 | 328 | 338
97 | 2004009281 | 327.6667 | 337.6667
98 | 2004009281 | 327.3333 | 337.3333
99 | 2004009281 | 327 | 337
100 | 2004009281 | 328.6667 | 338.6667
101 | 2004009281 | 330.3333 | 340.3333
102 | 2004009281 | 332 | 342
103 | 2004009281 | 334.3333 | 344.3333
104 | 2004009281 | 336.6667 | 346.6667
105 | 2004009281 | 339 | 349
106 | 2004009281 | 339.3333 | 349.3333
107 | 2004009281 | 339.6667 | 349.6667
108 | 2004009281 | 340 | 350
109 | 2004009281 | 342.3333 | 352.3333
110 | 2004009281 | 344.6667 | 354.6667
111 | 2004009281 | 347 | 357
112 | 2004009281 | 349.6667 | 359.6667
113 | 2004009281 | 352.3333 | 362.3333
114 | 2004009281 | 355 | 365
115 | 2004009281 | 360.3333 | 370.3333
116 | 2004009281 | 365.6667 | 375.6667
117 | 2004009281 | 371 | 381
118 | 2004009281 | 373.6667 | 383.6667
119 | 2004009281 | 376.3333 | 386.3333
120 | 2004009281 | 379 | 389
121 | 2004009281 | 383.3333 | 393.3333
122 | 2004009281 | 387.6667 | 377.6667
123 | 2004009281 | 392 | 382
124 | 2004009281 | 395.3333 | 385.3333
125 | 2004009281 | 398.6667 | 388.6667
126 | 2004009281 | 402 | 392
127 | 2004009281 | 404.3333 | 394.3333
128 | 2004009281 | 406.6667 | 396.6667
129 | 2004009281 | 409 | 399
130 | 2004009281 | 409 | 399
131 | 2004009281 | 409 | 399
132 | 2004009281 | 409 | 399
133 | 2004009281 | 408.3333 | 398.3333
134 | 2004009281 | 407.6667 | 397.6667
135 | 2004009281 | 407 | 397
136 | 2004009281 | 407 | 397
137 | 2004009281 | 407 | 397
138 | 2004009281 | 407 | 397
139 | 2004009281 | 407 | 397
140 | 2004009281 | 407 | 397
141 | 2004009281 | 407 | 397
142 | 2004009281 | 406 | 396
143 | 2004009281 | 405 | 395
0 | 2009006629 | 343 | 333
1 | 2009006629 | 344 | 334
2 | 2009006629 | 345 | 335
3 | 2009006629 | 346 | 336
4 | 2009006629 | 348 | 338
5 | 2009006629 | 350 | 340
6 | 2009006629 | 352 | 342
7 | 2009006629 | 353 | 343
8 | 2009006629 | 354 | 344
9 | 2009006629 | 355 | 345
10 | 2009006629 | 356.6667 | 346.6667
11 | 2009006629 | 358.3333 | 348.3333
12 | 2009006629 | 360 | 350
13 | 2009006629 | 363.6667 | 353.6667
14 | 2009006629 | 367.3333 | 357.3333
15 | 2009006629 | 371 | 361
16 | 2009006629 | 373.3333 | 363.3333
17 | 2009006629 | 375.6667 | 365.6667
18 | 2009006629 | 378 | 368
19 | 2009006629 | 378.6667 | 368.6667
20 | 2009006629 | 379.3333 | 369.3333
21 | 2009006629 | 380 | 370
22 | 2009006629 | 381.3333 | 371.3333
23 | 2009006629 | 382.6667 | 372.6667
24 | 2009006629 | 384 | 374
25 | 2009006629 | 385.3333 | 375.3333
26 | 2009006629 | 386.6667 | 376.6667
27 | 2009006629 | 388 | 378
28 | 2009006629 | 387 | 377
29 | 2009006629 | 386 | 376
30 | 2009006629 | 385 | 375
31 | 2009006629 | 383 | 373
32 | 2009006629 | 381 | 371
33 | 2009006629 | 379 | 369
34 | 2009006629 | 378.3333 | 368.3333
35 | 2009006629 | 377.6667 | 367.6667
36 | 2009006629 | 377 | 367
37 | 2009006629 | 377.3333 | 367.3333
38 | 2009006629 | 377.6667 | 367.6667
39 | 2009006629 | 378 | 368
40 | 2009006629 | 379.6667 | 369.6667
41 | 2009006629 | 381.3333 | 371.3333
42 | 2009006629 | 383 | 373
43 | 2009006629 | 385.3333 | 375.3333
44 | 2009006629 | 387.6667 | 377.6667
45 | 2009006629 | 390 | 380
46 | 2009006629 | 391.3333 | 381.3333
47 | 2009006629 | 392.6667 | 382.6667
48 | 2009006629 | 394 | 384
49 | 2009006629 | 393.3333 | 383.3333
50 | 2009006629 | 392.6667 | 382.6667
51 | 2009006629 | 392 | 382
52 | 2009006629 | 387.6667 | 377.6667
53 | 2009006629 | 383.3333 | 373.3333
54 | 2009006629 | 379 | 369
55 | 2009006629 | 372.3333 | 362.3333
56 | 2009006629 | 365.6667 | 355.6667
57 | 2009006629 | 359 | 349
58 | 2009006629 | 353.6667 | 343.6667
59 | 2009006629 | 348.3333 | 338.3333
60 | 2009006629 | 343 | 333
61 | 2009006629 | 338.3333 | 328.3333
62 | 2009006629 | 333.6667 | 323.6667
63 | 2009006629 | 329 | 319
64 | 2009006629 | 326 | 316
65 | 2009006629 | 323 | 313
66 | 2009006629 | 320 | 310
67 | 2009006629 | 318.3333 | 308.3333
68 | 2009006629 | 316.6667 | 306.6667
69 | 2009006629 | 315 | 305
70 | 2009006629 | 315.3333 | 305.3333
71 | 2009006629 | 315.6667 | 305.6667
72 | 2009006629 | 316 | 306
73 | 2009006629 | 316.3333 | 306.3333
74 | 2009006629 | 316.6667 | 306.6667
75 | 2009006629 | 317 | 307
76 | 2009006629 | 316.3333 | 306.3333
77 | 2009006629 | 315.6667 | 305.6667
78 | 2009006629 | 315 | 305
79 | 2009006629 | 314.6667 | 304.6667
80 | 2009006629 | 314.3333 | 304.3333
81 | 2009006629 | 314 | 304
82 | 2009006629 | 316.3333 | 306.3333
83 | 2009006629 | 318.6667 | 308.6667
84 | 2009006629 | 321 | 311
85 | 2009006629 | 323.3333 | 313.3333
86 | 2009006629 | 325.6667 | 315.6667
87 | 2009006629 | 328 | 318
88 | 2009006629 | 328.3333 | 318.3333
89 | 2009006629 | 328.6667 | 318.6667
90 | 2009006629 | 329 | 339
91 | 2009006629 | 329 | 339
92 | 2009006629 | 329 | 339
93 | 2009006629 | 329 | 339
94 | 2009006629 | 328.6667 | 338.6667
95 | 2009006629 | 328.3333 | 338.3333
96 | 2009006629 | 328 | 338
97 | 2009006629 | 327.6667 | 337.6667
98 | 2009006629 | 327.3333 | 337.3333
99 | 2009006629 | 327 | 337
100 | 2009006629 | 328.6667 | 338.6667
101 | 2009006629 | 330.3333 | 340.3333
102 | 2009006629 | 332 | 342
103 | 2009006629 | 334.3333 | 344.3333
104 | 2009006629 | 336.6667 | 346.6667
105 | 2009006629 | 339 | 349
106 | 2009006629 | 339.3333 | 349.3333
107 | 2009006629 | 339.6667 | 349.6667
108 | 2009006629 | 340 | 350
109 | 2009006629 | 342.3333 | 352.3333
110 | 2009006629 | 344.6667 | 354.6667
111 | 2009006629 | 347 | 357
112 | 2009006629 | 349.6667 | 359.6667
113 | 2009006629 | 352.3333 | 362.3333
114 | 2009006629 | 355 | 365
115 | 2009006629 | 360.3333 | 370.3333
116 | 2009006629 | 365.6667 | 375.6667
117 | 2009006629 | 371 | 381
118 | 2009006629 | 373.6667 | 383.6667
119 | 2009006629 | 376.3333 | 386.3333
120 | 2009006629 | 379 | 389
121 | 2009006629 | 383.3333 | 393.3333
122 | 2009006629 | 387.6667 | 377.6667
123 | 2009006629 | 392 | 382
124 | 2009006629 | 395.3333 | 385.3333
125 | 2009006629 | 398.6667 | 388.6667
126 | 2009006629 | 402 | 392
127 | 2009006629 | 404.3333 | 394.3333
128 | 2009006629 | 406.6667 | 396.6667
129 | 2009006629 | 409 | 399
130 | 2009006629 | 409 | 399
131 | 2009006629 | 409 | 399
132 | 2009006629 | 409 | 399
133 | 2009006629 | 408.3333 | 398.3333
134 | 2009006629 | 407.6667 | 397.6667
135 | 2009006629 | 407 | 397
136 | 2009006629 | 407 | 397
137 | 2009006629 | 407 | 397
138 | 2009006629 | 407 | 397
139 | 2009006629 | 407 | 397
140 | 2009006629 | 407 | 397
141 | 2009006629 | 407 | 397
142 | 2009006629 | 406 | 396
143 | 2009006629 | 405 | 395
0 | 2006009067 | 343 | 333
1 | 2006009067 | 344 | 334
2 | 2006009067 | 345 | 335
3 | 2006009067 | 346 | 336
4 | 2006009067 | 348 | 338
5 | 2006009067 | 350 | 340
6 | 2006009067 | 352 | 342
7 | 2006009067 | 353 | 343
8 | 2006009067 | 354 | 344
9 | 2006009067 | 355 | 345
10 | 2006009067 | 356.6667 | 346.6667
11 | 2006009067 | 358.3333 | 348.3333
12 | 2006009067 | 360 | 350
13 | 2006009067 | 363.6667 | 353.6667
14 | 2006009067 | 367.3333 | 357.3333
15 | 2006009067 | 371 | 361
16 | 2006009067 | 373.3333 | 363.3333
17 | 2006009067 | 375.6667 | 365.6667
18 | 2006009067 | 378 | 368
19 | 2006009067 | 378.6667 | 368.6667
20 | 2006009067 | 379.3333 | 369.3333
21 | 2006009067 | 380 | 370
22 | 2006009067 | 381.3333 | 371.3333
23 | 2006009067 | 382.6667 | 372.6667
24 | 2006009067 | 384 | 374
25 | 2006009067 | 385.3333 | 375.3333
26 | 2006009067 | 386.6667 | 376.6667
27 | 2006009067 | 388 | 378
28 | 2006009067 | 387 | 377
29 | 2006009067 | 386 | 376
30 | 2006009067 | 385 | 375
31 | 2006009067 | 383 | 373
32 | 2006009067 | 381 | 371
33 | 2006009067 | 379 | 369
34 | 2006009067 | 378.3333 | 368.3333
35 | 2006009067 | 377.6667 | 367.6667
36 | 2006009067 | 377 | 367
37 | 2006009067 | 377.3333 | 367.3333
38 | 2006009067 | 377.6667 | 367.6667
39 | 2006009067 | 378 | 368
40 | 2006009067 | 379.6667 | 369.6667
41 | 2006009067 | 381.3333 | 371.3333
42 | 2006009067 | 383 | 373
43 | 2006009067 | 385.3333 | 375.3333
44 | 2006009067 | 387.6667 | 377.6667
45 | 2006009067 | 390 | 380
46 | 2006009067 | 391.3333 | 381.3333
47 | 2006009067 | 392.6667 | 382.6667
48 | 2006009067 | 394 | 384
49 | 2006009067 | 393.3333 | 383.3333
50 | 2006009067 | 392.6667 | 382.6667
51 | 2006009067 | 392 | 382
52 | 2006009067 | 387.6667 | 377.6667
53 | 2006009067 | 383.3333 | 373.3333
54 | 2006009067 | 379 | 369
55 | 2006009067 | 372.3333 | 362.3333
56 | 2006009067 | 365.6667 | 355.6667
57 | 2006009067 | 359 | 349
58 | 2006009067 | 353.6667 | 343.6667
59 | 2006009067 | 348.3333 | 338.3333
60 | 2006009067 | 343 | 333
61 | 2006009067 | 338.3333 | 328.3333
62 | 2006009067 | 333.6667 | 323.6667
63 | 2006009067 | 329 | 319
64 | 2006009067 | 326 | 316
65 | 2006009067 | 323 | 313
66 | 2006009067 | 320 | 310
67 | 2006009067 | 318.3333 | 308.3333
68 | 2006009067 | 316.6667 | 306.6667
69 | 2006009067 | 315 | 305
70 | 2006009067 | 315.3333 | 305.3333
71 | 2006009067 | 315.6667 | 305.6667
72 | 2006009067 | 316 | 306
73 | 2006009067 | 316.3333 | 306.3333
74 | 2006009067 | 316.6667 | 306.6667
75 | 2006009067 | 317 | 307
76 | 2006009067 | 316.3333 | 306.3333
77 | 2006009067 | 315.6667 | 305.6667
78 | 2006009067 | 315 | 305
79 | 2006009067 | 314.6667 | 304.6667
80 | 2006009067 | 314.3333 | 304.3333
81 | 2006009067 | 314 | 304
82 | 2006009067 | 316.3333 | 306.3333
83 | 2006009067 | 318.6667 | 308.6667
84 | 2006009067 | 321 | 311
85 | 2006009067 | 323.3333 | 313.3333
86 | 2006009067 | 325.6667 | 315.6667
87 | 2006009067 | 328 | 318
88 | 2006009067 | 328.3333 | 318.3333
89 | 2006009067 | 328.6667 | 318.6667
90 | 2006009067 | 329 | 339
91 | 2006009067 | 329 | 339
92 | 2006009067 | 329 | 339
93 | 2006009067 | 329 | 339
94 | 2006009067 | 328.6667 | 338.6667
95 | 2006009067 | 328.3333 | 338.3333
96 | 2006009067 | 328 | 338
97 | 2006009067 | 327.6667 | 337.6667
98 | 2006009067 | 327.3333 | 337.3333
99 | 2006009067 | 327 | 337
100 | 2006009067 | 328.6667 | 338.6667
101 | 2006009067 | 330.3333 | 340.3333
102 | 2006009067 | 332 | 342
103 | 2006009067 | 334.3333 | 344.3333
104 | 2006009067 | 336.6667 | 346.6667
105 | 2006009067 | 339 | 349
106 | 2006009067 | 339.3333 | 349.3333
107 | 2006009067 | 339.6667 | 349.6667
108 | 2006009067 | 340 | 350
109 | 2006009067 | 342.3333 | 352.3333
110 | 2006009067 | 344.6667 | 354.6667
111 | 2006009067 | 347 | 357
112 | 2006009067 | 349.6667 | 359.6667
113 | 2006009067 | 352.3333 | 362.3333
114 | 2006009067 | 355 | 365
115 | 2006009067 | 360.3333 | 370.3333
116 | 2006009067 | 365.6667 | 375.6667
117 | 2006009067 | 371 | 381
118 | 2006009067 | 373.6667 | 383.6667
119 | 2006009067 | 376.3333 | 386.3333
120 | 2006009067 | 379 | 389
121 | 2006009067 | 383.3333 | 393.3333
122 | 2006009067 | 387.6667 | 377.6667
123 | 2006009067 | 392 | 382
124 | 2006009067 | 395.3333 | 385.3333
125 | 2006009067 | 398.6667 | 388.6667
126 | 2006009067 | 402 | 392
127 | 2006009067 | 404.3333 | 394.3333
128 | 2006009067 | 406.6667 | 396.6667
129 | 2006009067 | 409 | 399
130 | 2006009067 | 409 | 399
131 | 2006009067 | 409 | 399
132 | 2006009067 | 409 | 399
133 | 2006009067 | 408.3333 | 398.3333
134 | 2006009067 | 407.6667 | 397.6667
135 | 2006009067 | 407 | 397
136 | 2006009067 | 407 | 397
137 | 2006009067 | 407 | 397
138 | 2006009067 | 407 | 397
139 | 2006009067 | 407 | 397
140 | 2006009067 | 407 | 397
141 | 2006009067 | 407 | 397
142 | 2006009067 | 406 | 396
143 | 2006009067 | 405 | 395
0 | 2005005101 | 343 | 333
1 | 2005005101 | 344 | 334
2 | 2005005101 | 345 | 335
3 | 2005005101 | 346 | 336
4 | 2005005101 | 348 | 338
5 | 2005005101 | 350 | 340
6 | 2005005101 | 352 | 342
7 | 2005005101 | 353 | 343
8 | 2005005101 | 354 | 344
9 | 2005005101 | 355 | 345
10 | 2005005101 | 356.6667 | 346.6667
11 | 2005005101 | 358.3333 | 348.3333
12 | 2005005101 | 360 | 350
13 | 2005005101 | 363.6667 | 353.6667
14 | 2005005101 | 367.3333 | 357.3333
15 | 2005005101 | 371 | 361
16 | 2005005101 | 373.3333 | 363.3333
17 | 2005005101 | 375.6667 | 365.6667
18 | 2005005101 | 378 | 368
19 | 2005005101 | 378.6667 | 368.6667
20 | 2005005101 | 379.3333 | 369.3333
21 | 2005005101 | 380 | 370
22 | 2005005101 | 381.3333 | 371.3333
23 | 2005005101 | 382.6667 | 372.6667
24 | 2005005101 | 384 | 374
25 | 2005005101 | 385.3333 | 375.3333
26 | 2005005101 | 386.6667 | 376.6667
27 | 2005005101 | 388 | 378
28 | 2005005101 | 387 | 377
29 | 2005005101 | 386 | 376
30 | 2005005101 | 385 | 375
31 | 2005005101 | 383 | 373
32 | 2005005101 | 381 | 371
33 | 2005005101 | 379 | 369
34 | 2005005101 | 378.3333 | 368.3333
35 | 2005005101 | 377.6667 | 367.6667
36 | 2005005101 | 377 | 367
37 | 2005005101 | 377.3333 | 367.3333
38 | 2005005101 | 377.6667 | 367.6667
39 | 2005005101 | 378 | 368
40 | 2005005101 | 379.6667 | 369.6667
41 | 2005005101 | 381.3333 | 371.3333
42 | 2005005101 | 383 | 373
43 | 2005005101 | 385.3333 | 375.3333
44 | 2005005101 | 387.6667 | 377.6667
45 | 2005005101 | 390 | 380
46 | 2005005101 | 391.3333 | 381.3333
47 | 2005005101 | 392.6667 | 382.6667
48 | 2005005101 | 394 | 384
49 | 2005005101 | 393.3333 | 383.3333
50 | 2005005101 | 392.6667 | 382.6667
51 | 2005005101 | 392 | 382
52 | 2005005101 | 387.6667 | 377.6667
53 | 2005005101 | 383.3333 | 373.3333
54 | 2005005101 | 379 | 369
55 | 2005005101 | 372.3333 | 362.3333
56 | 2005005101 | 365.6667 | 355.6667
57 | 2005005101 | 359 | 349
58 | 2005005101 | 353.6667 | 343.6667
59 | 2005005101 | 348.3333 | 338.3333
60 | 2005005101 | 343 | 333
61 | 2005005101 | 338.3333 | 328.3333
62 | 2005005101 | 333.6667 | 323.6667
63 | 2005005101 | 329 | 319
64 | 2005005101 | 326 | 316
65 | 2005005101 | 323 | 313
66 | 2005005101 | 320 | 310
67 | 2005005101 | 318.3333 | 308.3333
68 | 2005005101 | 316.6667 | 306.6667
69 | 2005005101 | 315 | 305
70 | 2005005101 | 315.3333 | 305.3333
71 | 2005005101 | 315.6667 | 305.6667
72 | 2005005101 | 316 | 306
73 | 2005005101 | 316.3333 | 306.3333
74 | 2005005101 | 316.6667 | 306.6667
75 | 2005005101 | 317 | 307
76 | 2005005101 | 316.3333 | 306.3333
77 | 2005005101 | 315.6667 | 305.6667
78 | 2005005101 | 315 | 305
79 | 2005005101 | 314.6667 | 304.6667
80 | 2005005101 | 314.3333 | 304.3333
81 | 2005005101 | 314 | 304
82 | 2005005101 | 316.3333 | 306.3333
83 | 2005005101 | 318.6667 | 308.6667
84 | 2005005101 | 321 | 311
85 | 2005005101 | 323.3333 | 313.3333
86 | 2005005101 | 325.6667 | 315.6667
87 | 2005005101 | 328 | 318
88 | 2005005101 | 328.3333 | 318.3333
89 | 2005005101 | 328.6667 | 318.6667
90 | 2005005101 | 329 | 339
91 | 2005005101 | 329 | 339
92 | 2005005101 | 329 | 339
93 | 2005005101 | 329 | 339
94 | 2005005101 | 328.6667 | 338.6667
95 | 2005005101 | 328.3333 | 338.3333
96 | 2005005101 | 328 | 338
97 | 2005005101 | 327.6667 | 337.6667
98 | 2005005101 | 327.3333 | 337.3333
99 | 2005005101 | 327 | 337
100 | 2005005101 | 328.6667 | 338.6667
101 | 2005005101 | 330.3333 | 340.3333
102 | 2005005101 | 332 | 342
103 | 2005005101 | 334.3333 | 344.3333
104 | 2005005101 | 336.6667 | 346.6667
105 | 2005005101 | 339 | 349
106 | 2005005101 | 339.3333 | 349.3333
107 | 2005005101 | 339.6667 | 349.6667
108 | 2005005101 | 340 | 350
109 | 2005005101 | 342.3333 | 352.3333
110 | 2005005101 | 344.6667 | 354.6667
111 | 2005005101 | 347 | 357
112 | 2005005101 | 349.6667 | 359.6667
113 | 2005005101 | 352.3333 | 362.3333
114 | 2005005101 | 355 | 365
115 | 2005005101 | 360.3333 | 370.3333
116 | 2005005101 | 365.6667 | 375.6667
117 | 2005005101 | 371 | 381
118 | 2005005101 | 373.6667 | 383.6667
119 | 2005005101 | 376.3333 | 386.3333
120 | 2005005101 | 379 | 389
121 | 2005005101 | 383.3333 | 393.3333
122 | 2005005101 | 387.6667 | 377.6667
123 | 2005005101 | 392 | 382
124 | 2005005101 | 395.3333 | 385.3333
125 | 2005005101 | 398.6667 | 388.6667
126 | 2005005101 | 402 | 392
127 | 2005005101 | 404.3333 | 394.3333
128 | 2005005101 | 406.6667 | 396.6667
129 | 2005005101 | 409 | 399
130 | 2005005101 | 409 | 399
131 | 2005005101 | 409 | 399
132 | 2005005101 | 409 | 399
133 | 2005005101 | 408.3333 | 398.3333
134 | 2005005101 | 407.6667 | 397.6667
135 | 2005005101 | 407 | 397
136 | 2005005101 | 407 | 397
137 | 2005005101 | 407 | 397
138 | 2005005101 | 407 | 397
139 | 2005005101 | 407 | 397
140 | 2005005101 | 407 | 397
141 | 2005005101 | 407 | 397
142 | 2005005101 | 406 | 396
143 | 2005005101 | 405 | 395
0 | 2002005054 | 343 | 333
1 | 2002005054 | 344 | 334
2 | 2002005054 | 345 | 335
3 | 2002005054 | 346 | 336
4 | 2002005054 | 348 | 338
5 | 2002005054 | 350 | 340
6 | 2002005054 | 352 | 342
7 | 2002005054 | 353 | 343
8 | 2002005054 | 354 | 344
9 | 2002005054 | 355 | 345
10 | 2002005054 | 356.6667 | 346.6667
11 | 2002005054 | 358.3333 | 348.3333
12 | 2002005054 | 360 | 350
13 | 2002005054 | 363.6667 | 353.6667
14 | 2002005054 | 367.3333 | 357.3333
15 | 2002005054 | 371 | 361
16 | 2002005054 | 373.3333 | 363.3333
17 | 2002005054 | 375.6667 | 365.6667
18 | 2002005054 | 378 | 368
19 | 2002005054 | 378.6667 | 368.6667
20 | 2002005054 | 379.3333 | 369.3333
21 | 2002005054 | 380 | 370
22 | 2002005054 | 381.3333 | 371.3333
23 | 2002005054 | 382.6667 | 372.6667
24 | 2002005054 | 384 | 374
25 | 2002005054 | 385.3333 | 375.3333
26 | 2002005054 | 386.6667 | 376.6667
27 | 2002005054 | 388 | 378
28 | 2002005054 | 387 | 377
29 | 2002005054 | 386 | 376
30 | 2002005054 | 385 | 375
31 | 2002005054 | 383 | 373
32 | 2002005054 | 381 | 371
33 | 2002005054 | 379 | 369
34 | 2002005054 | 378.3333 | 368.3333
35 | 2002005054 | 377.6667 | 367.6667
36 | 2002005054 | 377 | 367
37 | 2002005054 | 377.3333 | 367.3333
38 | 2002005054 | 377.6667 | 367.6667
39 | 2002005054 | 378 | 368
40 | 2002005054 | 379.6667 | 369.6667
41 | 2002005054 | 381.3333 | 371.3333
42 | 2002005054 | 383 | 373
43 | 2002005054 | 385.3333 | 375.3333
44 | 2002005054 | 387.6667 | 377.6667
45 | 2002005054 | 390 | 380
46 | 2002005054 | 391.3333 | 381.3333
47 | 2002005054 | 392.6667 | 382.6667
48 | 2002005054 | 394 | 384
49 | 2002005054 | 393.3333 | 383.3333
50 | 2002005054 | 392.6667 | 382.6667
51 | 2002005054 | 392 | 382
52 | 2002005054 | 387.6667 | 377.6667
53 | 2002005054 | 383.3333 | 373.3333
54 | 2002005054 | 379 | 369
55 | 2002005054 | 372.3333 | 362.3333
56 | 2002005054 | 365.6667 | 355.6667
57 | 2002005054 | 359 | 349
58 | 2002005054 | 353.6667 | 343.6667
59 | 2002005054 | 348.3333 | 338.3333
60 | 2002005054 | 343 | 333
61 | 2002005054 | 338.3333 | 328.3333
62 | 2002005054 | 333.6667 | 323.6667
63 | 2002005054 | 329 | 319
64 | 2002005054 | 326 | 316
65 | 2002005054 | 323 | 313
66 | 2002005054 | 320 | 310
67 | 2002005054 | 318.3333 | 308.3333
68 | 2002005054 | 316.6667 | 306.6667
69 | 2002005054 | 315 | 305
70 | 2002005054 | 315.3333 | 305.3333
71 | 2002005054 | 315.6667 | 305.6667
72 | 2002005054 | 316 | 306
73 | 2002005054 | 316.3333 | 306.3333
74 | 2002005054 | 316.6667 | 306.6667
75 | 2002005054 | 317 | 307
76 | 2002005054 | 316.3333 | 306.3333
77 | 2002005054 | 315.6667 | 305.6667
78 | 2002005054 | 315 | 305
79 | 2002005054 | 314.6667 | 304.6667
80 | 2002005054 | 314.3333 | 304.3333
81 | 2002005054 | 314 | 304
82 | 2002005054 | 316.3333 | 306.3333
83 | 2002005054 | 318.6667 | 308.6667
84 | 2002005054 | 321 | 311
85 | 2002005054 | 323.3333 | 313.3333
86 | 2002005054 | 325.6667 | 315.6667
87 | 2002005054 | 328 | 318
88 | 2002005054 | 328.3333 | 318.3333
89 | 2002005054 | 328.6667 | 318.6667
90 | 2002005054 | 329 | 339
91 | 2002005054 | 329 | 339
92 | 2002005054 | 329 | 339
93 | 2002005054 | 329 | 339
94 | 2002005054 | 328.6667 | 338.6667
95 | 2002005054 | 328.3333 | 338.3333
96 | 2002005054 | 328 | 338
97 | 2002005054 | 327.6667 | 337.6667
98 | 2002005054 | 327.3333 | 337.3333
99 | 2002005054 | 327 | 337
100 | 2002005054 | 328.6667 | 338.6667
101 | 2002005054 | 330.3333 | 340.3333
102 | 2002005054 | 332 | 342
103 | 2002005054 | 334.3333 | 344.3333
104 | 2002005054 | 336.6667 | 346.6667
105 | 2002005054 | 339 | 349
106 | 2002005054 | 339.3333 | 349.3333
107 | 2002005054 | 339.6667 | 349.6667
108 | 2002005054 | 340 | 350
109 | 2002005054 | 342.3333 | 352.3333
110 | 2002005054 | 344.6667 | 354.6667
111 | 2002005054 | 347 | 357
112 | 2002005054 | 349.6667 | 359.6667
113 | 2002005054 | 352.3333 | 362.3333
114 | 2002005054 | 355 | 365
115 | 2002005054 | 360.3333 | 370.3333
116 | 2002005054 | 365.6667 | 375.6667
117 | 2002005054 | 371 | 381
118 | 2002005054 | 373.6667 | 383.6667
119 | 2002005054 | 376.3333 | 386.3333
120 | 2002005054 | 379 | 389
121 | 2002005054 | 383.3333 | 393.3333
122 | 2002005054 | 387.6667 | 377.6667
123 | 2002005054 | 392 | 382
124 | 2002005054 | 395.3333 | 385.3333
125 | 2002005054 | 398.6667 | 388.6667
126 | 2002005054 | 402 | 392
127 | 2002005054 | 404.3333 | 394.3333
128 | 2002005054 | 406.6667 | 396.6667
129 | 2002005054 | 409 | 399
130 | 2002005054 | 409 | 399
131 | 2002005054 | 409 | 399
132 | 2002005054 | 409 | 399
133 | 2002005054 | 408.3333 | 398.3333
134 | 2002005054 | 407.6667 | 397.6667
135 | 2002005054 | 407 | 397
136 | 2002005054 | 407 | 397
137 | 2002005054 | 407 | 397
138 | 2002005054 | 407 | 397
139 | 2002005054 | 407 | 397
140 | 2002005054 | 407 | 397
141 | 2002005054 | 407 | 397
142 | 2002005054 | 406 | 396
143 | 2002005054 | 405 | 395
0 | 2004001855 | 343 | 333
1 | 2004001855 | 344 | 334
2 | 2004001855 | 345 | 335
3 | 2004001855 | 346 | 336
4 | 2004001855 | 348 | 338
5 | 2004001855 | 350 | 340
6 | 2004001855 | 352 | 342
7 | 2004001855 | 353 | 343
8 | 2004001855 | 354 | 344
9 | 2004001855 | 355 | 345
10 | 2004001855 | 356.6667 | 346.6667
11 | 2004001855 | 358.3333 | 348.3333
12 | 2004001855 | 360 | 350
13 | 2004001855 | 363.6667 | 353.6667
14 | 2004001855 | 367.3333 | 357.3333
15 | 2004001855 | 371 | 361
16 | 2004001855 | 373.3333 | 363.3333
17 | 2004001855 | 375.6667 | 365.6667
18 | 2004001855 | 378 | 368
19 | 2004001855 | 378.6667 | 368.6667
20 | 2004001855 | 379.3333 | 369.3333
21 | 2004001855 | 380 | 370
22 | 2004001855 | 381.3333 | 371.3333
23 | 2004001855 | 382.6667 | 372.6667
24 | 2004001855 | 384 | 374
25 | 2004001855 | 385.3333 | 375.3333
26 | 2004001855 | 386.6667 | 376.6667
27 | 2004001855 | 388 | 378
28 | 2004001855 | 387 | 377
29 | 2004001855 | 386 | 376
30 | 2004001855 | 385 | 375
31 | 2004001855 | 383 | 373
32 | 2004001855 | 381 | 371
33 | 2004001855 | 379 | 369
34 | 2004001855 | 378.3333 | 368.3333
35 | 2004001855 | 377.6667 | 367.6667
36 | 2004001855 | 377 | 367
37 | 2004001855 | 377.3333 | 367.3333
38 | 2004001855 | 377.6667 | 367.6667
39 | 2004001855 | 378 | 368
40 | 2004001855 | 379.6667 | 369.6667
41 | 2004001855 | 381.3333 | 371.3333
42 | 2004001855 | 383 | 373
43 | 2004001855 | 385.3333 | 375.3333
44 | 2004001855 | 387.6667 | 377.6667
45 | 2004001855 | 390 | 380
46 | 2004001855 | 391.3333 | 381.3333
47 | 2004001855 | 392.6667 | 382.6667
48 | 2004001855 | 394 | 384
49 | 2004001855 | 393.3333 | 383.3333
50 | 2004001855 | 392.6667 | 382.6667
51 | 2004001855 | 392 | 382
52 | 2004001855 | 387.6667 | 377.6667
53 | 2004001855 | 383.3333 | 373.3333
54 | 2004001855 | 379 | 369
55 | 2004001855 | 372.3333 | 362.3333
56 | 2004001855 | 365.6667 | 355.6667
57 | 2004001855 | 359 | 349
58 | 2004001855 | 353.6667 | 343.6667
59 | 2004001855 | 348.3333 | 338.3333
60 | 2004001855 | 343 | 333
61 | 2004001855 | 338.3333 | 328.3333
62 | 2004001855 | 333.6667 | 323.6667
63 | 2004001855 | 329 | 319
64 | 2004001855 | 326 | 316
65 | 2004001855 | 323 | 313
66 | 2004001855 | 320 | 310
67 | 2004001855 | 318.3333 | 308.3333
68 | 2004001855 | 316.6667 | 306.6667
69 | 2004001855 | 315 | 305
70 | 2004001855 | 315.3333 | 305.3333
71 | 2004001855 | 315.6667 | 305.6667
72 | 2004001855 | 316 | 306
73 | 2004001855 | 316.3333 | 306.3333
74 | 2004001855 | 316.6667 | 306.6667
75 | 2004001855 | 317 | 307
76 | 2004001855 | 316.3333 | 306.3333
77 | 2004001855 | 315.6667 | 305.6667
78 | 2004001855 | 315 | 305
79 | 2004001855 | 314.6667 | 304.6667
80 | 2004001855 | 314.3333 | 304.3333
81 | 2004001855 | 314 | 304
82 | 2004001855 | 316.3333 | 306.3333
83 | 2004001855 | 318.6667 | 308.6667
84 | 2004001855 | 321 | 311
85 | 2004001855 | 323.3333 | 313.3333
86 | 2004001855 | 325.6667 | 315.6667
87 | 2004001855 | 328 | 318
88 | 2004001855 | 328.3333 | 318.3333
89 | 2004001855 | 328.6667 | 318.6667
90 | 2004001855 | 329 | 339
91 | 2004001855 | 329 | 339
92 | 2004001855 | 329 | 339
93 | 2004001855 | 329 | 339
94 | 2004001855 | 328.6667 | 338.6667
95 | 2004001855 | 328.3333 | 338.3333
96 | 2004001855 | 328 | 338
97 | 2004001855 | 327.6667 | 337.6667
98 | 2004001855 | 327.3333 | 337.3333
99 | 2004001855 | 327 | 337
100 | 2004001855 | 328.6667 | 338.6667
101 | 2004001855 | 330.3333 | 340.3333
102 | 2004001855 | 332 | 342
103 | 2004001855 | 334.3333 | 344.3333
104 | 2004001855 | 336.6667 | 346.6667
105 | 2004001855 | 339 | 349
106 | 2004001855 | 339.3333 | 349.3333
107 | 2004001855 | 339.6667 | 349.6667
108 | 2004001855 | 340 | 350
109 | 2004001855 | 342.3333 | 352.3333
110 | 2004001855 | 344.6667 | 354.6667
111 | 2004001855 | 347 | 357
112 | 2004001855 | 349.6667 | 359.6667
113 | 2004001855 | 352.3333 | 362.3333
114 | 2004001855 | 355 | 365
115 | 2004001855 | 360.3333 | 370.3333
116 | 2004001855 | 365.6667 | 375.6667
117 | 2004001855 | 371 | 381
118 | 2004001855 | 373.6667 | 383.6667
119 | 2004001855 | 376.3333 | 386.3333
120 | 2004001855 | 379 | 389
121 | 2004001855 | 383.3333 | 393.3333
122 | 2004001855 | 387.6667 | 377.6667
123 | 2004001855 | 392 | 382
124 | 2004001855 | 395.3333 | 385.3333
125 | 2004001855 | 398.6667 | 388.6667
126 | 2004001855 | 402 | 392
127 | 2004001855 | 404.3333 | 394.3333
128 | 2004001855 | 406.6667 | 396.6667
129 | 2004001855 | 409 | 399
130 | 2004001855 | 409 | 399
131 | 2004001855 | 409 | 399
132 | 2004001855 | 409 | 399
133 | 2004001855 | 408.3333 | 398.3333
134 | 2004001855 | 407.6667 | 397.6667
135 | 2004001855 | 407 | 397
136 | 2004001855 | 407 | 397
137 | 2004001855 | 407 | 397
138 | 2004001855 | 407 | 397
139 | 2004001855 | 407 | 397
140 | 2004001855 | 407 | 397
141 | 2004001855 | 407 | 397
142 | 2004001855 | 406 | 396
143 | 2004001855 | 405 | 395
0 | 2002005722 | 343 | 333
1 | 2002005722 | 344 | 334
2 | 2002005722 | 345 | 335
3 | 2002005722 | 346 | 336
4 | 2002005722 | 348 | 338
5 | 2002005722 | 350 | 340
6 | 2002005722 | 352 | 342
7 | 2002005722 | 353 | 343
8 | 2002005722 | 354 | 344
9 | 2002005722 | 355 | 345
10 | 2002005722 | 356.6667 | 346.6667
11 | 2002005722 | 358.3333 | 348.3333
12 | 2002005722 | 360 | 350
13 | 2002005722 | 363.6667 | 353.6667
14 | 2002005722 | 367.3333 | 357.3333
15 | 2002005722 | 371 | 361
16 | 2002005722 | 373.3333 | 363.3333
17 | 2002005722 | 375.6667 | 365.6667
18 | 2002005722 | 378 | 368
19 | 2002005722 | 378.6667 | 368.6667
20 | 2002005722 | 379.3333 | 369.3333
21 | 2002005722 | 380 | 370
22 | 2002005722 | 381.3333 | 371.3333
23 | 2002005722 | 382.6667 | 372.6667
24 | 2002005722 | 384 | 374
25 | 2002005722 | 385.3333 | 375.3333
26 | 2002005722 | 386.6667 | 376.6667
27 | 2002005722 | 388 | 378
28 | 2002005722 | 387 | 377
29 | 2002005722 | 386 | 376
30 | 2002005722 | 385 | 375
31 | 2002005722 | 383 | 373
32 | 2002005722 | 381 | 371
33 | 2002005722 | 379 | 369
34 | 2002005722 | 378.3333 | 368.3333
35 | 2002005722 | 377.6667 | 367.6667
36 | 2002005722 | 377 | 367
37 | 2002005722 | 377.3333 | 367.3333
38 | 2002005722 | 377.6667 | 367.6667
39 | 2002005722 | 378 | 368
40 | 2002005722 | 379.6667 | 369.6667
41 | 2002005722 | 381.3333 | 371.3333
42 | 2002005722 | 383 | 373
43 | 2002005722 | 385.3333 | 375.3333
44 | 2002005722 | 387.6667 | 377.6667
45 | 2002005722 | 390 | 380
46 | 2002005722 | 391.3333 | 381.3333
47 | 2002005722 | 392.6667 | 382.6667
48 | 2002005722 | 394 | 384
49 | 2002005722 | 393.3333 | 383.3333
50 | 2002005722 | 392.6667 | 382.6667
51 | 2002005722 | 392 | 382
52 | 2002005722 | 387.6667 | 377.6667
53 | 2002005722 | 383.3333 | 373.3333
54 | 2002005722 | 379 | 369
55 | 2002005722 | 372.3333 | 362.3333
56 | 2002005722 | 365.6667 | 355.6667
57 | 2002005722 | 359 | 349
58 | 2002005722 | 353.6667 | 343.6667
59 | 2002005722 | 348.3333 | 338.3333
60 | 2002005722 | 343 | 333
61 | 2002005722 | 338.3333 | 328.3333
62 | 2002005722 | 333.6667 | 323.6667
63 | 2002005722 | 329 | 319
64 | 2002005722 | 326 | 316
65 | 2002005722 | 323 | 313
66 | 2002005722 | 320 | 310
67 | 2002005722 | 318.3333 | 308.3333
68 | 2002005722 | 316.6667 | 306.6667
69 | 2002005722 | 315 | 305
70 | 2002005722 | 315.3333 | 305.3333
71 | 2002005722 | 315.6667 | 305.6667
72 | 2002005722 | 316 | 306
73 | 2002005722 | 316.3333 | 306.3333
74 | 2002005722 | 316.6667 | 306.6667
75 | 2002005722 | 317 | 307
76 | 2002005722 | 316.3333 | 306.3333
77 | 2002005722 | 315.6667 | 305.6667
78 | 2002005722 | 315 | 305
79 | 2002005722 | 314.6667 | 304.6667
80 | 2002005722 | 314.3333 | 304.3333
81 | 2002005722 | 314 | 304
82 | 2002005722 | 316.3333 | 306.3333
83 | 2002005722 | 318.6667 | 308.6667
84 | 2002005722 | 321 | 311
85 | 2002005722 | 323.3333 | 313.3333
86 | 2002005722 | 325.6667 | 315.6667
87 | 2002005722 | 328 | 318
88 | 2002005722 | 328.3333 | 318.3333
89 | 2002005722 | 328.6667 | 318.6667
90 | 2002005722 | 329 | 339
91 | 2002005722 | 329 | 339
92 | 2002005722 | 329 | 339
93 | 2002005722 | 329 | 339
94 | 2002005722 | 328.6667 | 338.6667
95 | 2002005722 | 328.3333 | 338.3333
96 | 2002005722 | 328 | 338
97 | 2002005722 | 327.6667 | 337.6667
98 | 2002005722 | 327.3333 | 337.3333
99 | 2002005722 | 327 | 337
100 | 2002005722 | 328.6667 | 338.6667
101 | 2002005722 | 330.3333 | 340.3333
102 | 2002005722 | 332 | 342
103 | 2002005722 | 334.3333 | 344.3333
104 | 2002005722 | 336.6667 | 346.6667
105 | 2002005722 | 339 | 349
106 | 2002005722 | 339.3333 | 349.3333
107 | 2002005722 | 339.6667 | 349.6667
108 | 2002005722 | 340 | 350
109 | 2002005722 | 342.3333 | 352.3333
110 | 2002005722 | 344.6667 | 354.6667
111 | 2002005722 | 347 | 357
112 | 2002005722 | 349.6667 | 359.6667
113 | 2002005722 | 352.3333 | 362.3333
114 | 2002005722 | 355 | 365
115 | 2002005722 | 360.3333 | 370.3333
116 | 2002005722 | 365.6667 | 375.6667
117 | 2002005722 | 371 | 381
118 | 2002005722 | 373.6667 | 383.6667
119 | 2002005722 | 376.3333 | 386.3333
120 | 2002005722 | 379 | 389
121 | 2002005722 | 383.3333 | 393.3333
122 | 2002005722 | 387.6667 | 377.6667
123 | 2002005722 | 392 | 382
124 | 2002005722 | 395.3333 | 385.3333
125 | 2002005722 | 398.6667 | 388.6667
126 | 2002005722 | 402 | 392
127 | 2002005722 | 404.3333 | 394.3333
128 | 2002005722 | 406.6667 | 396.6667
129 | 2002005722 | 409 | 399
130 | 2002005722 | 409 | 399
131 | 2002005722 | 409 | 399
132 | 2002005722 | 409 | 399
133 | 2002005722 | 408.3333 | 398.3333
134 | 2002005722 | 407.6667 | 397.6667
135 | 2002005722 | 407 | 397
136 | 2002005722 | 407 | 397
137 | 2002005722 | 407 | 397
138 | 2002005722 | 407 | 397
139 | 2002005722 | 407 | 397
140 | 2002005722 | 407 | 397
141 | 2002005722 | 407 | 397
142 | 2002005722 | 406 | 396
143 | 2002005722 | 405 | 395
0 | 2003000941 | 343 | 333
1 | 2003000941 | 344 | 334
2 | 2003000941 | 345 | 335
3 | 2003000941 | 346 | 336
4 | 2003000941 | 348 | 338
5 | 2003000941 | 350 | 340
6 | 2003000941 | 352 | 342
7 | 2003000941 | 353 | 343
8 | 2003000941 | 354 | 344
9 | 2003000941 | 355 | 345
10 | 2003000941 | 356.6667 | 346.6667
11 | 2003000941 | 358.3333 | 348.3333
12 | 2003000941 | 360 | 350
13 | 2003000941 | 363.6667 | 353.6667
14 | 2003000941 | 367.3333 | 357.3333
15 | 2003000941 | 371 | 361
16 | 2003000941 | 373.3333 | 363.3333
17 | 2003000941 | 375.6667 | 365.6667
18 | 2003000941 | 378 | 368
19 | 2003000941 | 378.6667 | 368.6667
20 | 2003000941 | 379.3333 | 369.3333
21 | 2003000941 | 380 | 370
22 | 2003000941 | 381.3333 | 371.3333
23 | 2003000941 | 382.6667 | 372.6667
24 | 2003000941 | 384 | 374
25 | 2003000941 | 385.3333 | 375.3333
26 | 2003000941 | 386.6667 | 376.6667
27 | 2003000941 | 388 | 378
28 | 2003000941 | 387 | 377
29 | 2003000941 | 386 | 376
30 | 2003000941 | 385 | 375
31 | 2003000941 | 383 | 373
32 | 2003000941 | 381 | 371
33 | 2003000941 | 379 | 369
34 | 2003000941 | 378.3333 | 368.3333
35 | 2003000941 | 377.6667 | 367.6667
36 | 2003000941 | 377 | 367
37 | 2003000941 | 377.3333 | 367.3333
38 | 2003000941 | 377.6667 | 367.6667
39 | 2003000941 | 378 | 368
40 | 2003000941 | 379.6667 | 369.6667
41 | 2003000941 | 381.3333 | 371.3333
42 | 2003000941 | 383 | 373
43 | 2003000941 | 385.3333 | 375.3333
44 | 2003000941 | 387.6667 | 377.6667
45 | 2003000941 | 390 | 380
46 | 2003000941 | 391.3333 | 381.3333
47 | 2003000941 | 392.6667 | 382.6667
48 | 2003000941 | 394 | 384
49 | 2003000941 | 393.3333 | 383.3333
50 | 2003000941 | 392.6667 | 382.6667
51 | 2003000941 | 392 | 382
52 | 2003000941 | 387.6667 | 377.6667
53 | 2003000941 | 383.3333 | 373.3333
54 | 2003000941 | 379 | 369
55 | 2003000941 | 372.3333 | 362.3333
56 | 2003000941 | 365.6667 | 355.6667
57 | 2003000941 | 359 | 349
58 | 2003000941 | 353.6667 | 343.6667
59 | 2003000941 | 348.3333 | 338.3333
60 | 2003000941 | 343 | 333
61 | 2003000941 | 338.3333 | 328.3333
62 | 2003000941 | 333.6667 | 323.6667
63 | 2003000941 | 329 | 319
64 | 2003000941 | 326 | 316
65 | 2003000941 | 323 | 313
66 | 2003000941 | 320 | 310
67 | 2003000941 | 318.3333 | 308.3333
68 | 2003000941 | 316.6667 | 306.6667
69 | 2003000941 | 315 | 305
70 | 2003000941 | 315.3333 | 305.3333
71 | 2003000941 | 315.6667 | 305.6667
72 | 2003000941 | 316 | 306
73 | 2003000941 | 316.3333 | 306.3333
74 | 2003000941 | 316.6667 | 306.6667
75 | 2003000941 | 317 | 307
76 | 2003000941 | 316.3333 | 306.3333
77 | 2003000941 | 315.6667 | 305.6667
78 | 2003000941 | 315 | 305
79 | 2003000941 | 314.6667 | 304.6667
80 | 2003000941 | 314.3333 | 304.3333
81 | 2003000941 | 314 | 304
82 | 2003000941 | 316.3333 | 306.3333
83 | 2003000941 | 318.6667 | 308.6667
84 | 2003000941 | 321 | 311
85 | 2003000941 | 323.3333 | 313.3333
86 | 2003000941 | 325.6667 | 315.6667
87 | 2003000941 | 328 | 318
88 | 2003000941 | 328.3333 | 318.3333
89 | 2003000941 | 328.6667 | 318.6667
90 | 2003000941 | 329 | 339
91 | 2003000941 | 329 | 339
92 | 2003000941 | 329 | 339
93 | 2003000941 | 329 | 339
94 | 2003000941 | 328.6667 | 338.6667
95 | 2003000941 | 328.3333 | 338.3333
96 | 2003000941 | 328 | 338
97 | 2003000941 | 327.6667 | 337.6667
98 | 2003000941 | 327.3333 | 337.3333
99 | 2003000941 | 327 | 337
100 | 2003000941 | 328.6667 | 338.6667
101 | 2003000941 | 330.3333 | 340.3333
102 | 2003000941 | 332 | 342
103 | 2003000941 | 334.3333 | 344.3333
104 | 2003000941 | 336.6667 | 346.6667
105 | 2003000941 | 339 | 349
106 | 2003000941 | 339.3333 | 349.3333
107 | 2003000941 | 339.6667 | 349.6667
108 | 2003000941 | 340 | 350
109 | 2003000941 | 342.3333 | 352.3333
110 | 2003000941 | 344.6667 | 354.6667
111 | 2003000941 | 347 | 357
112 | 2003000941 | 349.6667 | 359.6667
113 | 2003000941 | 352.3333 | 362.3333
114 | 2003000941 | 355 | 365
115 | 2003000941 | 360.3333 | 370.3333
116 | 2003000941 | 365.6667 | 375.6667
117 | 2003000941 | 371 | 381
118 | 2003000941 | 373.6667 | 383.6667
119 | 2003000941 | 376.3333 | 386.3333
120 | 2003000941 | 379 | 389
121 | 2003000941 | 383.3333 | 393.3333
122 | 2003000941 | 387.6667 | 377.6667
123 | 2003000941 | 392 | 382
124 | 2003000941 | 395.3333 | 385.3333
125 | 2003000941 | 398.6667 | 388.6667
126 | 2003000941 | 402 | 392
127 | 2003000941 | 404.3333 | 394.3333
128 | 2003000941 | 406.6667 | 396.6667
129 | 2003000941 | 409 | 399
130 | 2003000941 | 409 | 399
131 | 2003000941 | 409 | 399
132 | 2003000941 | 409 | 399
133 | 2003000941 | 408.3333 | 398.3333
134 | 2003000941 | 407.6667 | 397.6667
135 | 2003000941 | 407 | 397
136 | 2003000941 | 407 | 397
137 | 2003000941 | 407 | 397
138 | 2003000941 | 407 | 397
139 | 2003000941 | 407 | 397
140 | 2003000941 | 407 | 397
141 | 2003000941 | 407 | 397
142 | 2003000941 | 406 | 396
143 | 2003000941 | 405 | 395
0 | 2005010444 | 343 | 333
1 | 2005010444 | 344 | 334
2 | 2005010444 | 345 | 335
3 | 2005010444 | 346 | 336
4 | 2005010444 | 348 | 338
5 | 2005010444 | 350 | 340
6 | 2005010444 | 352 | 342
7 | 2005010444 | 353 | 343
8 | 2005010444 | 354 | 344
9 | 2005010444 | 355 | 345
10 | 2005010444 | 356.6667 | 346.6667
11 | 2005010444 | 358.3333 | 348.3333
12 | 2005010444 | 360 | 350
13 | 2005010444 | 363.6667 | 353.6667
14 | 2005010444 | 367.3333 | 357.3333
15 | 2005010444 | 371 | 361
16 | 2005010444 | 373.3333 | 363.3333
17 | 2005010444 | 375.6667 | 365.6667
18 | 2005010444 | 378 | 368
19 | 2005010444 | 378.6667 | 368.6667
20 | 2005010444 | 379.3333 | 369.3333
21 | 2005010444 | 380 | 370
22 | 2005010444 | 381.3333 | 371.3333
23 | 2005010444 | 382.6667 | 372.6667
24 | 2005010444 | 384 | 374
25 | 2005010444 | 385.3333 | 375.3333
26 | 2005010444 | 386.6667 | 376.6667
27 | 2005010444 | 388 | 378
28 | 2005010444 | 387 | 377
29 | 2005010444 | 386 | 376
30 | 2005010444 | 385 | 375
31 | 2005010444 | 383 | 373
32 | 2005010444 | 381 | 371
33 | 2005010444 | 379 | 369
34 | 2005010444 | 378.3333 | 368.3333
35 | 2005010444 | 377.6667 | 367.6667
36 | 2005010444 | 377 | 367
37 | 2005010444 | 377.3333 | 367.3333
38 | 2005010444 | 377.6667 | 367.6667
39 | 2005010444 | 378 | 368
40 | 2005010444 | 379.6667 | 369.6667
41 | 2005010444 | 381.3333 | 371.3333
42 | 2005010444 | 383 | 373
43 | 2005010444 | 385.3333 | 375.3333
44 | 2005010444 | 387.6667 | 377.6667
45 | 2005010444 | 390 | 380
46 | 2005010444 | 391.3333 | 381.3333
47 | 2005010444 | 392.6667 | 382.6667
48 | 2005010444 | 394 | 384
49 | 2005010444 | 393.3333 | 383.3333
50 | 2005010444 | 392.6667 | 382.6667
51 | 2005010444 | 392 | 382
52 | 2005010444 | 387.6667 | 377.6667
53 | 2005010444 | 383.3333 | 373.3333
54 | 2005010444 | 379 | 369
55 | 2005010444 | 372.3333 | 362.3333
56 | 2005010444 | 365.6667 | 355.6667
57 | 2005010444 | 359 | 349
58 | 2005010444 | 353.6667 | 343.6667
59 | 2005010444 | 348.3333 | 338.3333
60 | 2005010444 | 343 | 333
61 | 2005010444 | 338.3333 | 328.3333
62 | 2005010444 | 333.6667 | 323.6667
63 | 2005010444 | 329 | 319
64 | 2005010444 | 326 | 316
65 | 2005010444 | 323 | 313
66 | 2005010444 | 320 | 310
67 | 2005010444 | 318.3333 | 308.3333
68 | 2005010444 | 316.6667 | 306.6667
69 | 2005010444 | 315 | 305
70 | 2005010444 | 315.3333 | 305.3333
71 | 2005010444 | 315.6667 | 305.6667
72 | 2005010444 | 316 | 306
73 | 2005010444 | 316.3333 | 306.3333
74 | 2005010444 | 316.6667 | 306.6667
75 | 2005010444 | 317 | 307
76 | 2005010444 | 316.3333 | 306.3333
77 | 2005010444 | 315.6667 | 305.6667
78 | 2005010444 | 315 | 305
79 | 2005010444 | 314.6667 | 304.6667
80 | 2005010444 | 314.3333 | 304.3333
81 | 2005010444 | 314 | 304
82 | 2005010444 | 316.3333 | 306.3333
83 | 2005010444 | 318.6667 | 308.6667
84 | 2005010444 | 321 | 311
85 | 2005010444 | 323.3333 | 313.3333
86 | 2005010444 | 325.6667 | 315.6667
87 | 2005010444 | 328 | 318
88 | 2005010444 | 328.3333 | 318.3333
89 | 2005010444 | 328.6667 | 318.6667
90 | 2005010444 | 329 | 339
91 | 2005010444 | 329 | 339
92 | 2005010444 | 329 | 339
93 | 2005010444 | 329 | 339
94 | 2005010444 | 328.6667 | 338.6667
95 | 2005010444 | 328.3333 | 338.3333
96 | 2005010444 | 328 | 338
97 | 2005010444 | 327.6667 | 337.6667
98 | 2005010444 | 327.3333 | 337.3333
99 | 2005010444 | 327 | 337
100 | 2005010444 | 328.6667 | 338.6667
101 | 2005010444 | 330.3333 | 340.3333
102 | 2005010444 | 332 | 342
103 | 2005010444 | 334.3333 | 344.3333
104 | 2005010444 | 336.6667 | 346.6667
105 | 2005010444 | 339 | 349
106 | 2005010444 | 339.3333 | 349.3333
107 | 2005010444 | 339.6667 | 349.6667
108 | 2005010444 | 340 | 350
109 | 2005010444 | 342.3333 | 352.3333
110 | 2005010444 | 344.6667 | 354.6667
111 | 2005010444 | 347 | 357
112 | 2005010444 | 349.6667 | 359.6667
113 | 2005010444 | 352.3333 | 362.3333
114 | 2005010444 | 355 | 365
115 | 2005010444 | 360.3333 | 370.3333
116 | 2005010444 | 365.6667 | 375.6667
117 | 2005010444 | 371 | 381
118 | 2005010444 | 373.6667 | 383.6667
119 | 2005010444 | 376.3333 | 386.3333
120 | 2005010444 | 379 | 389
121 | 2005010444 | 383.3333 | 393.3333
122 | 2005010444 | 387.6667 | 377.6667
123 | 2005010444 | 392 | 382
124 | 2005010444 | 395.3333 | 385.3333
125 | 2005010444 | 398.6667 | 388.6667
126 | 2005010444 | 402 | 392
127 | 2005010444 | 404.3333 | 394.3333
128 | 2005010444 | 406.6667 | 396.6667
129 | 2005010444 | 409 | 399
130 | 2005010444 | 409 | 399
131 | 2005010444 | 409 | 399
132 | 2005010444 | 409 | 399
133 | 2005010444 | 408.3333 | 398.3333
134 | 2005010444 | 407.6667 | 397.6667
135 | 2005010444 | 407 | 397
136 | 2005010444 | 407 | 397
137 | 2005010444 | 407 | 397
138 | 2005010444 | 407 | 397
139 | 2005010444 | 407 | 397
140 | 2005010444 | 407 | 397
141 | 2005010444 | 407 | 397
142 | 2005010444 | 406 | 396
143 | 2005010444 | 405 | 395
0 | 2014005062 | 343 | 333
1 | 2014005062 | 344 | 334
2 | 2014005062 | 345 | 335
3 | 2014005062 | 346 | 336
4 | 2014005062 | 348 | 338
5 | 2014005062 | 350 | 340
6 | 2014005062 | 352 | 342
7 | 2014005062 | 353 | 343
8 | 2014005062 | 354 | 344
9 | 2014005062 | 355 | 345
10 | 2014005062 | 356.6667 | 346.6667
11 | 2014005062 | 358.3333 | 348.3333
12 | 2014005062 | 360 | 350
13 | 2014005062 | 363.6667 | 353.6667
14 | 2014005062 | 367.3333 | 357.3333
15 | 2014005062 | 371 | 361
16 | 2014005062 | 373.3333 | 363.3333
17 | 2014005062 | 375.6667 | 365.6667
18 | 2014005062 | 378 | 368
19 | 2014005062 | 378.6667 | 368.6667
20 | 2014005062 | 379.3333 | 369.3333
21 | 2014005062 | 380 | 370
22 | 2014005062 | 381.3333 | 371.3333
23 | 2014005062 | 382.6667 | 372.6667
24 | 2014005062 | 384 | 374
25 | 2014005062 | 385.3333 | 375.3333
26 | 2014005062 | 386.6667 | 376.6667
27 | 2014005062 | 388 | 378
28 | 2014005062 | 387 | 377
29 | 2014005062 | 386 | 376
30 | 2014005062 | 385 | 375
31 | 2014005062 | 383 | 373
32 | 2014005062 | 381 | 371
33 | 2014005062 | 379 | 369
34 | 2014005062 | 378.3333 | 368.3333
35 | 2014005062 | 377.6667 | 367.6667
36 | 2014005062 | 377 | 367
37 | 2014005062 | 377.3333 | 367.3333
38 | 2014005062 | 377.6667 | 367.6667
39 | 2014005062 | 378 | 368
40 | 2014005062 | 379.6667 | 369.6667
41 | 2014005062 | 381.3333 | 371.3333
42 | 2014005062 | 383 | 373
43 | 2014005062 | 385.3333 | 375.3333
44 | 2014005062 | 387.6667 | 377.6667
45 | 2014005062 | 390 | 380
46 | 2014005062 | 391.3333 | 381.3333
47 | 2014005062 | 392.6667 | 382.6667
48 | 2014005062 | 394 | 384
49 | 2014005062 | 393.3333 | 383.3333
50 | 2014005062 | 392.6667 | 382.6667
51 | 2014005062 | 392 | 382
52 | 2014005062 | 387.6667 | 377.6667
53 | 2014005062 | 383.3333 | 373.3333
54 | 2014005062 | 379 | 369
55 | 2014005062 | 372.3333 | 362.3333
56 | 2014005062 | 365.6667 | 355.6667
57 | 2014005062 | 359 | 349
58 | 2014005062 | 353.6667 | 343.6667
59 | 2014005062 | 348.3333 | 338.3333
60 | 2014005062 | 343 | 333
61 | 2014005062 | 338.3333 | 328.3333
62 | 2014005062 | 333.6667 | 323.6667
63 | 2014005062 | 329 | 319
64 | 2014005062 | 326 | 316
65 | 2014005062 | 323 | 313
66 | 2014005062 | 320 | 310
67 | 2014005062 | 318.3333 | 308.3333
68 | 2014005062 | 316.6667 | 306.6667
69 | 2014005062 | 315 | 305
70 | 2014005062 | 315.3333 | 305.3333
71 | 2014005062 | 315.6667 | 305.6667
72 | 2014005062 | 316 | 306
73 | 2014005062 | 316.3333 | 306.3333
74 | 2014005062 | 316.6667 | 306.6667
75 | 2014005062 | 317 | 307
76 | 2014005062 | 316.3333 | 306.3333
77 | 2014005062 | 315.6667 | 305.6667
78 | 2014005062 | 315 | 305
79 | 2014005062 | 314.6667 | 304.6667
80 | 2014005062 | 314.3333 | 304.3333
81 | 2014005062 | 314 | 304
82 | 2014005062 | 316.3333 | 306.3333
83 | 2014005062 | 318.6667 | 308.6667
84 | 2014005062 | 321 | 311
85 | 2014005062 | 323.3333 | 313.3333
86 | 2014005062 | 325.6667 | 315.6667
87 | 2014005062 | 328 | 318
88 | 2014005062 | 328.3333 | 318.3333
89 | 2014005062 | 328.6667 | 318.6667
90 | 2014005062 | 329 | 339
91 | 2014005062 | 329 | 339
92 | 2014005062 | 329 | 339
93 | 2014005062 | 329 | 339
94 | 2014005062 | 328.6667 | 338.6667
95 | 2014005062 | 328.3333 | 338.3333
96 | 2014005062 | 328 | 338
97 | 2014005062 | 327.6667 | 337.6667
98 | 2014005062 | 327.3333 | 337.3333
99 | 2014005062 | 327 | 337
100 | 2014005062 | 328.6667 | 338.6667
101 | 2014005062 | 330.3333 | 340.3333
102 | 2014005062 | 332 | 342
103 | 2014005062 | 334.3333 | 344.3333
104 | 2014005062 | 336.6667 | 346.6667
105 | 2014005062 | 339 | 349
106 | 2014005062 | 339.3333 | 349.3333
107 | 2014005062 | 339.6667 | 349.6667
108 | 2014005062 | 340 | 350
109 | 2014005062 | 342.3333 | 352.3333
110 | 2014005062 | 344.6667 | 354.6667
111 | 2014005062 | 347 | 357
112 | 2014005062 | 349.6667 | 359.6667
113 | 2014005062 | 352.3333 | 362.3333
114 | 2014005062 | 355 | 365
115 | 2014005062 | 360.3333 | 370.3333
116 | 2014005062 | 365.6667 | 375.6667
117 | 2014005062 | 371 | 381
118 | 2014005062 | 373.6667 | 383.6667
119 | 2014005062 | 376.3333 | 386.3333
120 | 2014005062 | 379 | 389
121 | 2014005062 | 383.3333 | 393.3333
122 | 2014005062 | 387.6667 | 377.6667
123 | 2014005062 | 392 | 382
124 | 2014005062 | 395.3333 | 385.3333
125 | 2014005062 | 398.6667 | 388.6667
126 | 2014005062 | 402 | 392
127 | 2014005062 | 404.3333 | 394.3333
128 | 2014005062 | 406.6667 | 396.6667
129 | 2014005062 | 409 | 399
130 | 2014005062 | 409 | 399
131 | 2014005062 | 409 | 399
132 | 2014005062 | 409 | 399
133 | 2014005062 | 408.3333 | 398.3333
134 | 2014005062 | 407.6667 | 397.6667
135 | 2014005062 | 407 | 397
136 | 2014005062 | 407 | 397
137 | 2014005062 | 407 | 397
138 | 2014005062 | 407 | 397
139 | 2014005062 | 407 | 397
140 | 2014005062 | 407 | 397
141 | 2014005062 | 407 | 397
142 | 2014005062 | 406 | 396
143 | 2014005062 | 405 | 395
0 | 2005006501 | 343 | 333
1 | 2005006501 | 344 | 334
2 | 2005006501 | 345 | 335
3 | 2005006501 | 346 | 336
4 | 2005006501 | 348 | 338
5 | 2005006501 | 350 | 340
6 | 2005006501 | 352 | 342
7 | 2005006501 | 353 | 343
8 | 2005006501 | 354 | 344
9 | 2005006501 | 355 | 345
10 | 2005006501 | 356.6667 | 346.6667
11 | 2005006501 | 358.3333 | 348.3333
12 | 2005006501 | 360 | 350
13 | 2005006501 | 363.6667 | 353.6667
14 | 2005006501 | 367.3333 | 357.3333
15 | 2005006501 | 371 | 361
16 | 2005006501 | 373.3333 | 363.3333
17 | 2005006501 | 375.6667 | 365.6667
18 | 2005006501 | 378 | 368
19 | 2005006501 | 378.6667 | 368.6667
20 | 2005006501 | 379.3333 | 369.3333
21 | 2005006501 | 380 | 370
22 | 2005006501 | 381.3333 | 371.3333
23 | 2005006501 | 382.6667 | 372.6667
24 | 2005006501 | 384 | 374
25 | 2005006501 | 385.3333 | 375.3333
26 | 2005006501 | 386.6667 | 376.6667
27 | 2005006501 | 388 | 378
28 | 2005006501 | 387 | 377
29 | 2005006501 | 386 | 376
30 | 2005006501 | 385 | 375
31 | 2005006501 | 383 | 373
32 | 2005006501 | 381 | 371
33 | 2005006501 | 379 | 369
34 | 2005006501 | 378.3333 | 368.3333
35 | 2005006501 | 377.6667 | 367.6667
36 | 2005006501 | 377 | 367
37 | 2005006501 | 377.3333 | 367.3333
38 | 2005006501 | 377.6667 | 367.6667
39 | 2005006501 | 378 | 368
40 | 2005006501 | 379.6667 | 369.6667
41 | 2005006501 | 381.3333 | 371.3333
42 | 2005006501 | 383 | 373
43 | 2005006501 | 385.3333 | 375.3333
44 | 2005006501 | 387.6667 | 377.6667
45 | 2005006501 | 390 | 380
46 | 2005006501 | 391.3333 | 381.3333
47 | 2005006501 | 392.6667 | 382.6667
48 | 2005006501 | 394 | 384
49 | 2005006501 | 393.3333 | 383.3333
50 | 2005006501 | 392.6667 | 382.6667
51 | 2005006501 | 392 | 382
52 | 2005006501 | 387.6667 | 377.6667
53 | 2005006501 | 383.3333 | 373.3333
54 | 2005006501 | 379 | 369
55 | 2005006501 | 372.3333 | 362.3333
56 | 2005006501 | 365.6667 | 355.6667
57 | 2005006501 | 359 | 349
58 | 2005006501 | 353.6667 | 343.6667
59 | 2005006501 | 348.3333 | 338.3333
60 | 2005006501 | 343 | 333
61 | 2005006501 | 338.3333 | 328.3333
62 | 2005006501 | 333.6667 | 323.6667
63 | 2005006501 | 329 | 319
64 | 2005006501 | 326 | 316
65 | 2005006501 | 323 | 313
66 | 2005006501 | 320 | 310
67 | 2005006501 | 318.3333 | 308.3333
68 | 2005006501 | 316.6667 | 306.6667
69 | 2005006501 | 315 | 305
70 | 2005006501 | 315.3333 | 305.3333
71 | 2005006501 | 315.6667 | 305.6667
72 | 2005006501 | 316 | 306
73 | 2005006501 | 316.3333 | 306.3333
74 | 2005006501 | 316.6667 | 306.6667
75 | 2005006501 | 317 | 307
76 | 2005006501 | 316.3333 | 306.3333
77 | 2005006501 | 315.6667 | 305.6667
78 | 2005006501 | 315 | 305
79 | 2005006501 | 314.6667 | 304.6667
80 | 2005006501 | 314.3333 | 304.3333
81 | 2005006501 | 314 | 304
82 | 2005006501 | 316.3333 | 306.3333
83 | 2005006501 | 318.6667 | 308.6667
84 | 2005006501 | 321 | 311
85 | 2005006501 | 323.3333 | 313.3333
86 | 2005006501 | 325.6667 | 315.6667
87 | 2005006501 | 328 | 318
88 | 2005006501 | 328.3333 | 318.3333
89 | 2005006501 | 328.6667 | 318.6667
90 | 2005006501 | 329 | 339
91 | 2005006501 | 329 | 339
92 | 2005006501 | 329 | 339
93 | 2005006501 | 329 | 339
94 | 2005006501 | 328.6667 | 338.6667
95 | 2005006501 | 328.3333 | 338.3333
96 | 2005006501 | 328 | 338
97 | 2005006501 | 327.6667 | 337.6667
98 | 2005006501 | 327.3333 | 337.3333
99 | 2005006501 | 327 | 337
100 | 2005006501 | 328.6667 | 338.6667
101 | 2005006501 | 330.3333 | 340.3333
102 | 2005006501 | 332 | 342
103 | 2005006501 | 334.3333 | 344.3333
104 | 2005006501 | 336.6667 | 346.6667
105 | 2005006501 | 339 | 349
106 | 2005006501 | 339.3333 | 349.3333
107 | 2005006501 | 339.6667 | 349.6667
108 | 2005006501 | 340 | 350
109 | 2005006501 | 342.3333 | 352.3333
110 | 2005006501 | 344.6667 | 354.6667
111 | 2005006501 | 347 | 357
112 | 2005006501 | 349.6667 | 359.6667
113 | 2005006501 | 352.3333 | 362.3333
114 | 2005006501 | 355 | 365
115 | 2005006501 | 360.3333 | 370.3333
116 | 2005006501 | 365.6667 | 375.6667
117 | 2005006501 | 371 | 381
118 | 2005006501 | 373.6667 | 383.6667
119 | 2005006501 | 376.3333 | 386.3333
120 | 2005006501 | 379 | 389
121 | 2005006501 | 383.3333 | 393.3333
122 | 2005006501 | 387.6667 | 377.6667
123 | 2005006501 | 392 | 382
124 | 2005006501 | 395.3333 | 385.3333
125 | 2005006501 | 398.6667 | 388.6667
126 | 2005006501 | 402 | 392
127 | 2005006501 | 404.3333 | 394.3333
128 | 2005006501 | 406.6667 | 396.6667
129 | 2005006501 | 409 | 399
130 | 2005006501 | 409 | 399
131 | 2005006501 | 409 | 399
132 | 2005006501 | 409 | 399
133 | 2005006501 | 408.3333 | 398.3333
134 | 2005006501 | 407.6667 | 397.6667
135 | 2005006501 | 407 | 397
136 | 2005006501 | 407 | 397
137 | 2005006501 | 407 | 397
138 | 2005006501 | 407 | 397
139 | 2005006501 | 407 | 397
140 | 2005006501 | 407 | 397
141 | 2005006501 | 407 | 397
142 | 2005006501 | 406 | 396
143 | 2005006501 | 405 | 395
0 | 2004008805 | 343 | 333
1 | 2004008805 | 344 | 334
2 | 2004008805 | 345 | 335
3 | 2004008805 | 346 | 336
4 | 2004008805 | 348 | 338
5 | 2004008805 | 350 | 340
6 | 2004008805 | 352 | 342
7 | 2004008805 | 353 | 343
8 | 2004008805 | 354 | 344
9 | 2004008805 | 355 | 345
10 | 2004008805 | 356.6667 | 346.6667
11 | 2004008805 | 358.3333 | 348.3333
12 | 2004008805 | 360 | 350
13 | 2004008805 | 363.6667 | 353.6667
14 | 2004008805 | 367.3333 | 357.3333
15 | 2004008805 | 371 | 361
16 | 2004008805 | 373.3333 | 363.3333
17 | 2004008805 | 375.6667 | 365.6667
18 | 2004008805 | 378 | 368
19 | 2004008805 | 378.6667 | 368.6667
20 | 2004008805 | 379.3333 | 369.3333
21 | 2004008805 | 380 | 370
22 | 2004008805 | 381.3333 | 371.3333
23 | 2004008805 | 382.6667 | 372.6667
24 | 2004008805 | 384 | 374
25 | 2004008805 | 385.3333 | 375.3333
26 | 2004008805 | 386.6667 | 376.6667
27 | 2004008805 | 388 | 378
28 | 2004008805 | 387 | 377
29 | 2004008805 | 386 | 376
30 | 2004008805 | 385 | 375
31 | 2004008805 | 383 | 373
32 | 2004008805 | 381 | 371
33 | 2004008805 | 379 | 369
34 | 2004008805 | 378.3333 | 368.3333
35 | 2004008805 | 377.6667 | 367.6667
36 | 2004008805 | 377 | 367
37 | 2004008805 | 377.3333 | 367.3333
38 | 2004008805 | 377.6667 | 367.6667
39 | 2004008805 | 378 | 368
40 | 2004008805 | 379.6667 | 369.6667
41 | 2004008805 | 381.3333 | 371.3333
42 | 2004008805 | 383 | 373
43 | 2004008805 | 385.3333 | 375.3333
44 | 2004008805 | 387.6667 | 377.6667
45 | 2004008805 | 390 | 380
46 | 2004008805 | 391.3333 | 381.3333
47 | 2004008805 | 392.6667 | 382.6667
48 | 2004008805 | 394 | 384
49 | 2004008805 | 393.3333 | 383.3333
50 | 2004008805 | 392.6667 | 382.6667
51 | 2004008805 | 392 | 382
52 | 2004008805 | 387.6667 | 377.6667
53 | 2004008805 | 383.3333 | 373.3333
54 | 2004008805 | 379 | 369
55 | 2004008805 | 372.3333 | 362.3333
56 | 2004008805 | 365.6667 | 355.6667
57 | 2004008805 | 359 | 349
58 | 2004008805 | 353.6667 | 343.6667
59 | 2004008805 | 348.3333 | 338.3333
60 | 2004008805 | 343 | 333
61 | 2004008805 | 338.3333 | 328.3333
62 | 2004008805 | 333.6667 | 323.6667
63 | 2004008805 | 329 | 319
64 | 2004008805 | 326 | 316
65 | 2004008805 | 323 | 313
66 | 2004008805 | 320 | 310
67 | 2004008805 | 318.3333 | 308.3333
68 | 2004008805 | 316.6667 | 306.6667
69 | 2004008805 | 315 | 305
70 | 2004008805 | 315.3333 | 305.3333
71 | 2004008805 | 315.6667 | 305.6667
72 | 2004008805 | 316 | 306
73 | 2004008805 | 316.3333 | 306.3333
74 | 2004008805 | 316.6667 | 306.6667
75 | 2004008805 | 317 | 307
76 | 2004008805 | 316.3333 | 306.3333
77 | 2004008805 | 315.6667 | 305.6667
78 | 2004008805 | 315 | 305
79 | 2004008805 | 314.6667 | 304.6667
80 | 2004008805 | 314.3333 | 304.3333
81 | 2004008805 | 314 | 304
82 | 2004008805 | 316.3333 | 306.3333
83 | 2004008805 | 318.6667 | 308.6667
84 | 2004008805 | 321 | 311
85 | 2004008805 | 323.3333 | 313.3333
86 | 2004008805 | 325.6667 | 315.6667
87 | 2004008805 | 328 | 318
88 | 2004008805 | 328.3333 | 318.3333
89 | 2004008805 | 328.6667 | 318.6667
90 | 2004008805 | 329 | 339
91 | 2004008805 | 329 | 339
92 | 2004008805 | 329 | 339
93 | 2004008805 | 329 | 339
94 | 2004008805 | 328.6667 | 338.6667
95 | 2004008805 | 328.3333 | 338.3333
96 | 2004008805 | 328 | 338
97 | 2004008805 | 327.6667 | 337.6667
98 | 2004008805 | 327.3333 | 337.3333
99 | 2004008805 | 327 | 337
100 | 2004008805 | 328.6667 | 338.6667
101 | 2004008805 | 330.3333 | 340.3333
102 | 2004008805 | 332 | 342
103 | 2004008805 | 334.3333 | 344.3333
104 | 2004008805 | 336.6667 | 346.6667
105 | 2004008805 | 339 | 349
106 | 2004008805 | 339.3333 | 349.3333
107 | 2004008805 | 339.6667 | 349.6667
108 | 2004008805 | 340 | 350
109 | 2004008805 | 342.3333 | 352.3333
110 | 2004008805 | 344.6667 | 354.6667
111 | 2004008805 | 347 | 357
112 | 2004008805 | 349.6667 | 359.6667
113 | 2004008805 | 352.3333 | 362.3333
114 | 2004008805 | 355 | 365
115 | 2004008805 | 360.3333 | 370.3333
116 | 2004008805 | 365.6667 | 375.6667
117 | 2004008805 | 371 | 381
118 | 2004008805 | 373.6667 | 383.6667
119 | 2004008805 | 376.3333 | 386.3333
120 | 2004008805 | 379 | 389
121 | 2004008805 | 383.3333 | 393.3333
122 | 2004008805 | 387.6667 | 377.6667
123 | 2004008805 | 392 | 382
124 | 2004008805 | 395.3333 | 385.3333
125 | 2004008805 | 398.6667 | 388.6667
126 | 2004008805 | 402 | 392
127 | 2004008805 | 404.3333 | 394.3333
128 | 2004008805 | 406.6667 | 396.6667
129 | 2004008805 | 409 | 399
130 | 2004008805 | 409 | 399
131 | 2004008805 | 409 | 399
132 | 2004008805 | 409 | 399
133 | 2004008805 | 408.3333 | 398.3333
134 | 2004008805 | 407.6667 | 397.6667
135 | 2004008805 | 407 | 397
136 | 2004008805 | 407 | 397
137 | 2004008805 | 407 | 397
138 | 2004008805 | 407 | 397
139 | 2004008805 | 407 | 397
140 | 2004008805 | 407 | 397
141 | 2004008805 | 407 | 397
142 | 2004008805 | 406 | 396
143 | 2004008805 | 405 | 395
0 | 2005000382 | 343 | 333
1 | 2005000382 | 344 | 334
2 | 2005000382 | 345 | 335
3 | 2005000382 | 346 | 336
4 | 2005000382 | 348 | 338
5 | 2005000382 | 350 | 340
6 | 2005000382 | 352 | 342
7 | 2005000382 | 353 | 343
8 | 2005000382 | 354 | 344
9 | 2005000382 | 355 | 345
10 | 2005000382 | 356.6667 | 346.6667
11 | 2005000382 | 358.3333 | 348.3333
12 | 2005000382 | 360 | 350
13 | 2005000382 | 363.6667 | 353.6667
14 | 2005000382 | 367.3333 | 357.3333
15 | 2005000382 | 371 | 361
16 | 2005000382 | 373.3333 | 363.3333
17 | 2005000382 | 375.6667 | 365.6667
18 | 2005000382 | 378 | 368
19 | 2005000382 | 378.6667 | 368.6667
20 | 2005000382 | 379.3333 | 369.3333
21 | 2005000382 | 380 | 370
22 | 2005000382 | 381.3333 | 371.3333
23 | 2005000382 | 382.6667 | 372.6667
24 | 2005000382 | 384 | 374
25 | 2005000382 | 385.3333 | 375.3333
26 | 2005000382 | 386.6667 | 376.6667
27 | 2005000382 | 388 | 378
28 | 2005000382 | 387 | 377
29 | 2005000382 | 386 | 376
30 | 2005000382 | 385 | 375
31 | 2005000382 | 383 | 373
32 | 2005000382 | 381 | 371
33 | 2005000382 | 379 | 369
34 | 2005000382 | 378.3333 | 368.3333
35 | 2005000382 | 377.6667 | 367.6667
36 | 2005000382 | 377 | 367
37 | 2005000382 | 377.3333 | 367.3333
38 | 2005000382 | 377.6667 | 367.6667
39 | 2005000382 | 378 | 368
40 | 2005000382 | 379.6667 | 369.6667
41 | 2005000382 | 381.3333 | 371.3333
42 | 2005000382 | 383 | 373
43 | 2005000382 | 385.3333 | 375.3333
44 | 2005000382 | 387.6667 | 377.6667
45 | 2005000382 | 390 | 380
46 | 2005000382 | 391.3333 | 381.3333
47 | 2005000382 | 392.6667 | 382.6667
48 | 2005000382 | 394 | 384
49 | 2005000382 | 393.3333 | 383.3333
50 | 2005000382 | 392.6667 | 382.6667
51 | 2005000382 | 392 | 382
52 | 2005000382 | 387.6667 | 377.6667
53 | 2005000382 | 383.3333 | 373.3333
54 | 2005000382 | 379 | 369
55 | 2005000382 | 372.3333 | 362.3333
56 | 2005000382 | 365.6667 | 355.6667
57 | 2005000382 | 359 | 349
58 | 2005000382 | 353.6667 | 343.6667
59 | 2005000382 | 348.3333 | 338.3333
60 | 2005000382 | 343 | 333
61 | 2005000382 | 338.3333 | 328.3333
62 | 2005000382 | 333.6667 | 323.6667
63 | 2005000382 | 329 | 319
64 | 2005000382 | 326 | 316
65 | 2005000382 | 323 | 313
66 | 2005000382 | 320 | 310
67 | 2005000382 | 318.3333 | 308.3333
68 | 2005000382 | 316.6667 | 306.6667
69 | 2005000382 | 315 | 305
70 | 2005000382 | 315.3333 | 305.3333
71 | 2005000382 | 315.6667 | 305.6667
72 | 2005000382 | 316 | 306
73 | 2005000382 | 316.3333 | 306.3333
74 | 2005000382 | 316.6667 | 306.6667
75 | 2005000382 | 317 | 307
76 | 2005000382 | 316.3333 | 306.3333
77 | 2005000382 | 315.6667 | 305.6667
78 | 2005000382 | 315 | 305
79 | 2005000382 | 314.6667 | 304.6667
80 | 2005000382 | 314.3333 | 304.3333
81 | 2005000382 | 314 | 304
82 | 2005000382 | 316.3333 | 306.3333
83 | 2005000382 | 318.6667 | 308.6667
84 | 2005000382 | 321 | 311
85 | 2005000382 | 323.3333 | 313.3333
86 | 2005000382 | 325.6667 | 315.6667
87 | 2005000382 | 328 | 318
88 | 2005000382 | 328.3333 | 318.3333
89 | 2005000382 | 328.6667 | 318.6667
90 | 2005000382 | 329 | 339
91 | 2005000382 | 329 | 339
92 | 2005000382 | 329 | 339
93 | 2005000382 | 329 | 339
94 | 2005000382 | 328.6667 | 338.6667
95 | 2005000382 | 328.3333 | 338.3333
96 | 2005000382 | 328 | 338
97 | 2005000382 | 327.6667 | 337.6667
98 | 2005000382 | 327.3333 | 337.3333
99 | 2005000382 | 327 | 337
100 | 2005000382 | 328.6667 | 338.6667
101 | 2005000382 | 330.3333 | 340.3333
102 | 2005000382 | 332 | 342
103 | 2005000382 | 334.3333 | 344.3333
104 | 2005000382 | 336.6667 | 346.6667
105 | 2005000382 | 339 | 349
106 | 2005000382 | 339.3333 | 349.3333
107 | 2005000382 | 339.6667 | 349.6667
108 | 2005000382 | 340 | 350
109 | 2005000382 | 342.3333 | 352.3333
110 | 2005000382 | 344.6667 | 354.6667
111 | 2005000382 | 347 | 357
112 | 2005000382 | 349.6667 | 359.6667
113 | 2005000382 | 352.3333 | 362.3333
114 | 2005000382 | 355 | 365
115 | 2005000382 | 360.3333 | 370.3333
116 | 2005000382 | 365.6667 | 375.6667
117 | 2005000382 | 371 | 381
118 | 2005000382 | 373.6667 | 383.6667
119 | 2005000382 | 376.3333 | 386.3333
120 | 2005000382 | 379 | 389
121 | 2005000382 | 383.3333 | 393.3333
122 | 2005000382 | 387.6667 | 377.6667
123 | 2005000382 | 392 | 382
124 | 2005000382 | 395.3333 | 385.3333
125 | 2005000382 | 398.6667 | 388.6667
126 | 2005000382 | 402 | 392
127 | 2005000382 | 404.3333 | 394.3333
128 | 2005000382 | 406.6667 | 396.6667
129 | 2005000382 | 409 | 399
130 | 2005000382 | 409 | 399
131 | 2005000382 | 409 | 399
132 | 2005000382 | 409 | 399
133 | 2005000382 | 408.3333 | 398.3333
134 | 2005000382 | 407.6667 | 397.6667
135 | 2005000382 | 407 | 397
136 | 2005000382 | 407 | 397
137 | 2005000382 | 407 | 397
138 | 2005000382 | 407 | 397
139 | 2005000382 | 407 | 397
140 | 2005000382 | 407 | 397
141 | 2005000382 | 407 | 397
142 | 2005000382 | 406 | 396
143 | 2005000382 | 405 | 395
0 | 2002000079 | 343 | 333
1 | 2002000079 | 344 | 334
2 | 2002000079 | 345 | 335
3 | 2002000079 | 346 | 336
4 | 2002000079 | 348 | 338
5 | 2002000079 | 350 | 340
6 | 2002000079 | 352 | 342
7 | 2002000079 | 353 | 343
8 | 2002000079 | 354 | 344
9 | 2002000079 | 355 | 345
10 | 2002000079 | 356.6667 | 346.6667
11 | 2002000079 | 358.3333 | 348.3333
12 | 2002000079 | 360 | 350
13 | 2002000079 | 363.6667 | 353.6667
14 | 2002000079 | 367.3333 | 357.3333
15 | 2002000079 | 371 | 361
16 | 2002000079 | 373.3333 | 363.3333
17 | 2002000079 | 375.6667 | 365.6667
18 | 2002000079 | 378 | 368
19 | 2002000079 | 378.6667 | 368.6667
20 | 2002000079 | 379.3333 | 369.3333
21 | 2002000079 | 380 | 370
22 | 2002000079 | 381.3333 | 371.3333
23 | 2002000079 | 382.6667 | 372.6667
24 | 2002000079 | 384 | 374
25 | 2002000079 | 385.3333 | 375.3333
26 | 2002000079 | 386.6667 | 376.6667
27 | 2002000079 | 388 | 378
28 | 2002000079 | 387 | 377
29 | 2002000079 | 386 | 376
30 | 2002000079 | 385 | 375
31 | 2002000079 | 383 | 373
32 | 2002000079 | 381 | 371
33 | 2002000079 | 379 | 369
34 | 2002000079 | 378.3333 | 368.3333
35 | 2002000079 | 377.6667 | 367.6667
36 | 2002000079 | 377 | 367
37 | 2002000079 | 377.3333 | 367.3333
38 | 2002000079 | 377.6667 | 367.6667
39 | 2002000079 | 378 | 368
40 | 2002000079 | 379.6667 | 369.6667
41 | 2002000079 | 381.3333 | 371.3333
42 | 2002000079 | 383 | 373
43 | 2002000079 | 385.3333 | 375.3333
44 | 2002000079 | 387.6667 | 377.6667
45 | 2002000079 | 390 | 380
46 | 2002000079 | 391.3333 | 381.3333
47 | 2002000079 | 392.6667 | 382.6667
48 | 2002000079 | 394 | 384
49 | 2002000079 | 393.3333 | 383.3333
50 | 2002000079 | 392.6667 | 382.6667
51 | 2002000079 | 392 | 382
52 | 2002000079 | 387.6667 | 377.6667
53 | 2002000079 | 383.3333 | 373.3333
54 | 2002000079 | 379 | 369
55 | 2002000079 | 372.3333 | 362.3333
56 | 2002000079 | 365.6667 | 355.6667
57 | 2002000079 | 359 | 349
58 | 2002000079 | 353.6667 | 343.6667
59 | 2002000079 | 348.3333 | 338.3333
60 | 2002000079 | 343 | 333
61 | 2002000079 | 338.3333 | 328.3333
62 | 2002000079 | 333.6667 | 323.6667
63 | 2002000079 | 329 | 319
64 | 2002000079 | 326 | 316
65 | 2002000079 | 323 | 313
66 | 2002000079 | 320 | 310
67 | 2002000079 | 318.3333 | 308.3333
68 | 2002000079 | 316.6667 | 306.6667
69 | 2002000079 | 315 | 305
70 | 2002000079 | 315.3333 | 305.3333
71 | 2002000079 | 315.6667 | 305.6667
72 | 2002000079 | 316 | 306
73 | 2002000079 | 316.3333 | 306.3333
74 | 2002000079 | 316.6667 | 306.6667
75 | 2002000079 | 317 | 307
76 | 2002000079 | 316.3333 | 306.3333
77 | 2002000079 | 315.6667 | 305.6667
78 | 2002000079 | 315 | 305
79 | 2002000079 | 314.6667 | 304.6667
80 | 2002000079 | 314.3333 | 304.3333
81 | 2002000079 | 314 | 304
82 | 2002000079 | 316.3333 | 306.3333
83 | 2002000079 | 318.6667 | 308.6667
84 | 2002000079 | 321 | 311
85 | 2002000079 | 323.3333 | 313.3333
86 | 2002000079 | 325.6667 | 315.6667
87 | 2002000079 | 328 | 318
88 | 2002000079 | 328.3333 | 318.3333
89 | 2002000079 | 328.6667 | 318.6667
90 | 2002000079 | 329 | 339
91 | 2002000079 | 329 | 339
92 | 2002000079 | 329 | 339
93 | 2002000079 | 329 | 339
94 | 2002000079 | 328.6667 | 338.6667
95 | 2002000079 | 328.3333 | 338.3333
96 | 2002000079 | 328 | 338
97 | 2002000079 | 327.6667 | 337.6667
98 | 2002000079 | 327.3333 | 337.3333
99 | 2002000079 | 327 | 337
100 | 2002000079 | 328.6667 | 338.6667
101 | 2002000079 | 330.3333 | 340.3333
102 | 2002000079 | 332 | 342
103 | 2002000079 | 334.3333 | 344.3333
104 | 2002000079 | 336.6667 | 346.6667
105 | 2002000079 | 339 | 349
106 | 2002000079 | 339.3333 | 349.3333
107 | 2002000079 | 339.6667 | 349.6667
108 | 2002000079 | 340 | 350
109 | 2002000079 | 342.3333 | 352.3333
110 | 2002000079 | 344.6667 | 354.6667
111 | 2002000079 | 347 | 357
112 | 2002000079 | 349.6667 | 359.6667
113 | 2002000079 | 352.3333 | 362.3333
114 | 2002000079 | 355 | 365
115 | 2002000079 | 360.3333 | 370.3333
116 | 2002000079 | 365.6667 | 375.6667
117 | 2002000079 | 371 | 381
118 | 2002000079 | 373.6667 | 383.6667
119 | 2002000079 | 376.3333 | 386.3333
120 | 2002000079 | 379 | 389
121 | 2002000079 | 383.3333 | 393.3333
122 | 2002000079 | 387.6667 | 377.6667
123 | 2002000079 | 392 | 382
124 | 2002000079 | 395.3333 | 385.3333
125 | 2002000079 | 398.6667 | 388.6667
126 | 2002000079 | 402 | 392
127 | 2002000079 | 404.3333 | 394.3333
128 | 2002000079 | 406.6667 | 396.6667
129 | 2002000079 | 409 | 399
130 | 2002000079 | 409 | 399
131 | 2002000079 | 409 | 399
132 | 2002000079 | 409 | 399
133 | 2002000079 | 408.3333 | 398.3333
134 | 2002000079 | 407.6667 | 397.6667
135 | 2002000079 | 407 | 397
136 | 2002000079 | 407 | 397
137 | 2002000079 | 407 | 397
138 | 2002000079 | 407 | 397
139 | 2002000079 | 407 | 397
140 | 2002000079 | 407 | 397
141 | 2002000079 | 407 | 397
142 | 2002000079 | 406 | 396
143 | 2002000079 | 405 | 395
0 | 2009005430 | 343 | 333
1 | 2009005430 | 344 | 334
2 | 2009005430 | 345 | 335
3 | 2009005430 | 346 | 336
4 | 2009005430 | 348 | 338
5 | 2009005430 | 350 | 340
6 | 2009005430 | 352 | 342
7 | 2009005430 | 353 | 343
8 | 2009005430 | 354 | 344
9 | 2009005430 | 355 | 345
10 | 2009005430 | 356.6667 | 346.6667
11 | 2009005430 | 358.3333 | 348.3333
12 | 2009005430 | 360 | 350
13 | 2009005430 | 363.6667 | 353.6667
14 | 2009005430 | 367.3333 | 357.3333
15 | 2009005430 | 371 | 361
16 | 2009005430 | 373.3333 | 363.3333
17 | 2009005430 | 375.6667 | 365.6667
18 | 2009005430 | 378 | 368
19 | 2009005430 | 378.6667 | 368.6667
20 | 2009005430 | 379.3333 | 369.3333
21 | 2009005430 | 380 | 370
22 | 2009005430 | 381.3333 | 371.3333
23 | 2009005430 | 382.6667 | 372.6667
24 | 2009005430 | 384 | 374
25 | 2009005430 | 385.3333 | 375.3333
26 | 2009005430 | 386.6667 | 376.6667
27 | 2009005430 | 388 | 378
28 | 2009005430 | 387 | 377
29 | 2009005430 | 386 | 376
30 | 2009005430 | 385 | 375
31 | 2009005430 | 383 | 373
32 | 2009005430 | 381 | 371
33 | 2009005430 | 379 | 369
34 | 2009005430 | 378.3333 | 368.3333
35 | 2009005430 | 377.6667 | 367.6667
36 | 2009005430 | 377 | 367
37 | 2009005430 | 377.3333 | 367.3333
38 | 2009005430 | 377.6667 | 367.6667
39 | 2009005430 | 378 | 368
40 | 2009005430 | 379.6667 | 369.6667
41 | 2009005430 | 381.3333 | 371.3333
42 | 2009005430 | 383 | 373
43 | 2009005430 | 385.3333 | 375.3333
44 | 2009005430 | 387.6667 | 377.6667
45 | 2009005430 | 390 | 380
46 | 2009005430 | 391.3333 | 381.3333
47 | 2009005430 | 392.6667 | 382.6667
48 | 2009005430 | 394 | 384
49 | 2009005430 | 393.3333 | 383.3333
50 | 2009005430 | 392.6667 | 382.6667
51 | 2009005430 | 392 | 382
52 | 2009005430 | 387.6667 | 377.6667
53 | 2009005430 | 383.3333 | 373.3333
54 | 2009005430 | 379 | 369
55 | 2009005430 | 372.3333 | 362.3333
56 | 2009005430 | 365.6667 | 355.6667
57 | 2009005430 | 359 | 349
58 | 2009005430 | 353.6667 | 343.6667
59 | 2009005430 | 348.3333 | 338.3333
60 | 2009005430 | 343 | 333
61 | 2009005430 | 338.3333 | 328.3333
62 | 2009005430 | 333.6667 | 323.6667
63 | 2009005430 | 329 | 319
64 | 2009005430 | 326 | 316
65 | 2009005430 | 323 | 313
66 | 2009005430 | 320 | 310
67 | 2009005430 | 318.3333 | 308.3333
68 | 2009005430 | 316.6667 | 306.6667
69 | 2009005430 | 315 | 305
70 | 2009005430 | 315.3333 | 305.3333
71 | 2009005430 | 315.6667 | 305.6667
72 | 2009005430 | 316 | 306
73 | 2009005430 | 316.3333 | 306.3333
74 | 2009005430 | 316.6667 | 306.6667
75 | 2009005430 | 317 | 307
76 | 2009005430 | 316.3333 | 306.3333
77 | 2009005430 | 315.6667 | 305.6667
78 | 2009005430 | 315 | 305
79 | 2009005430 | 314.6667 | 304.6667
80 | 2009005430 | 314.3333 | 304.3333
81 | 2009005430 | 314 | 304
82 | 2009005430 | 316.3333 | 306.3333
83 | 2009005430 | 318.6667 | 308.6667
84 | 2009005430 | 321 | 311
85 | 2009005430 | 323.3333 | 313.3333
86 | 2009005430 | 325.6667 | 315.6667
87 | 2009005430 | 328 | 318
88 | 2009005430 | 328.3333 | 318.3333
89 | 2009005430 | 328.6667 | 318.6667
90 | 2009005430 | 329 | 339
91 | 2009005430 | 329 | 339
92 | 2009005430 | 329 | 339
93 | 2009005430 | 329 | 339
94 | 2009005430 | 328.6667 | 338.6667
95 | 2009005430 | 328.3333 | 338.3333
96 | 2009005430 | 328 | 338
97 | 2009005430 | 327.6667 | 337.6667
98 | 2009005430 | 327.3333 | 337.3333
99 | 2009005430 | 327 | 337
100 | 2009005430 | 328.6667 | 338.6667
101 | 2009005430 | 330.3333 | 340.3333
102 | 2009005430 | 332 | 342
103 | 2009005430 | 334.3333 | 344.3333
104 | 2009005430 | 336.6667 | 346.6667
105 | 2009005430 | 339 | 349
106 | 2009005430 | 339.3333 | 349.3333
107 | 2009005430 | 339.6667 | 349.6667
108 | 2009005430 | 340 | 350
109 | 2009005430 | 342.3333 | 352.3333
110 | 2009005430 | 344.6667 | 354.6667
111 | 2009005430 | 347 | 357
112 | 2009005430 | 349.6667 | 359.6667
113 | 2009005430 | 352.3333 | 362.3333
114 | 2009005430 | 355 | 365
115 | 2009005430 | 360.3333 | 370.3333
116 | 2009005430 | 365.6667 | 375.6667
117 | 2009005430 | 371 | 381
118 | 2009005430 | 373.6667 | 383.6667
119 | 2009005430 | 376.3333 | 386.3333
120 | 2009005430 | 379 | 389
121 | 2009005430 | 383.3333 | 393.3333
122 | 2009005430 | 387.6667 | 377.6667
123 | 2009005430 | 392 | 382
124 | 2009005430 | 395.3333 | 385.3333
125 | 2009005430 | 398.6667 | 388.6667
126 | 2009005430 | 402 | 392
127 | 2009005430 | 404.3333 | 394.3333
128 | 2009005430 | 406.6667 | 396.6667
129 | 2009005430 | 409 | 399
130 | 2009005430 | 409 | 399
131 | 2009005430 | 409 | 399
132 | 2009005430 | 409 | 399
133 | 2009005430 | 408.3333 | 398.3333
134 | 2009005430 | 407.6667 | 397.6667
135 | 2009005430 | 407 | 397
136 | 2009005430 | 407 | 397
137 | 2009005430 | 407 | 397
138 | 2009005430 | 407 | 397
139 | 2009005430 | 407 | 397
140 | 2009005430 | 407 | 397
141 | 2009005430 | 407 | 397
142 | 2009005430 | 406 | 396
143 | 2009005430 | 405 | 395
0 | 2015005515 | 343 | 333
1 | 2015005515 | 344 | 334
2 | 2015005515 | 345 | 335
3 | 2015005515 | 346 | 336
4 | 2015005515 | 348 | 338
5 | 2015005515 | 350 | 340
6 | 2015005515 | 352 | 342
7 | 2015005515 | 353 | 343
8 | 2015005515 | 354 | 344
9 | 2015005515 | 355 | 345
10 | 2015005515 | 356.6667 | 346.6667
11 | 2015005515 | 358.3333 | 348.3333
12 | 2015005515 | 360 | 350
13 | 2015005515 | 363.6667 | 353.6667
14 | 2015005515 | 367.3333 | 357.3333
15 | 2015005515 | 371 | 361
16 | 2015005515 | 373.3333 | 363.3333
17 | 2015005515 | 375.6667 | 365.6667
18 | 2015005515 | 378 | 368
19 | 2015005515 | 378.6667 | 368.6667
20 | 2015005515 | 379.3333 | 369.3333
21 | 2015005515 | 380 | 370
22 | 2015005515 | 381.3333 | 371.3333
23 | 2015005515 | 382.6667 | 372.6667
24 | 2015005515 | 384 | 374
25 | 2015005515 | 385.3333 | 375.3333
26 | 2015005515 | 386.6667 | 376.6667
27 | 2015005515 | 388 | 378
28 | 2015005515 | 387 | 377
29 | 2015005515 | 386 | 376
30 | 2015005515 | 385 | 375
31 | 2015005515 | 383 | 373
32 | 2015005515 | 381 | 371
33 | 2015005515 | 379 | 369
34 | 2015005515 | 378.3333 | 368.3333
35 | 2015005515 | 377.6667 | 367.6667
36 | 2015005515 | 377 | 367
37 | 2015005515 | 377.3333 | 367.3333
38 | 2015005515 | 377.6667 | 367.6667
39 | 2015005515 | 378 | 368
40 | 2015005515 | 379.6667 | 369.6667
41 | 2015005515 | 381.3333 | 371.3333
42 | 2015005515 | 383 | 373
43 | 2015005515 | 385.3333 | 375.3333
44 | 2015005515 | 387.6667 | 377.6667
45 | 2015005515 | 390 | 380
46 | 2015005515 | 391.3333 | 381.3333
47 | 2015005515 | 392.6667 | 382.6667
48 | 2015005515 | 394 | 384
49 | 2015005515 | 393.3333 | 383.3333
50 | 2015005515 | 392.6667 | 382.6667
51 | 2015005515 | 392 | 382
52 | 2015005515 | 387.6667 | 377.6667
53 | 2015005515 | 383.3333 | 373.3333
54 | 2015005515 | 379 | 369
55 | 2015005515 | 372.3333 | 362.3333
56 | 2015005515 | 365.6667 | 355.6667
57 | 2015005515 | 359 | 349
58 | 2015005515 | 353.6667 | 343.6667
59 | 2015005515 | 348.3333 | 338.3333
60 | 2015005515 | 343 | 333
61 | 2015005515 | 338.3333 | 328.3333
62 | 2015005515 | 333.6667 | 323.6667
63 | 2015005515 | 329 | 319
64 | 2015005515 | 326 | 316
65 | 2015005515 | 323 | 313
66 | 2015005515 | 320 | 310
67 | 2015005515 | 318.3333 | 308.3333
68 | 2015005515 | 316.6667 | 306.6667
69 | 2015005515 | 315 | 305
70 | 2015005515 | 315.3333 | 305.3333
71 | 2015005515 | 315.6667 | 305.6667
72 | 2015005515 | 316 | 306
73 | 2015005515 | 316.3333 | 306.3333
74 | 2015005515 | 316.6667 | 306.6667
75 | 2015005515 | 317 | 307
76 | 2015005515 | 316.3333 | 306.3333
77 | 2015005515 | 315.6667 | 305.6667
78 | 2015005515 | 315 | 305
79 | 2015005515 | 314.6667 | 304.6667
80 | 2015005515 | 314.3333 | 304.3333
81 | 2015005515 | 314 | 304
82 | 2015005515 | 316.3333 | 306.3333
83 | 2015005515 | 318.6667 | 308.6667
84 | 2015005515 | 321 | 311
85 | 2015005515 | 323.3333 | 313.3333
86 | 2015005515 | 325.6667 | 315.6667
87 | 2015005515 | 328 | 318
88 | 2015005515 | 328.3333 | 318.3333
89 | 2015005515 | 328.6667 | 318.6667
90 | 2015005515 | 329 | 339
91 | 2015005515 | 329 | 339
92 | 2015005515 | 329 | 339
93 | 2015005515 | 329 | 339
94 | 2015005515 | 328.6667 | 338.6667
95 | 2015005515 | 328.3333 | 338.3333
96 | 2015005515 | 328 | 338
97 | 2015005515 | 327.6667 | 337.6667
98 | 2015005515 | 327.3333 | 337.3333
99 | 2015005515 | 327 | 337
100 | 2015005515 | 328.6667 | 338.6667
101 | 2015005515 | 330.3333 | 340.3333
102 | 2015005515 | 332 | 342
103 | 2015005515 | 334.3333 | 344.3333
104 | 2015005515 | 336.6667 | 346.6667
105 | 2015005515 | 339 | 349
106 | 2015005515 | 339.3333 | 349.3333
107 | 2015005515 | 339.6667 | 349.6667
108 | 2015005515 | 340 | 350
109 | 2015005515 | 342.3333 | 352.3333
110 | 2015005515 | 344.6667 | 354.6667
111 | 2015005515 | 347 | 357
112 | 2015005515 | 349.6667 | 359.6667
113 | 2015005515 | 352.3333 | 362.3333
114 | 2015005515 | 355 | 365
115 | 2015005515 | 360.3333 | 370.3333
116 | 2015005515 | 365.6667 | 375.6667
117 | 2015005515 | 371 | 381
118 | 2015005515 | 373.6667 | 383.6667
119 | 2015005515 | 376.3333 | 386.3333
120 | 2015005515 | 379 | 389
121 | 2015005515 | 383.3333 | 393.3333
122 | 2015005515 | 387.6667 | 377.6667
123 | 2015005515 | 392 | 382
124 | 2015005515 | 395.3333 | 385.3333
125 | 2015005515 | 398.6667 | 388.6667
126 | 2015005515 | 402 | 392
127 | 2015005515 | 404.3333 | 394.3333
128 | 2015005515 | 406.6667 | 396.6667
129 | 2015005515 | 409 | 399
130 | 2015005515 | 409 | 399
131 | 2015005515 | 409 | 399
132 | 2015005515 | 409 | 399
133 | 2015005515 | 408.3333 | 398.3333
134 | 2015005515 | 407.6667 | 397.6667
135 | 2015005515 | 407 | 397
136 | 2015005515 | 407 | 397
137 | 2015005515 | 407 | 397
138 | 2015005515 | 407 | 397
139 | 2015005515 | 407 | 397
140 | 2015005515 | 407 | 397
141 | 2015005515 | 407 | 397
142 | 2015005515 | 406 | 396
143 | 2015005515 | 405 | 395
0 | 2005007466 | 343 | 333
1 | 2005007466 | 344 | 334
2 | 2005007466 | 345 | 335
3 | 2005007466 | 346 | 336
4 | 2005007466 | 348 | 338
5 | 2005007466 | 350 | 340
6 | 2005007466 | 352 | 342
7 | 2005007466 | 353 | 343
8 | 2005007466 | 354 | 344
9 | 2005007466 | 355 | 345
10 | 2005007466 | 356.6667 | 346.6667
11 | 2005007466 | 358.3333 | 348.3333
12 | 2005007466 | 360 | 350
13 | 2005007466 | 363.6667 | 353.6667
14 | 2005007466 | 367.3333 | 357.3333
15 | 2005007466 | 371 | 361
16 | 2005007466 | 373.3333 | 363.3333
17 | 2005007466 | 375.6667 | 365.6667
18 | 2005007466 | 378 | 368
19 | 2005007466 | 378.6667 | 368.6667
20 | 2005007466 | 379.3333 | 369.3333
21 | 2005007466 | 380 | 370
22 | 2005007466 | 381.3333 | 371.3333
23 | 2005007466 | 382.6667 | 372.6667
24 | 2005007466 | 384 | 374
25 | 2005007466 | 385.3333 | 375.3333
26 | 2005007466 | 386.6667 | 376.6667
27 | 2005007466 | 388 | 378
28 | 2005007466 | 387 | 377
29 | 2005007466 | 386 | 376
30 | 2005007466 | 385 | 375
31 | 2005007466 | 383 | 373
32 | 2005007466 | 381 | 371
33 | 2005007466 | 379 | 369
34 | 2005007466 | 378.3333 | 368.3333
35 | 2005007466 | 377.6667 | 367.6667
36 | 2005007466 | 377 | 367
37 | 2005007466 | 377.3333 | 367.3333
38 | 2005007466 | 377.6667 | 367.6667
39 | 2005007466 | 378 | 368
40 | 2005007466 | 379.6667 | 369.6667
41 | 2005007466 | 381.3333 | 371.3333
42 | 2005007466 | 383 | 373
43 | 2005007466 | 385.3333 | 375.3333
44 | 2005007466 | 387.6667 | 377.6667
45 | 2005007466 | 390 | 380
46 | 2005007466 | 391.3333 | 381.3333
47 | 2005007466 | 392.6667 | 382.6667
48 | 2005007466 | 394 | 384
49 | 2005007466 | 393.3333 | 383.3333
50 | 2005007466 | 392.6667 | 382.6667
51 | 2005007466 | 392 | 382
52 | 2005007466 | 387.6667 | 377.6667
53 | 2005007466 | 383.3333 | 373.3333
54 | 2005007466 | 379 | 369
55 | 2005007466 | 372.3333 | 362.3333
56 | 2005007466 | 365.6667 | 355.6667
57 | 2005007466 | 359 | 349
58 | 2005007466 | 353.6667 | 343.6667
59 | 2005007466 | 348.3333 | 338.3333
60 | 2005007466 | 343 | 333
61 | 2005007466 | 338.3333 | 328.3333
62 | 2005007466 | 333.6667 | 323.6667
63 | 2005007466 | 329 | 319
64 | 2005007466 | 326 | 316
65 | 2005007466 | 323 | 313
66 | 2005007466 | 320 | 310
67 | 2005007466 | 318.3333 | 308.3333
68 | 2005007466 | 316.6667 | 306.6667
69 | 2005007466 | 315 | 305
70 | 2005007466 | 315.3333 | 305.3333
71 | 2005007466 | 315.6667 | 305.6667
72 | 2005007466 | 316 | 306
73 | 2005007466 | 316.3333 | 306.3333
74 | 2005007466 | 316.6667 | 306.6667
75 | 2005007466 | 317 | 307
76 | 2005007466 | 316.3333 | 306.3333
77 | 2005007466 | 315.6667 | 305.6667
78 | 2005007466 | 315 | 305
79 | 2005007466 | 314.6667 | 304.6667
80 | 2005007466 | 314.3333 | 304.3333
81 | 2005007466 | 314 | 304
82 | 2005007466 | 316.3333 | 306.3333
83 | 2005007466 | 318.6667 | 308.6667
84 | 2005007466 | 321 | 311
85 | 2005007466 | 323.3333 | 313.3333
86 | 2005007466 | 325.6667 | 315.6667
87 | 2005007466 | 328 | 318
88 | 2005007466 | 328.3333 | 318.3333
89 | 2005007466 | 328.6667 | 318.6667
90 | 2005007466 | 329 | 339
91 | 2005007466 | 329 | 339
92 | 2005007466 | 329 | 339
93 | 2005007466 | 329 | 339
94 | 2005007466 | 328.6667 | 338.6667
95 | 2005007466 | 328.3333 | 338.3333
96 | 2005007466 | 328 | 338
97 | 2005007466 | 327.6667 | 337.6667
98 | 2005007466 | 327.3333 | 337.3333
99 | 2005007466 | 327 | 337
100 | 2005007466 | 328.6667 | 338.6667
101 | 2005007466 | 330.3333 | 340.3333
102 | 2005007466 | 332 | 342
103 | 2005007466 | 334.3333 | 344.3333
104 | 2005007466 | 336.6667 | 346.6667
105 | 2005007466 | 339 | 349
106 | 2005007466 | 339.3333 | 349.3333
107 | 2005007466 | 339.6667 | 349.6667
108 | 2005007466 | 340 | 350
109 | 2005007466 | 342.3333 | 352.3333
110 | 2005007466 | 344.6667 | 354.6667
111 | 2005007466 | 347 | 357
112 | 2005007466 | 349.6667 | 359.6667
113 | 2005007466 | 352.3333 | 362.3333
114 | 2005007466 | 355 | 365
115 | 2005007466 | 360.3333 | 370.3333
116 | 2005007466 | 365.6667 | 375.6667
117 | 2005007466 | 371 | 381
118 | 2005007466 | 373.6667 | 383.6667
119 | 2005007466 | 376.3333 | 386.3333
120 | 2005007466 | 379 | 389
121 | 2005007466 | 383.3333 | 393.3333
122 | 2005007466 | 387.6667 | 377.6667
123 | 2005007466 | 392 | 382
124 | 2005007466 | 395.3333 | 385.3333
125 | 2005007466 | 398.6667 | 388.6667
126 | 2005007466 | 402 | 392
127 | 2005007466 | 404.3333 | 394.3333
128 | 2005007466 | 406.6667 | 396.6667
129 | 2005007466 | 409 | 399
130 | 2005007466 | 409 | 399
131 | 2005007466 | 409 | 399
132 | 2005007466 | 409 | 399
133 | 2005007466 | 408.3333 | 398.3333
134 | 2005007466 | 407.6667 | 397.6667
135 | 2005007466 | 407 | 397
136 | 2005007466 | 407 | 397
137 | 2005007466 | 407 | 397
138 | 2005007466 | 407 | 397
139 | 2005007466 | 407 | 397
140 | 2005007466 | 407 | 397
141 | 2005007466 | 407 | 397
142 | 2005007466 | 406 | 396
143 | 2005007466 | 405 | 395
0 | 2006009506 | 343 | 333
1 | 2006009506 | 344 | 334
2 | 2006009506 | 345 | 335
3 | 2006009506 | 346 | 336
4 | 2006009506 | 348 | 338
5 | 2006009506 | 350 | 340
6 | 2006009506 | 352 | 342
7 | 2006009506 | 353 | 343
8 | 2006009506 | 354 | 344
9 | 2006009506 | 355 | 345
10 | 2006009506 | 356.6667 | 346.6667
11 | 2006009506 | 358.3333 | 348.3333
12 | 2006009506 | 360 | 350
13 | 2006009506 | 363.6667 | 353.6667
14 | 2006009506 | 367.3333 | 357.3333
15 | 2006009506 | 371 | 361
16 | 2006009506 | 373.3333 | 363.3333
17 | 2006009506 | 375.6667 | 365.6667
18 | 2006009506 | 378 | 368
19 | 2006009506 | 378.6667 | 368.6667
20 | 2006009506 | 379.3333 | 369.3333
21 | 2006009506 | 380 | 370
22 | 2006009506 | 381.3333 | 371.3333
23 | 2006009506 | 382.6667 | 372.6667
24 | 2006009506 | 384 | 374
25 | 2006009506 | 385.3333 | 375.3333
26 | 2006009506 | 386.6667 | 376.6667
27 | 2006009506 | 388 | 378
28 | 2006009506 | 387 | 377
29 | 2006009506 | 386 | 376
30 | 2006009506 | 385 | 375
31 | 2006009506 | 383 | 373
32 | 2006009506 | 381 | 371
33 | 2006009506 | 379 | 369
34 | 2006009506 | 378.3333 | 368.3333
35 | 2006009506 | 377.6667 | 367.6667
36 | 2006009506 | 377 | 367
37 | 2006009506 | 377.3333 | 367.3333
38 | 2006009506 | 377.6667 | 367.6667
39 | 2006009506 | 378 | 368
40 | 2006009506 | 379.6667 | 369.6667
41 | 2006009506 | 381.3333 | 371.3333
42 | 2006009506 | 383 | 373
43 | 2006009506 | 385.3333 | 375.3333
44 | 2006009506 | 387.6667 | 377.6667
45 | 2006009506 | 390 | 380
46 | 2006009506 | 391.3333 | 381.3333
47 | 2006009506 | 392.6667 | 382.6667
48 | 2006009506 | 394 | 384
49 | 2006009506 | 393.3333 | 383.3333
50 | 2006009506 | 392.6667 | 382.6667
51 | 2006009506 | 392 | 382
52 | 2006009506 | 387.6667 | 377.6667
53 | 2006009506 | 383.3333 | 373.3333
54 | 2006009506 | 379 | 369
55 | 2006009506 | 372.3333 | 362.3333
56 | 2006009506 | 365.6667 | 355.6667
57 | 2006009506 | 359 | 349
58 | 2006009506 | 353.6667 | 343.6667
59 | 2006009506 | 348.3333 | 338.3333
60 | 2006009506 | 343 | 333
61 | 2006009506 | 338.3333 | 328.3333
62 | 2006009506 | 333.6667 | 323.6667
63 | 2006009506 | 329 | 319
64 | 2006009506 | 326 | 316
65 | 2006009506 | 323 | 313
66 | 2006009506 | 320 | 310
67 | 2006009506 | 318.3333 | 308.3333
68 | 2006009506 | 316.6667 | 306.6667
69 | 2006009506 | 315 | 305
70 | 2006009506 | 315.3333 | 305.3333
71 | 2006009506 | 315.6667 | 305.6667
72 | 2006009506 | 316 | 306
73 | 2006009506 | 316.3333 | 306.3333
74 | 2006009506 | 316.6667 | 306.6667
75 | 2006009506 | 317 | 307
76 | 2006009506 | 316.3333 | 306.3333
77 | 2006009506 | 315.6667 | 305.6667
78 | 2006009506 | 315 | 305
79 | 2006009506 | 314.6667 | 304.6667
80 | 2006009506 | 314.3333 | 304.3333
81 | 2006009506 | 314 | 304
82 | 2006009506 | 316.3333 | 306.3333
83 | 2006009506 | 318.6667 | 308.6667
84 | 2006009506 | 321 | 311
85 | 2006009506 | 323.3333 | 313.3333
86 | 2006009506 | 325.6667 | 315.6667
87 | 2006009506 | 328 | 318
88 | 2006009506 | 328.3333 | 318.3333
89 | 2006009506 | 328.6667 | 318.6667
90 | 2006009506 | 329 | 339
91 | 2006009506 | 329 | 339
92 | 2006009506 | 329 | 339
93 | 2006009506 | 329 | 339
94 | 2006009506 | 328.6667 | 338.6667
95 | 2006009506 | 328.3333 | 338.3333
96 | 2006009506 | 328 | 338
97 | 2006009506 | 327.6667 | 337.6667
98 | 2006009506 | 327.3333 | 337.3333
99 | 2006009506 | 327 | 337
100 | 2006009506 | 328.6667 | 338.6667
101 | 2006009506 | 330.3333 | 340.3333
102 | 2006009506 | 332 | 342
103 | 2006009506 | 334.3333 | 344.3333
104 | 2006009506 | 336.6667 | 346.6667
105 | 2006009506 | 339 | 349
106 | 2006009506 | 339.3333 | 349.3333
107 | 2006009506 | 339.6667 | 349.6667
108 | 2006009506 | 340 | 350
109 | 2006009506 | 342.3333 | 352.3333
110 | 2006009506 | 344.6667 | 354.6667
111 | 2006009506 | 347 | 357
112 | 2006009506 | 349.6667 | 359.6667
113 | 2006009506 | 352.3333 | 362.3333
114 | 2006009506 | 355 | 365
115 | 2006009506 | 360.3333 | 370.3333
116 | 2006009506 | 365.6667 | 375.6667
117 | 2006009506 | 371 | 381
118 | 2006009506 | 373.6667 | 383.6667
119 | 2006009506 | 376.3333 | 386.3333
120 | 2006009506 | 379 | 389
121 | 2006009506 | 383.3333 | 393.3333
122 | 2006009506 | 387.6667 | 377.6667
123 | 2006009506 | 392 | 382
124 | 2006009506 | 395.3333 | 385.3333
125 | 2006009506 | 398.6667 | 388.6667
126 | 2006009506 | 402 | 392
127 | 2006009506 | 404.3333 | 394.3333
128 | 2006009506 | 406.6667 | 396.6667
129 | 2006009506 | 409 | 399
130 | 2006009506 | 409 | 399
131 | 2006009506 | 409 | 399
132 | 2006009506 | 409 | 399
133 | 2006009506 | 408.3333 | 398.3333
134 | 2006009506 | 407.6667 | 397.6667
135 | 2006009506 | 407 | 397
136 | 2006009506 | 407 | 397
137 | 2006009506 | 407 | 397
138 | 2006009506 | 407 | 397
139 | 2006009506 | 407 | 397
140 | 2006009506 | 407 | 397
141 | 2006009506 | 407 | 397
142 | 2006009506 | 406 | 396
143 | 2006009506 | 405 | 395
0 | 2003005767 | 343 | 333
1 | 2003005767 | 344 | 334
2 | 2003005767 | 345 | 335
3 | 2003005767 | 346 | 336
4 | 2003005767 | 348 | 338
5 | 2003005767 | 350 | 340
6 | 2003005767 | 352 | 342
7 | 2003005767 | 353 | 343
8 | 2003005767 | 354 | 344
9 | 2003005767 | 355 | 345
10 | 2003005767 | 356.6667 | 346.6667
11 | 2003005767 | 358.3333 | 348.3333
12 | 2003005767 | 360 | 350
13 | 2003005767 | 363.6667 | 353.6667
14 | 2003005767 | 367.3333 | 357.3333
15 | 2003005767 | 371 | 361
16 | 2003005767 | 373.3333 | 363.3333
17 | 2003005767 | 375.6667 | 365.6667
18 | 2003005767 | 378 | 368
19 | 2003005767 | 378.6667 | 368.6667
20 | 2003005767 | 379.3333 | 369.3333
21 | 2003005767 | 380 | 370
22 | 2003005767 | 381.3333 | 371.3333
23 | 2003005767 | 382.6667 | 372.6667
24 | 2003005767 | 384 | 374
25 | 2003005767 | 385.3333 | 375.3333
26 | 2003005767 | 386.6667 | 376.6667
27 | 2003005767 | 388 | 378
28 | 2003005767 | 387 | 377
29 | 2003005767 | 386 | 376
30 | 2003005767 | 385 | 375
31 | 2003005767 | 383 | 373
32 | 2003005767 | 381 | 371
33 | 2003005767 | 379 | 369
34 | 2003005767 | 378.3333 | 368.3333
35 | 2003005767 | 377.6667 | 367.6667
36 | 2003005767 | 377 | 367
37 | 2003005767 | 377.3333 | 367.3333
38 | 2003005767 | 377.6667 | 367.6667
39 | 2003005767 | 378 | 368
40 | 2003005767 | 379.6667 | 369.6667
41 | 2003005767 | 381.3333 | 371.3333
42 | 2003005767 | 383 | 373
43 | 2003005767 | 385.3333 | 375.3333
44 | 2003005767 | 387.6667 | 377.6667
45 | 2003005767 | 390 | 380
46 | 2003005767 | 391.3333 | 381.3333
47 | 2003005767 | 392.6667 | 382.6667
48 | 2003005767 | 394 | 384
49 | 2003005767 | 393.3333 | 383.3333
50 | 2003005767 | 392.6667 | 382.6667
51 | 2003005767 | 392 | 382
52 | 2003005767 | 387.6667 | 377.6667
53 | 2003005767 | 383.3333 | 373.3333
54 | 2003005767 | 379 | 369
55 | 2003005767 | 372.3333 | 362.3333
56 | 2003005767 | 365.6667 | 355.6667
57 | 2003005767 | 359 | 349
58 | 2003005767 | 353.6667 | 343.6667
59 | 2003005767 | 348.3333 | 338.3333
60 | 2003005767 | 343 | 333
61 | 2003005767 | 338.3333 | 328.3333
62 | 2003005767 | 333.6667 | 323.6667
63 | 2003005767 | 329 | 319
64 | 2003005767 | 326 | 316
65 | 2003005767 | 323 | 313
66 | 2003005767 | 320 | 310
67 | 2003005767 | 318.3333 | 308.3333
68 | 2003005767 | 316.6667 | 306.6667
69 | 2003005767 | 315 | 305
70 | 2003005767 | 315.3333 | 305.3333
71 | 2003005767 | 315.6667 | 305.6667
72 | 2003005767 | 316 | 306
73 | 2003005767 | 316.3333 | 306.3333
74 | 2003005767 | 316.6667 | 306.6667
75 | 2003005767 | 317 | 307
76 | 2003005767 | 316.3333 | 306.3333
77 | 2003005767 | 315.6667 | 305.6667
78 | 2003005767 | 315 | 305
79 | 2003005767 | 314.6667 | 304.6667
80 | 2003005767 | 314.3333 | 304.3333
81 | 2003005767 | 314 | 304
82 | 2003005767 | 316.3333 | 306.3333
83 | 2003005767 | 318.6667 | 308.6667
84 | 2003005767 | 321 | 311
85 | 2003005767 | 323.3333 | 313.3333
86 | 2003005767 | 325.6667 | 315.6667
87 | 2003005767 | 328 | 318
88 | 2003005767 | 328.3333 | 318.3333
89 | 2003005767 | 328.6667 | 318.6667
90 | 2003005767 | 329 | 339
91 | 2003005767 | 329 | 339
92 | 2003005767 | 329 | 339
93 | 2003005767 | 329 | 339
94 | 2003005767 | 328.6667 | 338.6667
95 | 2003005767 | 328.3333 | 338.3333
96 | 2003005767 | 328 | 338
97 | 2003005767 | 327.6667 | 337.6667
98 | 2003005767 | 327.3333 | 337.3333
99 | 2003005767 | 327 | 337
100 | 2003005767 | 328.6667 | 338.6667
101 | 2003005767 | 330.3333 | 340.3333
102 | 2003005767 | 332 | 342
103 | 2003005767 | 334.3333 | 344.3333
104 | 2003005767 | 336.6667 | 346.6667
105 | 2003005767 | 339 | 349
106 | 2003005767 | 339.3333 | 349.3333
107 | 2003005767 | 339.6667 | 349.6667
108 | 2003005767 | 340 | 350
109 | 2003005767 | 342.3333 | 352.3333
110 | 2003005767 | 344.6667 | 354.6667
111 | 2003005767 | 347 | 357
112 | 2003005767 | 349.6667 | 359.6667
113 | 2003005767 | 352.3333 | 362.3333
114 | 2003005767 | 355 | 365
115 | 2003005767 | 360.3333 | 370.3333
116 | 2003005767 | 365.6667 | 375.6667
117 | 2003005767 | 371 | 381
118 | 2003005767 | 373.6667 | 383.6667
119 | 2003005767 | 376.3333 | 386.3333
120 | 2003005767 | 379 | 389
121 | 2003005767 | 383.3333 | 393.3333
122 | 2003005767 | 387.6667 | 377.6667
123 | 2003005767 | 392 | 382
124 | 2003005767 | 395.3333 | 385.3333
125 | 2003005767 | 398.6667 | 388.6667
126 | 2003005767 | 402 | 392
127 | 2003005767 | 404.3333 | 394.3333
128 | 2003005767 | 406.6667 | 396.6667
129 | 2003005767 | 409 | 399
130 | 2003005767 | 409 | 399
131 | 2003005767 | 409 | 399
132 | 2003005767 | 409 | 399
133 | 2003005767 | 408.3333 | 398.3333
134 | 2003005767 | 407.6667 | 397.6667
135 | 2003005767 | 407 | 397
136 | 2003005767 | 407 | 397
137 | 2003005767 | 407 | 397
138 | 2003005767 | 407 | 397
139 | 2003005767 | 407 | 397
140 | 2003005767 | 407 | 397
141 | 2003005767 | 407 | 397
142 | 2003005767 | 406 | 396
143 | 2003005767 | 405 | 395
0 | 2008006125 | 343 | 333
1 | 2008006125 | 344 | 334
2 | 2008006125 | 345 | 335
3 | 2008006125 | 346 | 336
4 | 2008006125 | 348 | 338
5 | 2008006125 | 350 | 340
6 | 2008006125 | 352 | 342
7 | 2008006125 | 353 | 343
8 | 2008006125 | 354 | 344
9 | 2008006125 | 355 | 345
10 | 2008006125 | 356.6667 | 346.6667
11 | 2008006125 | 358.3333 | 348.3333
12 | 2008006125 | 360 | 350
13 | 2008006125 | 363.6667 | 353.6667
14 | 2008006125 | 367.3333 | 357.3333
15 | 2008006125 | 371 | 361
16 | 2008006125 | 373.3333 | 363.3333
17 | 2008006125 | 375.6667 | 365.6667
18 | 2008006125 | 378 | 368
19 | 2008006125 | 378.6667 | 368.6667
20 | 2008006125 | 379.3333 | 369.3333
21 | 2008006125 | 380 | 370
22 | 2008006125 | 381.3333 | 371.3333
23 | 2008006125 | 382.6667 | 372.6667
24 | 2008006125 | 384 | 374
25 | 2008006125 | 385.3333 | 375.3333
26 | 2008006125 | 386.6667 | 376.6667
27 | 2008006125 | 388 | 378
28 | 2008006125 | 387 | 377
29 | 2008006125 | 386 | 376
30 | 2008006125 | 385 | 375
31 | 2008006125 | 383 | 373
32 | 2008006125 | 381 | 371
33 | 2008006125 | 379 | 369
34 | 2008006125 | 378.3333 | 368.3333
35 | 2008006125 | 377.6667 | 367.6667
36 | 2008006125 | 377 | 367
37 | 2008006125 | 377.3333 | 367.3333
38 | 2008006125 | 377.6667 | 367.6667
39 | 2008006125 | 378 | 368
40 | 2008006125 | 379.6667 | 369.6667
41 | 2008006125 | 381.3333 | 371.3333
42 | 2008006125 | 383 | 373
43 | 2008006125 | 385.3333 | 375.3333
44 | 2008006125 | 387.6667 | 377.6667
45 | 2008006125 | 390 | 380
46 | 2008006125 | 391.3333 | 381.3333
47 | 2008006125 | 392.6667 | 382.6667
48 | 2008006125 | 394 | 384
49 | 2008006125 | 393.3333 | 383.3333
50 | 2008006125 | 392.6667 | 382.6667
51 | 2008006125 | 392 | 382
52 | 2008006125 | 387.6667 | 377.6667
53 | 2008006125 | 383.3333 | 373.3333
54 | 2008006125 | 379 | 369
55 | 2008006125 | 372.3333 | 362.3333
56 | 2008006125 | 365.6667 | 355.6667
57 | 2008006125 | 359 | 349
58 | 2008006125 | 353.6667 | 343.6667
59 | 2008006125 | 348.3333 | 338.3333
60 | 2008006125 | 343 | 333
61 | 2008006125 | 338.3333 | 328.3333
62 | 2008006125 | 333.6667 | 323.6667
63 | 2008006125 | 329 | 319
64 | 2008006125 | 326 | 316
65 | 2008006125 | 323 | 313
66 | 2008006125 | 320 | 310
67 | 2008006125 | 318.3333 | 308.3333
68 | 2008006125 | 316.6667 | 306.6667
69 | 2008006125 | 315 | 305
70 | 2008006125 | 315.3333 | 305.3333
71 | 2008006125 | 315.6667 | 305.6667
72 | 2008006125 | 316 | 306
73 | 2008006125 | 316.3333 | 306.3333
74 | 2008006125 | 316.6667 | 306.6667
75 | 2008006125 | 317 | 307
76 | 2008006125 | 316.3333 | 306.3333
77 | 2008006125 | 315.6667 | 305.6667
78 | 2008006125 | 315 | 305
79 | 2008006125 | 314.6667 | 304.6667
80 | 2008006125 | 314.3333 | 304.3333
81 | 2008006125 | 314 | 304
82 | 2008006125 | 316.3333 | 306.3333
83 | 2008006125 | 318.6667 | 308.6667
84 | 2008006125 | 321 | 311
85 | 2008006125 | 323.3333 | 313.3333
86 | 2008006125 | 325.6667 | 315.6667
87 | 2008006125 | 328 | 318
88 | 2008006125 | 328.3333 | 318.3333
89 | 2008006125 | 328.6667 | 318.6667
90 | 2008006125 | 329 | 339
91 | 2008006125 | 329 | 339
92 | 2008006125 | 329 | 339
93 | 2008006125 | 329 | 339
94 | 2008006125 | 328.6667 | 338.6667
95 | 2008006125 | 328.3333 | 338.3333
96 | 2008006125 | 328 | 338
97 | 2008006125 | 327.6667 | 337.6667
98 | 2008006125 | 327.3333 | 337.3333
99 | 2008006125 | 327 | 337
100 | 2008006125 | 328.6667 | 338.6667
101 | 2008006125 | 330.3333 | 340.3333
102 | 2008006125 | 332 | 342
103 | 2008006125 | 334.3333 | 344.3333
104 | 2008006125 | 336.6667 | 346.6667
105 | 2008006125 | 339 | 349
106 | 2008006125 | 339.3333 | 349.3333
107 | 2008006125 | 339.6667 | 349.6667
108 | 2008006125 | 340 | 350
109 | 2008006125 | 342.3333 | 352.3333
110 | 2008006125 | 344.6667 | 354.6667
111 | 2008006125 | 347 | 357
112 | 2008006125 | 349.6667 | 359.6667
113 | 2008006125 | 352.3333 | 362.3333
114 | 2008006125 | 355 | 365
115 | 2008006125 | 360.3333 | 370.3333
116 | 2008006125 | 365.6667 | 375.6667
117 | 2008006125 | 371 | 381
118 | 2008006125 | 373.6667 | 383.6667
119 | 2008006125 | 376.3333 | 386.3333
120 | 2008006125 | 379 | 389
121 | 2008006125 | 383.3333 | 393.3333
122 | 2008006125 | 387.6667 | 377.6667
123 | 2008006125 | 392 | 382
124 | 2008006125 | 395.3333 | 385.3333
125 | 2008006125 | 398.6667 | 388.6667
126 | 2008006125 | 402 | 392
127 | 2008006125 | 404.3333 | 394.3333
128 | 2008006125 | 406.6667 | 396.6667
129 | 2008006125 | 409 | 399
130 | 2008006125 | 409 | 399
131 | 2008006125 | 409 | 399
132 | 2008006125 | 409 | 399
133 | 2008006125 | 408.3333 | 398.3333
134 | 2008006125 | 407.6667 | 397.6667
135 | 2008006125 | 407 | 397
136 | 2008006125 | 407 | 397
137 | 2008006125 | 407 | 397
138 | 2008006125 | 407 | 397
139 | 2008006125 | 407 | 397
140 | 2008006125 | 407 | 397
141 | 2008006125 | 407 | 397
142 | 2008006125 | 406 | 396
143 | 2008006125 | 405 | 395
0 | 2002008265 | 343 | 333
1 | 2002008265 | 344 | 334
2 | 2002008265 | 345 | 335
3 | 2002008265 | 346 | 336
4 | 2002008265 | 348 | 338
5 | 2002008265 | 350 | 340
6 | 2002008265 | 352 | 342
7 | 2002008265 | 353 | 343
8 | 2002008265 | 354 | 344
9 | 2002008265 | 355 | 345
10 | 2002008265 | 356.6667 | 346.6667
11 | 2002008265 | 358.3333 | 348.3333
12 | 2002008265 | 360 | 350
13 | 2002008265 | 363.6667 | 353.6667
14 | 2002008265 | 367.3333 | 357.3333
15 | 2002008265 | 371 | 361
16 | 2002008265 | 373.3333 | 363.3333
17 | 2002008265 | 375.6667 | 365.6667
18 | 2002008265 | 378 | 368
19 | 2002008265 | 378.6667 | 368.6667
20 | 2002008265 | 379.3333 | 369.3333
21 | 2002008265 | 380 | 370
22 | 2002008265 | 381.3333 | 371.3333
23 | 2002008265 | 382.6667 | 372.6667
24 | 2002008265 | 384 | 374
25 | 2002008265 | 385.3333 | 375.3333
26 | 2002008265 | 386.6667 | 376.6667
27 | 2002008265 | 388 | 378
28 | 2002008265 | 387 | 377
29 | 2002008265 | 386 | 376
30 | 2002008265 | 385 | 375
31 | 2002008265 | 383 | 373
32 | 2002008265 | 381 | 371
33 | 2002008265 | 379 | 369
34 | 2002008265 | 378.3333 | 368.3333
35 | 2002008265 | 377.6667 | 367.6667
36 | 2002008265 | 377 | 367
37 | 2002008265 | 377.3333 | 367.3333
38 | 2002008265 | 377.6667 | 367.6667
39 | 2002008265 | 378 | 368
40 | 2002008265 | 379.6667 | 369.6667
41 | 2002008265 | 381.3333 | 371.3333
42 | 2002008265 | 383 | 373
43 | 2002008265 | 385.3333 | 375.3333
44 | 2002008265 | 387.6667 | 377.6667
45 | 2002008265 | 390 | 380
46 | 2002008265 | 391.3333 | 381.3333
47 | 2002008265 | 392.6667 | 382.6667
48 | 2002008265 | 394 | 384
49 | 2002008265 | 393.3333 | 383.3333
50 | 2002008265 | 392.6667 | 382.6667
51 | 2002008265 | 392 | 382
52 | 2002008265 | 387.6667 | 377.6667
53 | 2002008265 | 383.3333 | 373.3333
54 | 2002008265 | 379 | 369
55 | 2002008265 | 372.3333 | 362.3333
56 | 2002008265 | 365.6667 | 355.6667
57 | 2002008265 | 359 | 349
58 | 2002008265 | 353.6667 | 343.6667
59 | 2002008265 | 348.3333 | 338.3333
60 | 2002008265 | 343 | 333
61 | 2002008265 | 338.3333 | 328.3333
62 | 2002008265 | 333.6667 | 323.6667
63 | 2002008265 | 329 | 319
64 | 2002008265 | 326 | 316
65 | 2002008265 | 323 | 313
66 | 2002008265 | 320 | 310
67 | 2002008265 | 318.3333 | 308.3333
68 | 2002008265 | 316.6667 | 306.6667
69 | 2002008265 | 315 | 305
70 | 2002008265 | 315.3333 | 305.3333
71 | 2002008265 | 315.6667 | 305.6667
72 | 2002008265 | 316 | 306
73 | 2002008265 | 316.3333 | 306.3333
74 | 2002008265 | 316.6667 | 306.6667
75 | 2002008265 | 317 | 307
76 | 2002008265 | 316.3333 | 306.3333
77 | 2002008265 | 315.6667 | 305.6667
78 | 2002008265 | 315 | 305
79 | 2002008265 | 314.6667 | 304.6667
80 | 2002008265 | 314.3333 | 304.3333
81 | 2002008265 | 314 | 304
82 | 2002008265 | 316.3333 | 306.3333
83 | 2002008265 | 318.6667 | 308.6667
84 | 2002008265 | 321 | 311
85 | 2002008265 | 323.3333 | 313.3333
86 | 2002008265 | 325.6667 | 315.6667
87 | 2002008265 | 328 | 318
88 | 2002008265 | 328.3333 | 318.3333
89 | 2002008265 | 328.6667 | 318.6667
90 | 2002008265 | 329 | 339
91 | 2002008265 | 329 | 339
92 | 2002008265 | 329 | 339
93 | 2002008265 | 329 | 339
94 | 2002008265 | 328.6667 | 338.6667
95 | 2002008265 | 328.3333 | 338.3333
96 | 2002008265 | 328 | 338
97 | 2002008265 | 327.6667 | 337.6667
98 | 2002008265 | 327.3333 | 337.3333
99 | 2002008265 | 327 | 337
100 | 2002008265 | 328.6667 | 338.6667
101 | 2002008265 | 330.3333 | 340.3333
102 | 2002008265 | 332 | 342
103 | 2002008265 | 334.3333 | 344.3333
104 | 2002008265 | 336.6667 | 346.6667
105 | 2002008265 | 339 | 349
106 | 2002008265 | 339.3333 | 349.3333
107 | 2002008265 | 339.6667 | 349.6667
108 | 2002008265 | 340 | 350
109 | 2002008265 | 342.3333 | 352.3333
110 | 2002008265 | 344.6667 | 354.6667
111 | 2002008265 | 347 | 357
112 | 2002008265 | 349.6667 | 359.6667
113 | 2002008265 | 352.3333 | 362.3333
114 | 2002008265 | 355 | 365
115 | 2002008265 | 360.3333 | 370.3333
116 | 2002008265 | 365.6667 | 375.6667
117 | 2002008265 | 371 | 381
118 | 2002008265 | 373.6667 | 383.6667
119 | 2002008265 | 376.3333 | 386.3333
120 | 2002008265 | 379 | 389
121 | 2002008265 | 383.3333 | 393.3333
122 | 2002008265 | 387.6667 | 377.6667
123 | 2002008265 | 392 | 382
124 | 2002008265 | 395.3333 | 385.3333
125 | 2002008265 | 398.6667 | 388.6667
126 | 2002008265 | 402 | 392
127 | 2002008265 | 404.3333 | 394.3333
128 | 2002008265 | 406.6667 | 396.6667
129 | 2002008265 | 409 | 399
130 | 2002008265 | 409 | 399
131 | 2002008265 | 409 | 399
132 | 2002008265 | 409 | 399
133 | 2002008265 | 408.3333 | 398.3333
134 | 2002008265 | 407.6667 | 397.6667
135 | 2002008265 | 407 | 397
136 | 2002008265 | 407 | 397
137 | 2002008265 | 407 | 397
138 | 2002008265 | 407 | 397
139 | 2002008265 | 407 | 397
140 | 2002008265 | 407 | 397
141 | 2002008265 | 407 | 397
142 | 2002008265 | 406 | 396
143 | 2002008265 | 405 | 395
0 | 2004009516 | 343 | 333
1 | 2004009516 | 344 | 334
2 | 2004009516 | 345 | 335
3 | 2004009516 | 346 | 336
4 | 2004009516 | 348 | 338
5 | 2004009516 | 350 | 340
6 | 2004009516 | 352 | 342
7 | 2004009516 | 353 | 343
8 | 2004009516 | 354 | 344
9 | 2004009516 | 355 | 345
10 | 2004009516 | 356.6667 | 346.6667
11 | 2004009516 | 358.3333 | 348.3333
12 | 2004009516 | 360 | 350
13 | 2004009516 | 363.6667 | 353.6667
14 | 2004009516 | 367.3333 | 357.3333
15 | 2004009516 | 371 | 361
16 | 2004009516 | 373.3333 | 363.3333
17 | 2004009516 | 375.6667 | 365.6667
18 | 2004009516 | 378 | 368
19 | 2004009516 | 378.6667 | 368.6667
20 | 2004009516 | 379.3333 | 369.3333
21 | 2004009516 | 380 | 370
22 | 2004009516 | 381.3333 | 371.3333
23 | 2004009516 | 382.6667 | 372.6667
24 | 2004009516 | 384 | 374
25 | 2004009516 | 385.3333 | 375.3333
26 | 2004009516 | 386.6667 | 376.6667
27 | 2004009516 | 388 | 378
28 | 2004009516 | 387 | 377
29 | 2004009516 | 386 | 376
30 | 2004009516 | 385 | 375
31 | 2004009516 | 383 | 373
32 | 2004009516 | 381 | 371
33 | 2004009516 | 379 | 369
34 | 2004009516 | 378.3333 | 368.3333
35 | 2004009516 | 377.6667 | 367.6667
36 | 2004009516 | 377 | 367
37 | 2004009516 | 377.3333 | 367.3333
38 | 2004009516 | 377.6667 | 367.6667
39 | 2004009516 | 378 | 368
40 | 2004009516 | 379.6667 | 369.6667
41 | 2004009516 | 381.3333 | 371.3333
42 | 2004009516 | 383 | 373
43 | 2004009516 | 385.3333 | 375.3333
44 | 2004009516 | 387.6667 | 377.6667
45 | 2004009516 | 390 | 380
46 | 2004009516 | 391.3333 | 381.3333
47 | 2004009516 | 392.6667 | 382.6667
48 | 2004009516 | 394 | 384
49 | 2004009516 | 393.3333 | 383.3333
50 | 2004009516 | 392.6667 | 382.6667
51 | 2004009516 | 392 | 382
52 | 2004009516 | 387.6667 | 377.6667
53 | 2004009516 | 383.3333 | 373.3333
54 | 2004009516 | 379 | 369
55 | 2004009516 | 372.3333 | 362.3333
56 | 2004009516 | 365.6667 | 355.6667
57 | 2004009516 | 359 | 349
58 | 2004009516 | 353.6667 | 343.6667
59 | 2004009516 | 348.3333 | 338.3333
60 | 2004009516 | 343 | 333
61 | 2004009516 | 338.3333 | 328.3333
62 | 2004009516 | 333.6667 | 323.6667
63 | 2004009516 | 329 | 319
64 | 2004009516 | 326 | 316
65 | 2004009516 | 323 | 313
66 | 2004009516 | 320 | 310
67 | 2004009516 | 318.3333 | 308.3333
68 | 2004009516 | 316.6667 | 306.6667
69 | 2004009516 | 315 | 305
70 | 2004009516 | 315.3333 | 305.3333
71 | 2004009516 | 315.6667 | 305.6667
72 | 2004009516 | 316 | 306
73 | 2004009516 | 316.3333 | 306.3333
74 | 2004009516 | 316.6667 | 306.6667
75 | 2004009516 | 317 | 307
76 | 2004009516 | 316.3333 | 306.3333
77 | 2004009516 | 315.6667 | 305.6667
78 | 2004009516 | 315 | 305
79 | 2004009516 | 314.6667 | 304.6667
80 | 2004009516 | 314.3333 | 304.3333
81 | 2004009516 | 314 | 304
82 | 2004009516 | 316.3333 | 306.3333
83 | 2004009516 | 318.6667 | 308.6667
84 | 2004009516 | 321 | 311
85 | 2004009516 | 323.3333 | 313.3333
86 | 2004009516 | 325.6667 | 315.6667
87 | 2004009516 | 328 | 318
88 | 2004009516 | 328.3333 | 318.3333
89 | 2004009516 | 328.6667 | 318.6667
90 | 2004009516 | 329 | 339
91 | 2004009516 | 329 | 339
92 | 2004009516 | 329 | 339
93 | 2004009516 | 329 | 339
94 | 2004009516 | 328.6667 | 338.6667
95 | 2004009516 | 328.3333 | 338.3333
96 | 2004009516 | 328 | 338
97 | 2004009516 | 327.6667 | 337.6667
98 | 2004009516 | 327.3333 | 337.3333
99 | 2004009516 | 327 | 337
100 | 2004009516 | 328.6667 | 338.6667
101 | 2004009516 | 330.3333 | 340.3333
102 | 2004009516 | 332 | 342
103 | 2004009516 | 334.3333 | 344.3333
104 | 2004009516 | 336.6667 | 346.6667
105 | 2004009516 | 339 | 349
106 | 2004009516 | 339.3333 | 349.3333
107 | 2004009516 | 339.6667 | 349.6667
108 | 2004009516 | 340 | 350
109 | 2004009516 | 342.3333 | 352.3333
110 | 2004009516 | 344.6667 | 354.6667
111 | 2004009516 | 347 | 357
112 | 2004009516 | 349.6667 | 359.6667
113 | 2004009516 | 352.3333 | 362.3333
114 | 2004009516 | 355 | 365
115 | 2004009516 | 360.3333 | 370.3333
116 | 2004009516 | 365.6667 | 375.6667
117 | 2004009516 | 371 | 381
118 | 2004009516 | 373.6667 | 383.6667
119 | 2004009516 | 376.3333 | 386.3333
120 | 2004009516 | 379 | 389
121 | 2004009516 | 383.3333 | 393.3333
122 | 2004009516 | 387.6667 | 377.6667
123 | 2004009516 | 392 | 382
124 | 2004009516 | 395.3333 | 385.3333
125 | 2004009516 | 398.6667 | 388.6667
126 | 2004009516 | 402 | 392
127 | 2004009516 | 404.3333 | 394.3333
128 | 2004009516 | 406.6667 | 396.6667
129 | 2004009516 | 409 | 399
130 | 2004009516 | 409 | 399
131 | 2004009516 | 409 | 399
132 | 2004009516 | 409 | 399
133 | 2004009516 | 408.3333 | 398.3333
134 | 2004009516 | 407.6667 | 397.6667
135 | 2004009516 | 407 | 397
136 | 2004009516 | 407 | 397
137 | 2004009516 | 407 | 397
138 | 2004009516 | 407 | 397
139 | 2004009516 | 407 | 397
140 | 2004009516 | 407 | 397
141 | 2004009516 | 407 | 397
142 | 2004009516 | 406 | 396
143 | 2004009516 | 405 | 395
0 | 2008001941 | 343 | 333
1 | 2008001941 | 344 | 334
2 | 2008001941 | 345 | 335
3 | 2008001941 | 346 | 336
4 | 2008001941 | 348 | 338
5 | 2008001941 | 350 | 340
6 | 2008001941 | 352 | 342
7 | 2008001941 | 353 | 343
8 | 2008001941 | 354 | 344
9 | 2008001941 | 355 | 345
10 | 2008001941 | 356.6667 | 346.6667
11 | 2008001941 | 358.3333 | 348.3333
12 | 2008001941 | 360 | 350
13 | 2008001941 | 363.6667 | 353.6667
14 | 2008001941 | 367.3333 | 357.3333
15 | 2008001941 | 371 | 361
16 | 2008001941 | 373.3333 | 363.3333
17 | 2008001941 | 375.6667 | 365.6667
18 | 2008001941 | 378 | 368
19 | 2008001941 | 378.6667 | 368.6667
20 | 2008001941 | 379.3333 | 369.3333
21 | 2008001941 | 380 | 370
22 | 2008001941 | 381.3333 | 371.3333
23 | 2008001941 | 382.6667 | 372.6667
24 | 2008001941 | 384 | 374
25 | 2008001941 | 385.3333 | 375.3333
26 | 2008001941 | 386.6667 | 376.6667
27 | 2008001941 | 388 | 378
28 | 2008001941 | 387 | 377
29 | 2008001941 | 386 | 376
30 | 2008001941 | 385 | 375
31 | 2008001941 | 383 | 373
32 | 2008001941 | 381 | 371
33 | 2008001941 | 379 | 369
34 | 2008001941 | 378.3333 | 368.3333
35 | 2008001941 | 377.6667 | 367.6667
36 | 2008001941 | 377 | 367
37 | 2008001941 | 377.3333 | 367.3333
38 | 2008001941 | 377.6667 | 367.6667
39 | 2008001941 | 378 | 368
40 | 2008001941 | 379.6667 | 369.6667
41 | 2008001941 | 381.3333 | 371.3333
42 | 2008001941 | 383 | 373
43 | 2008001941 | 385.3333 | 375.3333
44 | 2008001941 | 387.6667 | 377.6667
45 | 2008001941 | 390 | 380
46 | 2008001941 | 391.3333 | 381.3333
47 | 2008001941 | 392.6667 | 382.6667
48 | 2008001941 | 394 | 384
49 | 2008001941 | 393.3333 | 383.3333
50 | 2008001941 | 392.6667 | 382.6667
51 | 2008001941 | 392 | 382
52 | 2008001941 | 387.6667 | 377.6667
53 | 2008001941 | 383.3333 | 373.3333
54 | 2008001941 | 379 | 369
55 | 2008001941 | 372.3333 | 362.3333
56 | 2008001941 | 365.6667 | 355.6667
57 | 2008001941 | 359 | 349
58 | 2008001941 | 353.6667 | 343.6667
59 | 2008001941 | 348.3333 | 338.3333
60 | 2008001941 | 343 | 333
61 | 2008001941 | 338.3333 | 328.3333
62 | 2008001941 | 333.6667 | 323.6667
63 | 2008001941 | 329 | 319
64 | 2008001941 | 326 | 316
65 | 2008001941 | 323 | 313
66 | 2008001941 | 320 | 310
67 | 2008001941 | 318.3333 | 308.3333
68 | 2008001941 | 316.6667 | 306.6667
69 | 2008001941 | 315 | 305
70 | 2008001941 | 315.3333 | 305.3333
71 | 2008001941 | 315.6667 | 305.6667
72 | 2008001941 | 316 | 306
73 | 2008001941 | 316.3333 | 306.3333
74 | 2008001941 | 316.6667 | 306.6667
75 | 2008001941 | 317 | 307
76 | 2008001941 | 316.3333 | 306.3333
77 | 2008001941 | 315.6667 | 305.6667
78 | 2008001941 | 315 | 305
79 | 2008001941 | 314.6667 | 304.6667
80 | 2008001941 | 314.3333 | 304.3333
81 | 2008001941 | 314 | 304
82 | 2008001941 | 316.3333 | 306.3333
83 | 2008001941 | 318.6667 | 308.6667
84 | 2008001941 | 321 | 311
85 | 2008001941 | 323.3333 | 313.3333
86 | 2008001941 | 325.6667 | 315.6667
87 | 2008001941 | 328 | 318
88 | 2008001941 | 328.3333 | 318.3333
89 | 2008001941 | 328.6667 | 318.6667
90 | 2008001941 | 329 | 339
91 | 2008001941 | 329 | 339
92 | 2008001941 | 329 | 339
93 | 2008001941 | 329 | 339
94 | 2008001941 | 328.6667 | 338.6667
95 | 2008001941 | 328.3333 | 338.3333
96 | 2008001941 | 328 | 338
97 | 2008001941 | 327.6667 | 337.6667
98 | 2008001941 | 327.3333 | 337.3333
99 | 2008001941 | 327 | 337
100 | 2008001941 | 328.6667 | 338.6667
101 | 2008001941 | 330.3333 | 340.3333
102 | 2008001941 | 332 | 342
103 | 2008001941 | 334.3333 | 344.3333
104 | 2008001941 | 336.6667 | 346.6667
105 | 2008001941 | 339 | 349
106 | 2008001941 | 339.3333 | 349.3333
107 | 2008001941 | 339.6667 | 349.6667
108 | 2008001941 | 340 | 350
109 | 2008001941 | 342.3333 | 352.3333
110 | 2008001941 | 344.6667 | 354.6667
111 | 2008001941 | 347 | 357
112 | 2008001941 | 349.6667 | 359.6667
113 | 2008001941 | 352.3333 | 362.3333
114 | 2008001941 | 355 | 365
115 | 2008001941 | 360.3333 | 370.3333
116 | 2008001941 | 365.6667 | 375.6667
117 | 2008001941 | 371 | 381
118 | 2008001941 | 373.6667 | 383.6667
119 | 2008001941 | 376.3333 | 386.3333
120 | 2008001941 | 379 | 389
121 | 2008001941 | 383.3333 | 393.3333
122 | 2008001941 | 387.6667 | 377.6667
123 | 2008001941 | 392 | 382
124 | 2008001941 | 395.3333 | 385.3333
125 | 2008001941 | 398.6667 | 388.6667
126 | 2008001941 | 402 | 392
127 | 2008001941 | 404.3333 | 394.3333
128 | 2008001941 | 406.6667 | 396.6667
129 | 2008001941 | 409 | 399
130 | 2008001941 | 409 | 399
131 | 2008001941 | 409 | 399
132 | 2008001941 | 409 | 399
133 | 2008001941 | 408.3333 | 398.3333
134 | 2008001941 | 407.6667 | 397.6667
135 | 2008001941 | 407 | 397
136 | 2008001941 | 407 | 397
137 | 2008001941 | 407 | 397
138 | 2008001941 | 407 | 397
139 | 2008001941 | 407 | 397
140 | 2008001941 | 407 | 397
141 | 2008001941 | 407 | 397
142 | 2008001941 | 406 | 396
143 | 2008001941 | 405 | 395
0 | 2003002647 | 343 | 333
1 | 2003002647 | 344 | 334
2 | 2003002647 | 345 | 335
3 | 2003002647 | 346 | 336
4 | 2003002647 | 348 | 338
5 | 2003002647 | 350 | 340
6 | 2003002647 | 352 | 342
7 | 2003002647 | 353 | 343
8 | 2003002647 | 354 | 344
9 | 2003002647 | 355 | 345
10 | 2003002647 | 356.6667 | 346.6667
11 | 2003002647 | 358.3333 | 348.3333
12 | 2003002647 | 360 | 350
13 | 2003002647 | 363.6667 | 353.6667
14 | 2003002647 | 367.3333 | 357.3333
15 | 2003002647 | 371 | 361
16 | 2003002647 | 373.3333 | 363.3333
17 | 2003002647 | 375.6667 | 365.6667
18 | 2003002647 | 378 | 368
19 | 2003002647 | 378.6667 | 368.6667
20 | 2003002647 | 379.3333 | 369.3333
21 | 2003002647 | 380 | 370
22 | 2003002647 | 381.3333 | 371.3333
23 | 2003002647 | 382.6667 | 372.6667
24 | 2003002647 | 384 | 374
25 | 2003002647 | 385.3333 | 375.3333
26 | 2003002647 | 386.6667 | 376.6667
27 | 2003002647 | 388 | 378
28 | 2003002647 | 387 | 377
29 | 2003002647 | 386 | 376
30 | 2003002647 | 385 | 375
31 | 2003002647 | 383 | 373
32 | 2003002647 | 381 | 371
33 | 2003002647 | 379 | 369
34 | 2003002647 | 378.3333 | 368.3333
35 | 2003002647 | 377.6667 | 367.6667
36 | 2003002647 | 377 | 367
37 | 2003002647 | 377.3333 | 367.3333
38 | 2003002647 | 377.6667 | 367.6667
39 | 2003002647 | 378 | 368
40 | 2003002647 | 379.6667 | 369.6667
41 | 2003002647 | 381.3333 | 371.3333
42 | 2003002647 | 383 | 373
43 | 2003002647 | 385.3333 | 375.3333
44 | 2003002647 | 387.6667 | 377.6667
45 | 2003002647 | 390 | 380
46 | 2003002647 | 391.3333 | 381.3333
47 | 2003002647 | 392.6667 | 382.6667
48 | 2003002647 | 394 | 384
49 | 2003002647 | 393.3333 | 383.3333
50 | 2003002647 | 392.6667 | 382.6667
51 | 2003002647 | 392 | 382
52 | 2003002647 | 387.6667 | 377.6667
53 | 2003002647 | 383.3333 | 373.3333
54 | 2003002647 | 379 | 369
55 | 2003002647 | 372.3333 | 362.3333
56 | 2003002647 | 365.6667 | 355.6667
57 | 2003002647 | 359 | 349
58 | 2003002647 | 353.6667 | 343.6667
59 | 2003002647 | 348.3333 | 338.3333
60 | 2003002647 | 343 | 333
61 | 2003002647 | 338.3333 | 328.3333
62 | 2003002647 | 333.6667 | 323.6667
63 | 2003002647 | 329 | 319
64 | 2003002647 | 326 | 316
65 | 2003002647 | 323 | 313
66 | 2003002647 | 320 | 310
67 | 2003002647 | 318.3333 | 308.3333
68 | 2003002647 | 316.6667 | 306.6667
69 | 2003002647 | 315 | 305
70 | 2003002647 | 315.3333 | 305.3333
71 | 2003002647 | 315.6667 | 305.6667
72 | 2003002647 | 316 | 306
73 | 2003002647 | 316.3333 | 306.3333
74 | 2003002647 | 316.6667 | 306.6667
75 | 2003002647 | 317 | 307
76 | 2003002647 | 316.3333 | 306.3333
77 | 2003002647 | 315.6667 | 305.6667
78 | 2003002647 | 315 | 305
79 | 2003002647 | 314.6667 | 304.6667
80 | 2003002647 | 314.3333 | 304.3333
81 | 2003002647 | 314 | 304
82 | 2003002647 | 316.3333 | 306.3333
83 | 2003002647 | 318.6667 | 308.6667
84 | 2003002647 | 321 | 311
85 | 2003002647 | 323.3333 | 313.3333
86 | 2003002647 | 325.6667 | 315.6667
87 | 2003002647 | 328 | 318
88 | 2003002647 | 328.3333 | 318.3333
89 | 2003002647 | 328.6667 | 318.6667
90 | 2003002647 | 329 | 339
91 | 2003002647 | 329 | 339
92 | 2003002647 | 329 | 339
93 | 2003002647 | 329 | 339
94 | 2003002647 | 328.6667 | 338.6667
95 | 2003002647 | 328.3333 | 338.3333
96 | 2003002647 | 328 | 338
97 | 2003002647 | 327.6667 | 337.6667
98 | 2003002647 | 327.3333 | 337.3333
99 | 2003002647 | 327 | 337
100 | 2003002647 | 328.6667 | 338.6667
101 | 2003002647 | 330.3333 | 340.3333
102 | 2003002647 | 332 | 342
103 | 2003002647 | 334.3333 | 344.3333
104 | 2003002647 | 336.6667 | 346.6667
105 | 2003002647 | 339 | 349
106 | 2003002647 | 339.3333 | 349.3333
107 | 2003002647 | 339.6667 | 349.6667
108 | 2003002647 | 340 | 350
109 | 2003002647 | 342.3333 | 352.3333
110 | 2003002647 | 344.6667 | 354.6667
111 | 2003002647 | 347 | 357
112 | 2003002647 | 349.6667 | 359.6667
113 | 2003002647 | 352.3333 | 362.3333
114 | 2003002647 | 355 | 365
115 | 2003002647 | 360.3333 | 370.3333
116 | 2003002647 | 365.6667 | 375.6667
117 | 2003002647 | 371 | 381
118 | 2003002647 | 373.6667 | 383.6667
119 | 2003002647 | 376.3333 | 386.3333
120 | 2003002647 | 379 | 389
121 | 2003002647 | 383.3333 | 393.3333
122 | 2003002647 | 387.6667 | 377.6667
123 | 2003002647 | 392 | 382
124 | 2003002647 | 395.3333 | 385.3333
125 | 2003002647 | 398.6667 | 388.6667
126 | 2003002647 | 402 | 392
127 | 2003002647 | 404.3333 | 394.3333
128 | 2003002647 | 406.6667 | 396.6667
129 | 2003002647 | 409 | 399
130 | 2003002647 | 409 | 399
131 | 2003002647 | 409 | 399
132 | 2003002647 | 409 | 399
133 | 2003002647 | 408.3333 | 398.3333
134 | 2003002647 | 407.6667 | 397.6667
135 | 2003002647 | 407 | 397
136 | 2003002647 | 407 | 397
137 | 2003002647 | 407 | 397
138 | 2003002647 | 407 | 397
139 | 2003002647 | 407 | 397
140 | 2003002647 | 407 | 397
141 | 2003002647 | 407 | 397
142 | 2003002647 | 406 | 396
143 | 2003002647 | 405 | 395
0 | 2009009382 | 343 | 333
1 | 2009009382 | 344 | 334
2 | 2009009382 | 345 | 335
3 | 2009009382 | 346 | 336
4 | 2009009382 | 348 | 338
5 | 2009009382 | 350 | 340
6 | 2009009382 | 352 | 342
7 | 2009009382 | 353 | 343
8 | 2009009382 | 354 | 344
9 | 2009009382 | 355 | 345
10 | 2009009382 | 356.6667 | 346.6667
11 | 2009009382 | 358.3333 | 348.3333
12 | 2009009382 | 360 | 350
13 | 2009009382 | 363.6667 | 353.6667
14 | 2009009382 | 367.3333 | 357.3333
15 | 2009009382 | 371 | 361
16 | 2009009382 | 373.3333 | 363.3333
17 | 2009009382 | 375.6667 | 365.6667
18 | 2009009382 | 378 | 368
19 | 2009009382 | 378.6667 | 368.6667
20 | 2009009382 | 379.3333 | 369.3333
21 | 2009009382 | 380 | 370
22 | 2009009382 | 381.3333 | 371.3333
23 | 2009009382 | 382.6667 | 372.6667
24 | 2009009382 | 384 | 374
25 | 2009009382 | 385.3333 | 375.3333
26 | 2009009382 | 386.6667 | 376.6667
27 | 2009009382 | 388 | 378
28 | 2009009382 | 387 | 377
29 | 2009009382 | 386 | 376
30 | 2009009382 | 385 | 375
31 | 2009009382 | 383 | 373
32 | 2009009382 | 381 | 371
33 | 2009009382 | 379 | 369
34 | 2009009382 | 378.3333 | 368.3333
35 | 2009009382 | 377.6667 | 367.6667
36 | 2009009382 | 377 | 367
37 | 2009009382 | 377.3333 | 367.3333
38 | 2009009382 | 377.6667 | 367.6667
39 | 2009009382 | 378 | 368
40 | 2009009382 | 379.6667 | 369.6667
41 | 2009009382 | 381.3333 | 371.3333
42 | 2009009382 | 383 | 373
43 | 2009009382 | 385.3333 | 375.3333
44 | 2009009382 | 387.6667 | 377.6667
45 | 2009009382 | 390 | 380
46 | 2009009382 | 391.3333 | 381.3333
47 | 2009009382 | 392.6667 | 382.6667
48 | 2009009382 | 394 | 384
49 | 2009009382 | 393.3333 | 383.3333
50 | 2009009382 | 392.6667 | 382.6667
51 | 2009009382 | 392 | 382
52 | 2009009382 | 387.6667 | 377.6667
53 | 2009009382 | 383.3333 | 373.3333
54 | 2009009382 | 379 | 369
55 | 2009009382 | 372.3333 | 362.3333
56 | 2009009382 | 365.6667 | 355.6667
57 | 2009009382 | 359 | 349
58 | 2009009382 | 353.6667 | 343.6667
59 | 2009009382 | 348.3333 | 338.3333
60 | 2009009382 | 343 | 333
61 | 2009009382 | 338.3333 | 328.3333
62 | 2009009382 | 333.6667 | 323.6667
63 | 2009009382 | 329 | 319
64 | 2009009382 | 326 | 316
65 | 2009009382 | 323 | 313
66 | 2009009382 | 320 | 310
67 | 2009009382 | 318.3333 | 308.3333
68 | 2009009382 | 316.6667 | 306.6667
69 | 2009009382 | 315 | 305
70 | 2009009382 | 315.3333 | 305.3333
71 | 2009009382 | 315.6667 | 305.6667
72 | 2009009382 | 316 | 306
73 | 2009009382 | 316.3333 | 306.3333
74 | 2009009382 | 316.6667 | 306.6667
75 | 2009009382 | 317 | 307
76 | 2009009382 | 316.3333 | 306.3333
77 | 2009009382 | 315.6667 | 305.6667
78 | 2009009382 | 315 | 305
79 | 2009009382 | 314.6667 | 304.6667
80 | 2009009382 | 314.3333 | 304.3333
81 | 2009009382 | 314 | 304
82 | 2009009382 | 316.3333 | 306.3333
83 | 2009009382 | 318.6667 | 308.6667
84 | 2009009382 | 321 | 311
85 | 2009009382 | 323.3333 | 313.3333
86 | 2009009382 | 325.6667 | 315.6667
87 | 2009009382 | 328 | 318
88 | 2009009382 | 328.3333 | 318.3333
89 | 2009009382 | 328.6667 | 318.6667
90 | 2009009382 | 329 | 339
91 | 2009009382 | 329 | 339
92 | 2009009382 | 329 | 339
93 | 2009009382 | 329 | 339
94 | 2009009382 | 328.6667 | 338.6667
95 | 2009009382 | 328.3333 | 338.3333
96 | 2009009382 | 328 | 338
97 | 2009009382 | 327.6667 | 337.6667
98 | 2009009382 | 327.3333 | 337.3333
99 | 2009009382 | 327 | 337
100 | 2009009382 | 328.6667 | 338.6667
101 | 2009009382 | 330.3333 | 340.3333
102 | 2009009382 | 332 | 342
103 | 2009009382 | 334.3333 | 344.3333
104 | 2009009382 | 336.6667 | 346.6667
105 | 2009009382 | 339 | 349
106 | 2009009382 | 339.3333 | 349.3333
107 | 2009009382 | 339.6667 | 349.6667
108 | 2009009382 | 340 | 350
109 | 2009009382 | 342.3333 | 352.3333
110 | 2009009382 | 344.6667 | 354.6667
111 | 2009009382 | 347 | 357
112 | 2009009382 | 349.6667 | 359.6667
113 | 2009009382 | 352.3333 | 362.3333
114 | 2009009382 | 355 | 365
115 | 2009009382 | 360.3333 | 370.3333
116 | 2009009382 | 365.6667 | 375.6667
117 | 2009009382 | 371 | 381
118 | 2009009382 | 373.6667 | 383.6667
119 | 2009009382 | 376.3333 | 386.3333
120 | 2009009382 | 379 | 389
121 | 2009009382 | 383.3333 | 393.3333
122 | 2009009382 | 387.6667 | 377.6667
123 | 2009009382 | 392 | 382
124 | 2009009382 | 395.3333 | 385.3333
125 | 2009009382 | 398.6667 | 388.6667
126 | 2009009382 | 402 | 392
127 | 2009009382 | 404.3333 | 394.3333
128 | 2009009382 | 406.6667 | 396.6667
129 | 2009009382 | 409 | 399
130 | 2009009382 | 409 | 399
131 | 2009009382 | 409 | 399
132 | 2009009382 | 409 | 399
133 | 2009009382 | 408.3333 | 398.3333
134 | 2009009382 | 407.6667 | 397.6667
135 | 2009009382 | 407 | 397
136 | 2009009382 | 407 | 397
137 | 2009009382 | 407 | 397
138 | 2009009382 | 407 | 397
139 | 2009009382 | 407 | 397
140 | 2009009382 | 407 | 397
141 | 2009009382 | 407 | 397
142 | 2009009382 | 406 | 396
143 | 2009009382 | 405 | 395
0 | 2002008812 | 343 | 333
1 | 2002008812 | 344 | 334
2 | 2002008812 | 345 | 335
3 | 2002008812 | 346 | 336
4 | 2002008812 | 348 | 338
5 | 2002008812 | 350 | 340
6 | 2002008812 | 352 | 342
7 | 2002008812 | 353 | 343
8 | 2002008812 | 354 | 344
9 | 2002008812 | 355 | 345
10 | 2002008812 | 356.6667 | 346.6667
11 | 2002008812 | 358.3333 | 348.3333
12 | 2002008812 | 360 | 350
13 | 2002008812 | 363.6667 | 353.6667
14 | 2002008812 | 367.3333 | 357.3333
15 | 2002008812 | 371 | 361
16 | 2002008812 | 373.3333 | 363.3333
17 | 2002008812 | 375.6667 | 365.6667
18 | 2002008812 | 378 | 368
19 | 2002008812 | 378.6667 | 368.6667
20 | 2002008812 | 379.3333 | 369.3333
21 | 2002008812 | 380 | 370
22 | 2002008812 | 381.3333 | 371.3333
23 | 2002008812 | 382.6667 | 372.6667
24 | 2002008812 | 384 | 374
25 | 2002008812 | 385.3333 | 375.3333
26 | 2002008812 | 386.6667 | 376.6667
27 | 2002008812 | 388 | 378
28 | 2002008812 | 387 | 377
29 | 2002008812 | 386 | 376
30 | 2002008812 | 385 | 375
31 | 2002008812 | 383 | 373
32 | 2002008812 | 381 | 371
33 | 2002008812 | 379 | 369
34 | 2002008812 | 378.3333 | 368.3333
35 | 2002008812 | 377.6667 | 367.6667
36 | 2002008812 | 377 | 367
37 | 2002008812 | 377.3333 | 367.3333
38 | 2002008812 | 377.6667 | 367.6667
39 | 2002008812 | 378 | 368
40 | 2002008812 | 379.6667 | 369.6667
41 | 2002008812 | 381.3333 | 371.3333
42 | 2002008812 | 383 | 373
43 | 2002008812 | 385.3333 | 375.3333
44 | 2002008812 | 387.6667 | 377.6667
45 | 2002008812 | 390 | 380
46 | 2002008812 | 391.3333 | 381.3333
47 | 2002008812 | 392.6667 | 382.6667
48 | 2002008812 | 394 | 384
49 | 2002008812 | 393.3333 | 383.3333
50 | 2002008812 | 392.6667 | 382.6667
51 | 2002008812 | 392 | 382
52 | 2002008812 | 387.6667 | 377.6667
53 | 2002008812 | 383.3333 | 373.3333
54 | 2002008812 | 379 | 369
55 | 2002008812 | 372.3333 | 362.3333
56 | 2002008812 | 365.6667 | 355.6667
57 | 2002008812 | 359 | 349
58 | 2002008812 | 353.6667 | 343.6667
59 | 2002008812 | 348.3333 | 338.3333
60 | 2002008812 | 343 | 333
61 | 2002008812 | 338.3333 | 328.3333
62 | 2002008812 | 333.6667 | 323.6667
63 | 2002008812 | 329 | 319
64 | 2002008812 | 326 | 316
65 | 2002008812 | 323 | 313
66 | 2002008812 | 320 | 310
67 | 2002008812 | 318.3333 | 308.3333
68 | 2002008812 | 316.6667 | 306.6667
69 | 2002008812 | 315 | 305
70 | 2002008812 | 315.3333 | 305.3333
71 | 2002008812 | 315.6667 | 305.6667
72 | 2002008812 | 316 | 306
73 | 2002008812 | 316.3333 | 306.3333
74 | 2002008812 | 316.6667 | 306.6667
75 | 2002008812 | 317 | 307
76 | 2002008812 | 316.3333 | 306.3333
77 | 2002008812 | 315.6667 | 305.6667
78 | 2002008812 | 315 | 305
79 | 2002008812 | 314.6667 | 304.6667
80 | 2002008812 | 314.3333 | 304.3333
81 | 2002008812 | 314 | 304
82 | 2002008812 | 316.3333 | 306.3333
83 | 2002008812 | 318.6667 | 308.6667
84 | 2002008812 | 321 | 311
85 | 2002008812 | 323.3333 | 313.3333
86 | 2002008812 | 325.6667 | 315.6667
87 | 2002008812 | 328 | 318
88 | 2002008812 | 328.3333 | 318.3333
89 | 2002008812 | 328.6667 | 318.6667
90 | 2002008812 | 329 | 339
91 | 2002008812 | 329 | 339
92 | 2002008812 | 329 | 339
93 | 2002008812 | 329 | 339
94 | 2002008812 | 328.6667 | 338.6667
95 | 2002008812 | 328.3333 | 338.3333
96 | 2002008812 | 328 | 338
97 | 2002008812 | 327.6667 | 337.6667
98 | 2002008812 | 327.3333 | 337.3333
99 | 2002008812 | 327 | 337
100 | 2002008812 | 328.6667 | 338.6667
101 | 2002008812 | 330.3333 | 340.3333
102 | 2002008812 | 332 | 342
103 | 2002008812 | 334.3333 | 344.3333
104 | 2002008812 | 336.6667 | 346.6667
105 | 2002008812 | 339 | 349
106 | 2002008812 | 339.3333 | 349.3333
107 | 2002008812 | 339.6667 | 349.6667
108 | 2002008812 | 340 | 350
109 | 2002008812 | 342.3333 | 352.3333
110 | 2002008812 | 344.6667 | 354.6667
111 | 2002008812 | 347 | 357
112 | 2002008812 | 349.6667 | 359.6667
113 | 2002008812 | 352.3333 | 362.3333
114 | 2002008812 | 355 | 365
115 | 2002008812 | 360.3333 | 370.3333
116 | 2002008812 | 365.6667 | 375.6667
117 | 2002008812 | 371 | 381
118 | 2002008812 | 373.6667 | 383.6667
119 | 2002008812 | 376.3333 | 386.3333
120 | 2002008812 | 379 | 389
121 | 2002008812 | 383.3333 | 393.3333
122 | 2002008812 | 387.6667 | 377.6667
123 | 2002008812 | 392 | 382
124 | 2002008812 | 395.3333 | 385.3333
125 | 2002008812 | 398.6667 | 388.6667
126 | 2002008812 | 402 | 392
127 | 2002008812 | 404.3333 | 394.3333
128 | 2002008812 | 406.6667 | 396.6667
129 | 2002008812 | 409 | 399
130 | 2002008812 | 409 | 399
131 | 2002008812 | 409 | 399
132 | 2002008812 | 409 | 399
133 | 2002008812 | 408.3333 | 398.3333
134 | 2002008812 | 407.6667 | 397.6667
135 | 2002008812 | 407 | 397
136 | 2002008812 | 407 | 397
137 | 2002008812 | 407 | 397
138 | 2002008812 | 407 | 397
139 | 2002008812 | 407 | 397
140 | 2002008812 | 407 | 397
141 | 2002008812 | 407 | 397
142 | 2002008812 | 406 | 396
143 | 2002008812 | 405 | 395
0 | 2006004852 | 343 | 333
1 | 2006004852 | 344 | 334
2 | 2006004852 | 345 | 335
3 | 2006004852 | 346 | 336
4 | 2006004852 | 348 | 338
5 | 2006004852 | 350 | 340
6 | 2006004852 | 352 | 342
7 | 2006004852 | 353 | 343
8 | 2006004852 | 354 | 344
9 | 2006004852 | 355 | 345
10 | 2006004852 | 356.6667 | 346.6667
11 | 2006004852 | 358.3333 | 348.3333
12 | 2006004852 | 360 | 350
13 | 2006004852 | 363.6667 | 353.6667
14 | 2006004852 | 367.3333 | 357.3333
15 | 2006004852 | 371 | 361
16 | 2006004852 | 373.3333 | 363.3333
17 | 2006004852 | 375.6667 | 365.6667
18 | 2006004852 | 378 | 368
19 | 2006004852 | 378.6667 | 368.6667
20 | 2006004852 | 379.3333 | 369.3333
21 | 2006004852 | 380 | 370
22 | 2006004852 | 381.3333 | 371.3333
23 | 2006004852 | 382.6667 | 372.6667
24 | 2006004852 | 384 | 374
25 | 2006004852 | 385.3333 | 375.3333
26 | 2006004852 | 386.6667 | 376.6667
27 | 2006004852 | 388 | 378
28 | 2006004852 | 387 | 377
29 | 2006004852 | 386 | 376
30 | 2006004852 | 385 | 375
31 | 2006004852 | 383 | 373
32 | 2006004852 | 381 | 371
33 | 2006004852 | 379 | 369
34 | 2006004852 | 378.3333 | 368.3333
35 | 2006004852 | 377.6667 | 367.6667
36 | 2006004852 | 377 | 367
37 | 2006004852 | 377.3333 | 367.3333
38 | 2006004852 | 377.6667 | 367.6667
39 | 2006004852 | 378 | 368
40 | 2006004852 | 379.6667 | 369.6667
41 | 2006004852 | 381.3333 | 371.3333
42 | 2006004852 | 383 | 373
43 | 2006004852 | 385.3333 | 375.3333
44 | 2006004852 | 387.6667 | 377.6667
45 | 2006004852 | 390 | 380
46 | 2006004852 | 391.3333 | 381.3333
47 | 2006004852 | 392.6667 | 382.6667
48 | 2006004852 | 394 | 384
49 | 2006004852 | 393.3333 | 383.3333
50 | 2006004852 | 392.6667 | 382.6667
51 | 2006004852 | 392 | 382
52 | 2006004852 | 387.6667 | 377.6667
53 | 2006004852 | 383.3333 | 373.3333
54 | 2006004852 | 379 | 369
55 | 2006004852 | 372.3333 | 362.3333
56 | 2006004852 | 365.6667 | 355.6667
57 | 2006004852 | 359 | 349
58 | 2006004852 | 353.6667 | 343.6667
59 | 2006004852 | 348.3333 | 338.3333
60 | 2006004852 | 343 | 333
61 | 2006004852 | 338.3333 | 328.3333
62 | 2006004852 | 333.6667 | 323.6667
63 | 2006004852 | 329 | 319
64 | 2006004852 | 326 | 316
65 | 2006004852 | 323 | 313
66 | 2006004852 | 320 | 310
67 | 2006004852 | 318.3333 | 308.3333
68 | 2006004852 | 316.6667 | 306.6667
69 | 2006004852 | 315 | 305
70 | 2006004852 | 315.3333 | 305.3333
71 | 2006004852 | 315.6667 | 305.6667
72 | 2006004852 | 316 | 306
73 | 2006004852 | 316.3333 | 306.3333
74 | 2006004852 | 316.6667 | 306.6667
75 | 2006004852 | 317 | 307
76 | 2006004852 | 316.3333 | 306.3333
77 | 2006004852 | 315.6667 | 305.6667
78 | 2006004852 | 315 | 305
79 | 2006004852 | 314.6667 | 304.6667
80 | 2006004852 | 314.3333 | 304.3333
81 | 2006004852 | 314 | 304
82 | 2006004852 | 316.3333 | 306.3333
83 | 2006004852 | 318.6667 | 308.6667
84 | 2006004852 | 321 | 311
85 | 2006004852 | 323.3333 | 313.3333
86 | 2006004852 | 325.6667 | 315.6667
87 | 2006004852 | 328 | 318
88 | 2006004852 | 328.3333 | 318.3333
89 | 2006004852 | 328.6667 | 318.6667
90 | 2006004852 | 329 | 339
91 | 2006004852 | 329 | 339
92 | 2006004852 | 329 | 339
93 | 2006004852 | 329 | 339
94 | 2006004852 | 328.6667 | 338.6667
95 | 2006004852 | 328.3333 | 338.3333
96 | 2006004852 | 328 | 338
97 | 2006004852 | 327.6667 | 337.6667
98 | 2006004852 | 327.3333 | 337.3333
99 | 2006004852 | 327 | 337
100 | 2006004852 | 328.6667 | 338.6667
101 | 2006004852 | 330.3333 | 340.3333
102 | 2006004852 | 332 | 342
103 | 2006004852 | 334.3333 | 344.3333
104 | 2006004852 | 336.6667 | 346.6667
105 | 2006004852 | 339 | 349
106 | 2006004852 | 339.3333 | 349.3333
107 | 2006004852 | 339.6667 | 349.6667
108 | 2006004852 | 340 | 350
109 | 2006004852 | 342.3333 | 352.3333
110 | 2006004852 | 344.6667 | 354.6667
111 | 2006004852 | 347 | 357
112 | 2006004852 | 349.6667 | 359.6667
113 | 2006004852 | 352.3333 | 362.3333
114 | 2006004852 | 355 | 365
115 | 2006004852 | 360.3333 | 370.3333
116 | 2006004852 | 365.6667 | 375.6667
117 | 2006004852 | 371 | 381
118 | 2006004852 | 373.6667 | 383.6667
119 | 2006004852 | 376.3333 | 386.3333
120 | 2006004852 | 379 | 389
121 | 2006004852 | 383.3333 | 393.3333
122 | 2006004852 | 387.6667 | 377.6667
123 | 2006004852 | 392 | 382
124 | 2006004852 | 395.3333 | 385.3333
125 | 2006004852 | 398.6667 | 388.6667
126 | 2006004852 | 402 | 392
127 | 2006004852 | 404.3333 | 394.3333
128 | 2006004852 | 406.6667 | 396.6667
129 | 2006004852 | 409 | 399
130 | 2006004852 | 409 | 399
131 | 2006004852 | 409 | 399
132 | 2006004852 | 409 | 399
133 | 2006004852 | 408.3333 | 398.3333
134 | 2006004852 | 407.6667 | 397.6667
135 | 2006004852 | 407 | 397
136 | 2006004852 | 407 | 397
137 | 2006004852 | 407 | 397
138 | 2006004852 | 407 | 397
139 | 2006004852 | 407 | 397
140 | 2006004852 | 407 | 397
141 | 2006004852 | 407 | 397
142 | 2006004852 | 406 | 396
143 | 2006004852 | 405 | 395
0 | 2009010752 | 343 | 333
1 | 2009010752 | 344 | 334
2 | 2009010752 | 345 | 335
3 | 2009010752 | 346 | 336
4 | 2009010752 | 348 | 338
5 | 2009010752 | 350 | 340
6 | 2009010752 | 352 | 342
7 | 2009010752 | 353 | 343
8 | 2009010752 | 354 | 344
9 | 2009010752 | 355 | 345
10 | 2009010752 | 356.6667 | 346.6667
11 | 2009010752 | 358.3333 | 348.3333
12 | 2009010752 | 360 | 350
13 | 2009010752 | 363.6667 | 353.6667
14 | 2009010752 | 367.3333 | 357.3333
15 | 2009010752 | 371 | 361
16 | 2009010752 | 373.3333 | 363.3333
17 | 2009010752 | 375.6667 | 365.6667
18 | 2009010752 | 378 | 368
19 | 2009010752 | 378.6667 | 368.6667
20 | 2009010752 | 379.3333 | 369.3333
21 | 2009010752 | 380 | 370
22 | 2009010752 | 381.3333 | 371.3333
23 | 2009010752 | 382.6667 | 372.6667
24 | 2009010752 | 384 | 374
25 | 2009010752 | 385.3333 | 375.3333
26 | 2009010752 | 386.6667 | 376.6667
27 | 2009010752 | 388 | 378
28 | 2009010752 | 387 | 377
29 | 2009010752 | 386 | 376
30 | 2009010752 | 385 | 375
31 | 2009010752 | 383 | 373
32 | 2009010752 | 381 | 371
33 | 2009010752 | 379 | 369
34 | 2009010752 | 378.3333 | 368.3333
35 | 2009010752 | 377.6667 | 367.6667
36 | 2009010752 | 377 | 367
37 | 2009010752 | 377.3333 | 367.3333
38 | 2009010752 | 377.6667 | 367.6667
39 | 2009010752 | 378 | 368
40 | 2009010752 | 379.6667 | 369.6667
41 | 2009010752 | 381.3333 | 371.3333
42 | 2009010752 | 383 | 373
43 | 2009010752 | 385.3333 | 375.3333
44 | 2009010752 | 387.6667 | 377.6667
45 | 2009010752 | 390 | 380
46 | 2009010752 | 391.3333 | 381.3333
47 | 2009010752 | 392.6667 | 382.6667
48 | 2009010752 | 394 | 384
49 | 2009010752 | 393.3333 | 383.3333
50 | 2009010752 | 392.6667 | 382.6667
51 | 2009010752 | 392 | 382
52 | 2009010752 | 387.6667 | 377.6667
53 | 2009010752 | 383.3333 | 373.3333
54 | 2009010752 | 379 | 369
55 | 2009010752 | 372.3333 | 362.3333
56 | 2009010752 | 365.6667 | 355.6667
57 | 2009010752 | 359 | 349
58 | 2009010752 | 353.6667 | 343.6667
59 | 2009010752 | 348.3333 | 338.3333
60 | 2009010752 | 343 | 333
61 | 2009010752 | 338.3333 | 328.3333
62 | 2009010752 | 333.6667 | 323.6667
63 | 2009010752 | 329 | 319
64 | 2009010752 | 326 | 316
65 | 2009010752 | 323 | 313
66 | 2009010752 | 320 | 310
67 | 2009010752 | 318.3333 | 308.3333
68 | 2009010752 | 316.6667 | 306.6667
69 | 2009010752 | 315 | 305
70 | 2009010752 | 315.3333 | 305.3333
71 | 2009010752 | 315.6667 | 305.6667
72 | 2009010752 | 316 | 306
73 | 2009010752 | 316.3333 | 306.3333
74 | 2009010752 | 316.6667 | 306.6667
75 | 2009010752 | 317 | 307
76 | 2009010752 | 316.3333 | 306.3333
77 | 2009010752 | 315.6667 | 305.6667
78 | 2009010752 | 315 | 305
79 | 2009010752 | 314.6667 | 304.6667
80 | 2009010752 | 314.3333 | 304.3333
81 | 2009010752 | 314 | 304
82 | 2009010752 | 316.3333 | 306.3333
83 | 2009010752 | 318.6667 | 308.6667
84 | 2009010752 | 321 | 311
85 | 2009010752 | 323.3333 | 313.3333
86 | 2009010752 | 325.6667 | 315.6667
87 | 2009010752 | 328 | 318
88 | 2009010752 | 328.3333 | 318.3333
89 | 2009010752 | 328.6667 | 318.6667
90 | 2009010752 | 329 | 339
91 | 2009010752 | 329 | 339
92 | 2009010752 | 329 | 339
93 | 2009010752 | 329 | 339
94 | 2009010752 | 328.6667 | 338.6667
95 | 2009010752 | 328.3333 | 338.3333
96 | 2009010752 | 328 | 338
97 | 2009010752 | 327.6667 | 337.6667
98 | 2009010752 | 327.3333 | 337.3333
99 | 2009010752 | 327 | 337
100 | 2009010752 | 328.6667 | 338.6667
101 | 2009010752 | 330.3333 | 340.3333
102 | 2009010752 | 332 | 342
103 | 2009010752 | 334.3333 | 344.3333
104 | 2009010752 | 336.6667 | 346.6667
105 | 2009010752 | 339 | 349
106 | 2009010752 | 339.3333 | 349.3333
107 | 2009010752 | 339.6667 | 349.6667
108 | 2009010752 | 340 | 350
109 | 2009010752 | 342.3333 | 352.3333
110 | 2009010752 | 344.6667 | 354.6667
111 | 2009010752 | 347 | 357
112 | 2009010752 | 349.6667 | 359.6667
113 | 2009010752 | 352.3333 | 362.3333
114 | 2009010752 | 355 | 365
115 | 2009010752 | 360.3333 | 370.3333
116 | 2009010752 | 365.6667 | 375.6667
117 | 2009010752 | 371 | 381
118 | 2009010752 | 373.6667 | 383.6667
119 | 2009010752 | 376.3333 | 386.3333
120 | 2009010752 | 379 | 389
121 | 2009010752 | 383.3333 | 393.3333
122 | 2009010752 | 387.6667 | 377.6667
123 | 2009010752 | 392 | 382
124 | 2009010752 | 395.3333 | 385.3333
125 | 2009010752 | 398.6667 | 388.6667
126 | 2009010752 | 402 | 392
127 | 2009010752 | 404.3333 | 394.3333
128 | 2009010752 | 406.6667 | 396.6667
129 | 2009010752 | 409 | 399
130 | 2009010752 | 409 | 399
131 | 2009010752 | 409 | 399
132 | 2009010752 | 409 | 399
133 | 2009010752 | 408.3333 | 398.3333
134 | 2009010752 | 407.6667 | 397.6667
135 | 2009010752 | 407 | 397
136 | 2009010752 | 407 | 397
137 | 2009010752 | 407 | 397
138 | 2009010752 | 407 | 397
139 | 2009010752 | 407 | 397
140 | 2009010752 | 407 | 397
141 | 2009010752 | 407 | 397
142 | 2009010752 | 406 | 396
143 | 2009010752 | 405 | 395
0 | 2005003682 | 343 | 333
1 | 2005003682 | 344 | 334
2 | 2005003682 | 345 | 335
3 | 2005003682 | 346 | 336
4 | 2005003682 | 348 | 338
5 | 2005003682 | 350 | 340
6 | 2005003682 | 352 | 342
7 | 2005003682 | 353 | 343
8 | 2005003682 | 354 | 344
9 | 2005003682 | 355 | 345
10 | 2005003682 | 356.6667 | 346.6667
11 | 2005003682 | 358.3333 | 348.3333
12 | 2005003682 | 360 | 350
13 | 2005003682 | 363.6667 | 353.6667
14 | 2005003682 | 367.3333 | 357.3333
15 | 2005003682 | 371 | 361
16 | 2005003682 | 373.3333 | 363.3333
17 | 2005003682 | 375.6667 | 365.6667
18 | 2005003682 | 378 | 368
19 | 2005003682 | 378.6667 | 368.6667
20 | 2005003682 | 379.3333 | 369.3333
21 | 2005003682 | 380 | 370
22 | 2005003682 | 381.3333 | 371.3333
23 | 2005003682 | 382.6667 | 372.6667
24 | 2005003682 | 384 | 374
25 | 2005003682 | 385.3333 | 375.3333
26 | 2005003682 | 386.6667 | 376.6667
27 | 2005003682 | 388 | 378
28 | 2005003682 | 387 | 377
29 | 2005003682 | 386 | 376
30 | 2005003682 | 385 | 375
31 | 2005003682 | 383 | 373
32 | 2005003682 | 381 | 371
33 | 2005003682 | 379 | 369
34 | 2005003682 | 378.3333 | 368.3333
35 | 2005003682 | 377.6667 | 367.6667
36 | 2005003682 | 377 | 367
37 | 2005003682 | 377.3333 | 367.3333
38 | 2005003682 | 377.6667 | 367.6667
39 | 2005003682 | 378 | 368
40 | 2005003682 | 379.6667 | 369.6667
41 | 2005003682 | 381.3333 | 371.3333
42 | 2005003682 | 383 | 373
43 | 2005003682 | 385.3333 | 375.3333
44 | 2005003682 | 387.6667 | 377.6667
45 | 2005003682 | 390 | 380
46 | 2005003682 | 391.3333 | 381.3333
47 | 2005003682 | 392.6667 | 382.6667
48 | 2005003682 | 394 | 384
49 | 2005003682 | 393.3333 | 383.3333
50 | 2005003682 | 392.6667 | 382.6667
51 | 2005003682 | 392 | 382
52 | 2005003682 | 387.6667 | 377.6667
53 | 2005003682 | 383.3333 | 373.3333
54 | 2005003682 | 379 | 369
55 | 2005003682 | 372.3333 | 362.3333
56 | 2005003682 | 365.6667 | 355.6667
57 | 2005003682 | 359 | 349
58 | 2005003682 | 353.6667 | 343.6667
59 | 2005003682 | 348.3333 | 338.3333
60 | 2005003682 | 343 | 333
61 | 2005003682 | 338.3333 | 328.3333
62 | 2005003682 | 333.6667 | 323.6667
63 | 2005003682 | 329 | 319
64 | 2005003682 | 326 | 316
65 | 2005003682 | 323 | 313
66 | 2005003682 | 320 | 310
67 | 2005003682 | 318.3333 | 308.3333
68 | 2005003682 | 316.6667 | 306.6667
69 | 2005003682 | 315 | 305
70 | 2005003682 | 315.3333 | 305.3333
71 | 2005003682 | 315.6667 | 305.6667
72 | 2005003682 | 316 | 306
73 | 2005003682 | 316.3333 | 306.3333
74 | 2005003682 | 316.6667 | 306.6667
75 | 2005003682 | 317 | 307
76 | 2005003682 | 316.3333 | 306.3333
77 | 2005003682 | 315.6667 | 305.6667
78 | 2005003682 | 315 | 305
79 | 2005003682 | 314.6667 | 304.6667
80 | 2005003682 | 314.3333 | 304.3333
81 | 2005003682 | 314 | 304
82 | 2005003682 | 316.3333 | 306.3333
83 | 2005003682 | 318.6667 | 308.6667
84 | 2005003682 | 321 | 311
85 | 2005003682 | 323.3333 | 313.3333
86 | 2005003682 | 325.6667 | 315.6667
87 | 2005003682 | 328 | 318
88 | 2005003682 | 328.3333 | 318.3333
89 | 2005003682 | 328.6667 | 318.6667
90 | 2005003682 | 329 | 339
91 | 2005003682 | 329 | 339
92 | 2005003682 | 329 | 339
93 | 2005003682 | 329 | 339
94 | 2005003682 | 328.6667 | 338.6667
95 | 2005003682 | 328.3333 | 338.3333
96 | 2005003682 | 328 | 338
97 | 2005003682 | 327.6667 | 337.6667
98 | 2005003682 | 327.3333 | 337.3333
99 | 2005003682 | 327 | 337
100 | 2005003682 | 328.6667 | 338.6667
101 | 2005003682 | 330.3333 | 340.3333
102 | 2005003682 | 332 | 342
103 | 2005003682 | 334.3333 | 344.3333
104 | 2005003682 | 336.6667 | 346.6667
105 | 2005003682 | 339 | 349
106 | 2005003682 | 339.3333 | 349.3333
107 | 2005003682 | 339.6667 | 349.6667
108 | 2005003682 | 340 | 350
109 | 2005003682 | 342.3333 | 352.3333
110 | 2005003682 | 344.6667 | 354.6667
111 | 2005003682 | 347 | 357
112 | 2005003682 | 349.6667 | 359.6667
113 | 2005003682 | 352.3333 | 362.3333
114 | 2005003682 | 355 | 365
115 | 2005003682 | 360.3333 | 370.3333
116 | 2005003682 | 365.6667 | 375.6667
117 | 2005003682 | 371 | 381
118 | 2005003682 | 373.6667 | 383.6667
119 | 2005003682 | 376.3333 | 386.3333
120 | 2005003682 | 379 | 389
121 | 2005003682 | 383.3333 | 393.3333
122 | 2005003682 | 387.6667 | 377.6667
123 | 2005003682 | 392 | 382
124 | 2005003682 | 395.3333 | 385.3333
125 | 2005003682 | 398.6667 | 388.6667
126 | 2005003682 | 402 | 392
127 | 2005003682 | 404.3333 | 394.3333
128 | 2005003682 | 406.6667 | 396.6667
129 | 2005003682 | 409 | 399
130 | 2005003682 | 409 | 399
131 | 2005003682 | 409 | 399
132 | 2005003682 | 409 | 399
133 | 2005003682 | 408.3333 | 398.3333
134 | 2005003682 | 407.6667 | 397.6667
135 | 2005003682 | 407 | 397
136 | 2005003682 | 407 | 397
137 | 2005003682 | 407 | 397
138 | 2005003682 | 407 | 397
139 | 2005003682 | 407 | 397
140 | 2005003682 | 407 | 397
141 | 2005003682 | 407 | 397
142 | 2005003682 | 406 | 396
143 | 2005003682 | 405 | 395
0 | 2007008596 | 343 | 333
1 | 2007008596 | 344 | 334
2 | 2007008596 | 345 | 335
3 | 2007008596 | 346 | 336
4 | 2007008596 | 348 | 338
5 | 2007008596 | 350 | 340
6 | 2007008596 | 352 | 342
7 | 2007008596 | 353 | 343
8 | 2007008596 | 354 | 344
9 | 2007008596 | 355 | 345
10 | 2007008596 | 356.6667 | 346.6667
11 | 2007008596 | 358.3333 | 348.3333
12 | 2007008596 | 360 | 350
13 | 2007008596 | 363.6667 | 353.6667
14 | 2007008596 | 367.3333 | 357.3333
15 | 2007008596 | 371 | 361
16 | 2007008596 | 373.3333 | 363.3333
17 | 2007008596 | 375.6667 | 365.6667
18 | 2007008596 | 378 | 368
19 | 2007008596 | 378.6667 | 368.6667
20 | 2007008596 | 379.3333 | 369.3333
21 | 2007008596 | 380 | 370
22 | 2007008596 | 381.3333 | 371.3333
23 | 2007008596 | 382.6667 | 372.6667
24 | 2007008596 | 384 | 374
25 | 2007008596 | 385.3333 | 375.3333
26 | 2007008596 | 386.6667 | 376.6667
27 | 2007008596 | 388 | 378
28 | 2007008596 | 387 | 377
29 | 2007008596 | 386 | 376
30 | 2007008596 | 385 | 375
31 | 2007008596 | 383 | 373
32 | 2007008596 | 381 | 371
33 | 2007008596 | 379 | 369
34 | 2007008596 | 378.3333 | 368.3333
35 | 2007008596 | 377.6667 | 367.6667
36 | 2007008596 | 377 | 367
37 | 2007008596 | 377.3333 | 367.3333
38 | 2007008596 | 377.6667 | 367.6667
39 | 2007008596 | 378 | 368
40 | 2007008596 | 379.6667 | 369.6667
41 | 2007008596 | 381.3333 | 371.3333
42 | 2007008596 | 383 | 373
43 | 2007008596 | 385.3333 | 375.3333
44 | 2007008596 | 387.6667 | 377.6667
45 | 2007008596 | 390 | 380
46 | 2007008596 | 391.3333 | 381.3333
47 | 2007008596 | 392.6667 | 382.6667
48 | 2007008596 | 394 | 384
49 | 2007008596 | 393.3333 | 383.3333
50 | 2007008596 | 392.6667 | 382.6667
51 | 2007008596 | 392 | 382
52 | 2007008596 | 387.6667 | 377.6667
53 | 2007008596 | 383.3333 | 373.3333
54 | 2007008596 | 379 | 369
55 | 2007008596 | 372.3333 | 362.3333
56 | 2007008596 | 365.6667 | 355.6667
57 | 2007008596 | 359 | 349
58 | 2007008596 | 353.6667 | 343.6667
59 | 2007008596 | 348.3333 | 338.3333
60 | 2007008596 | 343 | 333
61 | 2007008596 | 338.3333 | 328.3333
62 | 2007008596 | 333.6667 | 323.6667
63 | 2007008596 | 329 | 319
64 | 2007008596 | 326 | 316
65 | 2007008596 | 323 | 313
66 | 2007008596 | 320 | 310
67 | 2007008596 | 318.3333 | 308.3333
68 | 2007008596 | 316.6667 | 306.6667
69 | 2007008596 | 315 | 305
70 | 2007008596 | 315.3333 | 305.3333
71 | 2007008596 | 315.6667 | 305.6667
72 | 2007008596 | 316 | 306
73 | 2007008596 | 316.3333 | 306.3333
74 | 2007008596 | 316.6667 | 306.6667
75 | 2007008596 | 317 | 307
76 | 2007008596 | 316.3333 | 306.3333
77 | 2007008596 | 315.6667 | 305.6667
78 | 2007008596 | 315 | 305
79 | 2007008596 | 314.6667 | 304.6667
80 | 2007008596 | 314.3333 | 304.3333
81 | 2007008596 | 314 | 304
82 | 2007008596 | 316.3333 | 306.3333
83 | 2007008596 | 318.6667 | 308.6667
84 | 2007008596 | 321 | 311
85 | 2007008596 | 323.3333 | 313.3333
86 | 2007008596 | 325.6667 | 315.6667
87 | 2007008596 | 328 | 318
88 | 2007008596 | 328.3333 | 318.3333
89 | 2007008596 | 328.6667 | 318.6667
90 | 2007008596 | 329 | 339
91 | 2007008596 | 329 | 339
92 | 2007008596 | 329 | 339
93 | 2007008596 | 329 | 339
94 | 2007008596 | 328.6667 | 338.6667
95 | 2007008596 | 328.3333 | 338.3333
96 | 2007008596 | 328 | 338
97 | 2007008596 | 327.6667 | 337.6667
98 | 2007008596 | 327.3333 | 337.3333
99 | 2007008596 | 327 | 337
100 | 2007008596 | 328.6667 | 338.6667
101 | 2007008596 | 330.3333 | 340.3333
102 | 2007008596 | 332 | 342
103 | 2007008596 | 334.3333 | 344.3333
104 | 2007008596 | 336.6667 | 346.6667
105 | 2007008596 | 339 | 349
106 | 2007008596 | 339.3333 | 349.3333
107 | 2007008596 | 339.6667 | 349.6667
108 | 2007008596 | 340 | 350
109 | 2007008596 | 342.3333 | 352.3333
110 | 2007008596 | 344.6667 | 354.6667
111 | 2007008596 | 347 | 357
112 | 2007008596 | 349.6667 | 359.6667
113 | 2007008596 | 352.3333 | 362.3333
114 | 2007008596 | 355 | 365
115 | 2007008596 | 360.3333 | 370.3333
116 | 2007008596 | 365.6667 | 375.6667
117 | 2007008596 | 371 | 381
118 | 2007008596 | 373.6667 | 383.6667
119 | 2007008596 | 376.3333 | 386.3333
120 | 2007008596 | 379 | 389
121 | 2007008596 | 383.3333 | 393.3333
122 | 2007008596 | 387.6667 | 377.6667
123 | 2007008596 | 392 | 382
124 | 2007008596 | 395.3333 | 385.3333
125 | 2007008596 | 398.6667 | 388.6667
126 | 2007008596 | 402 | 392
127 | 2007008596 | 404.3333 | 394.3333
128 | 2007008596 | 406.6667 | 396.6667
129 | 2007008596 | 409 | 399
130 | 2007008596 | 409 | 399
131 | 2007008596 | 409 | 399
132 | 2007008596 | 409 | 399
133 | 2007008596 | 408.3333 | 398.3333
134 | 2007008596 | 407.6667 | 397.6667
135 | 2007008596 | 407 | 397
136 | 2007008596 | 407 | 397
137 | 2007008596 | 407 | 397
138 | 2007008596 | 407 | 397
139 | 2007008596 | 407 | 397
140 | 2007008596 | 407 | 397
141 | 2007008596 | 407 | 397
142 | 2007008596 | 406 | 396
143 | 2007008596 | 405 | 395
0 | 2008009651 | 343 | 333
1 | 2008009651 | 344 | 334
2 | 2008009651 | 345 | 335
3 | 2008009651 | 346 | 336
4 | 2008009651 | 348 | 338
5 | 2008009651 | 350 | 340
6 | 2008009651 | 352 | 342
7 | 2008009651 | 353 | 343
8 | 2008009651 | 354 | 344
9 | 2008009651 | 355 | 345
10 | 2008009651 | 356.6667 | 346.6667
11 | 2008009651 | 358.3333 | 348.3333
12 | 2008009651 | 360 | 350
13 | 2008009651 | 363.6667 | 353.6667
14 | 2008009651 | 367.3333 | 357.3333
15 | 2008009651 | 371 | 361
16 | 2008009651 | 373.3333 | 363.3333
17 | 2008009651 | 375.6667 | 365.6667
18 | 2008009651 | 378 | 368
19 | 2008009651 | 378.6667 | 368.6667
20 | 2008009651 | 379.3333 | 369.3333
21 | 2008009651 | 380 | 370
22 | 2008009651 | 381.3333 | 371.3333
23 | 2008009651 | 382.6667 | 372.6667
24 | 2008009651 | 384 | 374
25 | 2008009651 | 385.3333 | 375.3333
26 | 2008009651 | 386.6667 | 376.6667
27 | 2008009651 | 388 | 378
28 | 2008009651 | 387 | 377
29 | 2008009651 | 386 | 376
30 | 2008009651 | 385 | 375
31 | 2008009651 | 383 | 373
32 | 2008009651 | 381 | 371
33 | 2008009651 | 379 | 369
34 | 2008009651 | 378.3333 | 368.3333
35 | 2008009651 | 377.6667 | 367.6667
36 | 2008009651 | 377 | 367
37 | 2008009651 | 377.3333 | 367.3333
38 | 2008009651 | 377.6667 | 367.6667
39 | 2008009651 | 378 | 368
40 | 2008009651 | 379.6667 | 369.6667
41 | 2008009651 | 381.3333 | 371.3333
42 | 2008009651 | 383 | 373
43 | 2008009651 | 385.3333 | 375.3333
44 | 2008009651 | 387.6667 | 377.6667
45 | 2008009651 | 390 | 380
46 | 2008009651 | 391.3333 | 381.3333
47 | 2008009651 | 392.6667 | 382.6667
48 | 2008009651 | 394 | 384
49 | 2008009651 | 393.3333 | 383.3333
50 | 2008009651 | 392.6667 | 382.6667
51 | 2008009651 | 392 | 382
52 | 2008009651 | 387.6667 | 377.6667
53 | 2008009651 | 383.3333 | 373.3333
54 | 2008009651 | 379 | 369
55 | 2008009651 | 372.3333 | 362.3333
56 | 2008009651 | 365.6667 | 355.6667
57 | 2008009651 | 359 | 349
58 | 2008009651 | 353.6667 | 343.6667
59 | 2008009651 | 348.3333 | 338.3333
60 | 2008009651 | 343 | 333
61 | 2008009651 | 338.3333 | 328.3333
62 | 2008009651 | 333.6667 | 323.6667
63 | 2008009651 | 329 | 319
64 | 2008009651 | 326 | 316
65 | 2008009651 | 323 | 313
66 | 2008009651 | 320 | 310
67 | 2008009651 | 318.3333 | 308.3333
68 | 2008009651 | 316.6667 | 306.6667
69 | 2008009651 | 315 | 305
70 | 2008009651 | 315.3333 | 305.3333
71 | 2008009651 | 315.6667 | 305.6667
72 | 2008009651 | 316 | 306
73 | 2008009651 | 316.3333 | 306.3333
74 | 2008009651 | 316.6667 | 306.6667
75 | 2008009651 | 317 | 307
76 | 2008009651 | 316.3333 | 306.3333
77 | 2008009651 | 315.6667 | 305.6667
78 | 2008009651 | 315 | 305
79 | 2008009651 | 314.6667 | 304.6667
80 | 2008009651 | 314.3333 | 304.3333
81 | 2008009651 | 314 | 304
82 | 2008009651 | 316.3333 | 306.3333
83 | 2008009651 | 318.6667 | 308.6667
84 | 2008009651 | 321 | 311
85 | 2008009651 | 323.3333 | 313.3333
86 | 2008009651 | 325.6667 | 315.6667
87 | 2008009651 | 328 | 318
88 | 2008009651 | 328.3333 | 318.3333
89 | 2008009651 | 328.6667 | 318.6667
90 | 2008009651 | 329 | 339
91 | 2008009651 | 329 | 339
92 | 2008009651 | 329 | 339
93 | 2008009651 | 329 | 339
94 | 2008009651 | 328.6667 | 338.6667
95 | 2008009651 | 328.3333 | 338.3333
96 | 2008009651 | 328 | 338
97 | 2008009651 | 327.6667 | 337.6667
98 | 2008009651 | 327.3333 | 337.3333
99 | 2008009651 | 327 | 337
100 | 2008009651 | 328.6667 | 338.6667
101 | 2008009651 | 330.3333 | 340.3333
102 | 2008009651 | 332 | 342
103 | 2008009651 | 334.3333 | 344.3333
104 | 2008009651 | 336.6667 | 346.6667
105 | 2008009651 | 339 | 349
106 | 2008009651 | 339.3333 | 349.3333
107 | 2008009651 | 339.6667 | 349.6667
108 | 2008009651 | 340 | 350
109 | 2008009651 | 342.3333 | 352.3333
110 | 2008009651 | 344.6667 | 354.6667
111 | 2008009651 | 347 | 357
112 | 2008009651 | 349.6667 | 359.6667
113 | 2008009651 | 352.3333 | 362.3333
114 | 2008009651 | 355 | 365
115 | 2008009651 | 360.3333 | 370.3333
116 | 2008009651 | 365.6667 | 375.6667
117 | 2008009651 | 371 | 381
118 | 2008009651 | 373.6667 | 383.6667
119 | 2008009651 | 376.3333 | 386.3333
120 | 2008009651 | 379 | 389
121 | 2008009651 | 383.3333 | 393.3333
122 | 2008009651 | 387.6667 | 377.6667
123 | 2008009651 | 392 | 382
124 | 2008009651 | 395.3333 | 385.3333
125 | 2008009651 | 398.6667 | 388.6667
126 | 2008009651 | 402 | 392
127 | 2008009651 | 404.3333 | 394.3333
128 | 2008009651 | 406.6667 | 396.6667
129 | 2008009651 | 409 | 399
130 | 2008009651 | 409 | 399
131 | 2008009651 | 409 | 399
132 | 2008009651 | 409 | 399
133 | 2008009651 | 408.3333 | 398.3333
134 | 2008009651 | 407.6667 | 397.6667
135 | 2008009651 | 407 | 397
136 | 2008009651 | 407 | 397
137 | 2008009651 | 407 | 397
138 | 2008009651 | 407 | 397
139 | 2008009651 | 407 | 397
140 | 2008009651 | 407 | 397
141 | 2008009651 | 407 | 397
142 | 2008009651 | 406 | 396
143 | 2008009651 | 405 | 395
0 | 2015007207 | 343 | 333
1 | 2015007207 | 344 | 334
2 | 2015007207 | 345 | 335
3 | 2015007207 | 346 | 336
4 | 2015007207 | 348 | 338
5 | 2015007207 | 350 | 340
6 | 2015007207 | 352 | 342
7 | 2015007207 | 353 | 343
8 | 2015007207 | 354 | 344
9 | 2015007207 | 355 | 345
10 | 2015007207 | 356.6667 | 346.6667
11 | 2015007207 | 358.3333 | 348.3333
12 | 2015007207 | 360 | 350
13 | 2015007207 | 363.6667 | 353.6667
14 | 2015007207 | 367.3333 | 357.3333
15 | 2015007207 | 371 | 361
16 | 2015007207 | 373.3333 | 363.3333
17 | 2015007207 | 375.6667 | 365.6667
18 | 2015007207 | 378 | 368
19 | 2015007207 | 378.6667 | 368.6667
20 | 2015007207 | 379.3333 | 369.3333
21 | 2015007207 | 380 | 370
22 | 2015007207 | 381.3333 | 371.3333
23 | 2015007207 | 382.6667 | 372.6667
24 | 2015007207 | 384 | 374
25 | 2015007207 | 385.3333 | 375.3333
26 | 2015007207 | 386.6667 | 376.6667
27 | 2015007207 | 388 | 378
28 | 2015007207 | 387 | 377
29 | 2015007207 | 386 | 376
30 | 2015007207 | 385 | 375
31 | 2015007207 | 383 | 373
32 | 2015007207 | 381 | 371
33 | 2015007207 | 379 | 369
34 | 2015007207 | 378.3333 | 368.3333
35 | 2015007207 | 377.6667 | 367.6667
36 | 2015007207 | 377 | 367
37 | 2015007207 | 377.3333 | 367.3333
38 | 2015007207 | 377.6667 | 367.6667
39 | 2015007207 | 378 | 368
40 | 2015007207 | 379.6667 | 369.6667
41 | 2015007207 | 381.3333 | 371.3333
42 | 2015007207 | 383 | 373
43 | 2015007207 | 385.3333 | 375.3333
44 | 2015007207 | 387.6667 | 377.6667
45 | 2015007207 | 390 | 380
46 | 2015007207 | 391.3333 | 381.3333
47 | 2015007207 | 392.6667 | 382.6667
48 | 2015007207 | 394 | 384
49 | 2015007207 | 393.3333 | 383.3333
50 | 2015007207 | 392.6667 | 382.6667
51 | 2015007207 | 392 | 382
52 | 2015007207 | 387.6667 | 377.6667
53 | 2015007207 | 383.3333 | 373.3333
54 | 2015007207 | 379 | 369
55 | 2015007207 | 372.3333 | 362.3333
56 | 2015007207 | 365.6667 | 355.6667
57 | 2015007207 | 359 | 349
58 | 2015007207 | 353.6667 | 343.6667
59 | 2015007207 | 348.3333 | 338.3333
60 | 2015007207 | 343 | 333
61 | 2015007207 | 338.3333 | 328.3333
62 | 2015007207 | 333.6667 | 323.6667
63 | 2015007207 | 329 | 319
64 | 2015007207 | 326 | 316
65 | 2015007207 | 323 | 313
66 | 2015007207 | 320 | 310
67 | 2015007207 | 318.3333 | 308.3333
68 | 2015007207 | 316.6667 | 306.6667
69 | 2015007207 | 315 | 305
70 | 2015007207 | 315.3333 | 305.3333
71 | 2015007207 | 315.6667 | 305.6667
72 | 2015007207 | 316 | 306
73 | 2015007207 | 316.3333 | 306.3333
74 | 2015007207 | 316.6667 | 306.6667
75 | 2015007207 | 317 | 307
76 | 2015007207 | 316.3333 | 306.3333
77 | 2015007207 | 315.6667 | 305.6667
78 | 2015007207 | 315 | 305
79 | 2015007207 | 314.6667 | 304.6667
80 | 2015007207 | 314.3333 | 304.3333
81 | 2015007207 | 314 | 304
82 | 2015007207 | 316.3333 | 306.3333
83 | 2015007207 | 318.6667 | 308.6667
84 | 2015007207 | 321 | 311
85 | 2015007207 | 323.3333 | 313.3333
86 | 2015007207 | 325.6667 | 315.6667
87 | 2015007207 | 328 | 318
88 | 2015007207 | 328.3333 | 318.3333
89 | 2015007207 | 328.6667 | 318.6667
90 | 2015007207 | 329 | 339
91 | 2015007207 | 329 | 339
92 | 2015007207 | 329 | 339
93 | 2015007207 | 329 | 339
94 | 2015007207 | 328.6667 | 338.6667
95 | 2015007207 | 328.3333 | 338.3333
96 | 2015007207 | 328 | 338
97 | 2015007207 | 327.6667 | 337.6667
98 | 2015007207 | 327.3333 | 337.3333
99 | 2015007207 | 327 | 337
100 | 2015007207 | 328.6667 | 338.6667
101 | 2015007207 | 330.3333 | 340.3333
102 | 2015007207 | 332 | 342
103 | 2015007207 | 334.3333 | 344.3333
104 | 2015007207 | 336.6667 | 346.6667
105 | 2015007207 | 339 | 349
106 | 2015007207 | 339.3333 | 349.3333
107 | 2015007207 | 339.6667 | 349.6667
108 | 2015007207 | 340 | 350
109 | 2015007207 | 342.3333 | 352.3333
110 | 2015007207 | 344.6667 | 354.6667
111 | 2015007207 | 347 | 357
112 | 2015007207 | 349.6667 | 359.6667
113 | 2015007207 | 352.3333 | 362.3333
114 | 2015007207 | 355 | 365
115 | 2015007207 | 360.3333 | 370.3333
116 | 2015007207 | 365.6667 | 375.6667
117 | 2015007207 | 371 | 381
118 | 2015007207 | 373.6667 | 383.6667
119 | 2015007207 | 376.3333 | 386.3333
120 | 2015007207 | 379 | 389
121 | 2015007207 | 383.3333 | 393.3333
122 | 2015007207 | 387.6667 | 377.6667
123 | 2015007207 | 392 | 382
124 | 2015007207 | 395.3333 | 385.3333
125 | 2015007207 | 398.6667 | 388.6667
126 | 2015007207 | 402 | 392
127 | 2015007207 | 404.3333 | 394.3333
128 | 2015007207 | 406.6667 | 396.6667
129 | 2015007207 | 409 | 399
130 | 2015007207 | 409 | 399
131 | 2015007207 | 409 | 399
132 | 2015007207 | 409 | 399
133 | 2015007207 | 408.3333 | 398.3333
134 | 2015007207 | 407.6667 | 397.6667
135 | 2015007207 | 407 | 397
136 | 2015007207 | 407 | 397
137 | 2015007207 | 407 | 397
138 | 2015007207 | 407 | 397
139 | 2015007207 | 407 | 397
140 | 2015007207 | 407 | 397
141 | 2015007207 | 407 | 397
142 | 2015007207 | 406 | 396
143 | 2015007207 | 405 | 395
0 | 2003001567 | 343 | 333
1 | 2003001567 | 344 | 334
2 | 2003001567 | 345 | 335
3 | 2003001567 | 346 | 336
4 | 2003001567 | 348 | 338
5 | 2003001567 | 350 | 340
6 | 2003001567 | 352 | 342
7 | 2003001567 | 353 | 343
8 | 2003001567 | 354 | 344
9 | 2003001567 | 355 | 345
10 | 2003001567 | 356.6667 | 346.6667
11 | 2003001567 | 358.3333 | 348.3333
12 | 2003001567 | 360 | 350
13 | 2003001567 | 363.6667 | 353.6667
14 | 2003001567 | 367.3333 | 357.3333
15 | 2003001567 | 371 | 361
16 | 2003001567 | 373.3333 | 363.3333
17 | 2003001567 | 375.6667 | 365.6667
18 | 2003001567 | 378 | 368
19 | 2003001567 | 378.6667 | 368.6667
20 | 2003001567 | 379.3333 | 369.3333
21 | 2003001567 | 380 | 370
22 | 2003001567 | 381.3333 | 371.3333
23 | 2003001567 | 382.6667 | 372.6667
24 | 2003001567 | 384 | 374
25 | 2003001567 | 385.3333 | 375.3333
26 | 2003001567 | 386.6667 | 376.6667
27 | 2003001567 | 388 | 378
28 | 2003001567 | 387 | 377
29 | 2003001567 | 386 | 376
30 | 2003001567 | 385 | 375
31 | 2003001567 | 383 | 373
32 | 2003001567 | 381 | 371
33 | 2003001567 | 379 | 369
34 | 2003001567 | 378.3333 | 368.3333
35 | 2003001567 | 377.6667 | 367.6667
36 | 2003001567 | 377 | 367
37 | 2003001567 | 377.3333 | 367.3333
38 | 2003001567 | 377.6667 | 367.6667
39 | 2003001567 | 378 | 368
40 | 2003001567 | 379.6667 | 369.6667
41 | 2003001567 | 381.3333 | 371.3333
42 | 2003001567 | 383 | 373
43 | 2003001567 | 385.3333 | 375.3333
44 | 2003001567 | 387.6667 | 377.6667
45 | 2003001567 | 390 | 380
46 | 2003001567 | 391.3333 | 381.3333
47 | 2003001567 | 392.6667 | 382.6667
48 | 2003001567 | 394 | 384
49 | 2003001567 | 393.3333 | 383.3333
50 | 2003001567 | 392.6667 | 382.6667
51 | 2003001567 | 392 | 382
52 | 2003001567 | 387.6667 | 377.6667
53 | 2003001567 | 383.3333 | 373.3333
54 | 2003001567 | 379 | 369
55 | 2003001567 | 372.3333 | 362.3333
56 | 2003001567 | 365.6667 | 355.6667
57 | 2003001567 | 359 | 349
58 | 2003001567 | 353.6667 | 343.6667
59 | 2003001567 | 348.3333 | 338.3333
60 | 2003001567 | 343 | 333
61 | 2003001567 | 338.3333 | 328.3333
62 | 2003001567 | 333.6667 | 323.6667
63 | 2003001567 | 329 | 319
64 | 2003001567 | 326 | 316
65 | 2003001567 | 323 | 313
66 | 2003001567 | 320 | 310
67 | 2003001567 | 318.3333 | 308.3333
68 | 2003001567 | 316.6667 | 306.6667
69 | 2003001567 | 315 | 305
70 | 2003001567 | 315.3333 | 305.3333
71 | 2003001567 | 315.6667 | 305.6667
72 | 2003001567 | 316 | 306
73 | 2003001567 | 316.3333 | 306.3333
74 | 2003001567 | 316.6667 | 306.6667
75 | 2003001567 | 317 | 307
76 | 2003001567 | 316.3333 | 306.3333
77 | 2003001567 | 315.6667 | 305.6667
78 | 2003001567 | 315 | 305
79 | 2003001567 | 314.6667 | 304.6667
80 | 2003001567 | 314.3333 | 304.3333
81 | 2003001567 | 314 | 304
82 | 2003001567 | 316.3333 | 306.3333
83 | 2003001567 | 318.6667 | 308.6667
84 | 2003001567 | 321 | 311
85 | 2003001567 | 323.3333 | 313.3333
86 | 2003001567 | 325.6667 | 315.6667
87 | 2003001567 | 328 | 318
88 | 2003001567 | 328.3333 | 318.3333
89 | 2003001567 | 328.6667 | 318.6667
90 | 2003001567 | 329 | 339
91 | 2003001567 | 329 | 339
92 | 2003001567 | 329 | 339
93 | 2003001567 | 329 | 339
94 | 2003001567 | 328.6667 | 338.6667
95 | 2003001567 | 328.3333 | 338.3333
96 | 2003001567 | 328 | 338
97 | 2003001567 | 327.6667 | 337.6667
98 | 2003001567 | 327.3333 | 337.3333
99 | 2003001567 | 327 | 337
100 | 2003001567 | 328.6667 | 338.6667
101 | 2003001567 | 330.3333 | 340.3333
102 | 2003001567 | 332 | 342
103 | 2003001567 | 334.3333 | 344.3333
104 | 2003001567 | 336.6667 | 346.6667
105 | 2003001567 | 339 | 349
106 | 2003001567 | 339.3333 | 349.3333
107 | 2003001567 | 339.6667 | 349.6667
108 | 2003001567 | 340 | 350
109 | 2003001567 | 342.3333 | 352.3333
110 | 2003001567 | 344.6667 | 354.6667
111 | 2003001567 | 347 | 357
112 | 2003001567 | 349.6667 | 359.6667
113 | 2003001567 | 352.3333 | 362.3333
114 | 2003001567 | 355 | 365
115 | 2003001567 | 360.3333 | 370.3333
116 | 2003001567 | 365.6667 | 375.6667
117 | 2003001567 | 371 | 381
118 | 2003001567 | 373.6667 | 383.6667
119 | 2003001567 | 376.3333 | 386.3333
120 | 2003001567 | 379 | 389
121 | 2003001567 | 383.3333 | 393.3333
122 | 2003001567 | 387.6667 | 377.6667
123 | 2003001567 | 392 | 382
124 | 2003001567 | 395.3333 | 385.3333
125 | 2003001567 | 398.6667 | 388.6667
126 | 2003001567 | 402 | 392
127 | 2003001567 | 404.3333 | 394.3333
128 | 2003001567 | 406.6667 | 396.6667
129 | 2003001567 | 409 | 399
130 | 2003001567 | 409 | 399
131 | 2003001567 | 409 | 399
132 | 2003001567 | 409 | 399
133 | 2003001567 | 408.3333 | 398.3333
134 | 2003001567 | 407.6667 | 397.6667
135 | 2003001567 | 407 | 397
136 | 2003001567 | 407 | 397
137 | 2003001567 | 407 | 397
138 | 2003001567 | 407 | 397
139 | 2003001567 | 407 | 397
140 | 2003001567 | 407 | 397
141 | 2003001567 | 407 | 397
142 | 2003001567 | 406 | 396
143 | 2003001567 | 405 | 395
0 | 2013003365 | 343 | 333
1 | 2013003365 | 344 | 334
2 | 2013003365 | 345 | 335
3 | 2013003365 | 346 | 336
4 | 2013003365 | 348 | 338
5 | 2013003365 | 350 | 340
6 | 2013003365 | 352 | 342
7 | 2013003365 | 353 | 343
8 | 2013003365 | 354 | 344
9 | 2013003365 | 355 | 345
10 | 2013003365 | 356.6667 | 346.6667
11 | 2013003365 | 358.3333 | 348.3333
12 | 2013003365 | 360 | 350
13 | 2013003365 | 363.6667 | 353.6667
14 | 2013003365 | 367.3333 | 357.3333
15 | 2013003365 | 371 | 361
16 | 2013003365 | 373.3333 | 363.3333
17 | 2013003365 | 375.6667 | 365.6667
18 | 2013003365 | 378 | 368
19 | 2013003365 | 378.6667 | 368.6667
20 | 2013003365 | 379.3333 | 369.3333
21 | 2013003365 | 380 | 370
22 | 2013003365 | 381.3333 | 371.3333
23 | 2013003365 | 382.6667 | 372.6667
24 | 2013003365 | 384 | 374
25 | 2013003365 | 385.3333 | 375.3333
26 | 2013003365 | 386.6667 | 376.6667
27 | 2013003365 | 388 | 378
28 | 2013003365 | 387 | 377
29 | 2013003365 | 386 | 376
30 | 2013003365 | 385 | 375
31 | 2013003365 | 383 | 373
32 | 2013003365 | 381 | 371
33 | 2013003365 | 379 | 369
34 | 2013003365 | 378.3333 | 368.3333
35 | 2013003365 | 377.6667 | 367.6667
36 | 2013003365 | 377 | 367
37 | 2013003365 | 377.3333 | 367.3333
38 | 2013003365 | 377.6667 | 367.6667
39 | 2013003365 | 378 | 368
40 | 2013003365 | 379.6667 | 369.6667
41 | 2013003365 | 381.3333 | 371.3333
42 | 2013003365 | 383 | 373
43 | 2013003365 | 385.3333 | 375.3333
44 | 2013003365 | 387.6667 | 377.6667
45 | 2013003365 | 390 | 380
46 | 2013003365 | 391.3333 | 381.3333
47 | 2013003365 | 392.6667 | 382.6667
48 | 2013003365 | 394 | 384
49 | 2013003365 | 393.3333 | 383.3333
50 | 2013003365 | 392.6667 | 382.6667
51 | 2013003365 | 392 | 382
52 | 2013003365 | 387.6667 | 377.6667
53 | 2013003365 | 383.3333 | 373.3333
54 | 2013003365 | 379 | 369
55 | 2013003365 | 372.3333 | 362.3333
56 | 2013003365 | 365.6667 | 355.6667
57 | 2013003365 | 359 | 349
58 | 2013003365 | 353.6667 | 343.6667
59 | 2013003365 | 348.3333 | 338.3333
60 | 2013003365 | 343 | 333
61 | 2013003365 | 338.3333 | 328.3333
62 | 2013003365 | 333.6667 | 323.6667
63 | 2013003365 | 329 | 319
64 | 2013003365 | 326 | 316
65 | 2013003365 | 323 | 313
66 | 2013003365 | 320 | 310
67 | 2013003365 | 318.3333 | 308.3333
68 | 2013003365 | 316.6667 | 306.6667
69 | 2013003365 | 315 | 305
70 | 2013003365 | 315.3333 | 305.3333
71 | 2013003365 | 315.6667 | 305.6667
72 | 2013003365 | 316 | 306
73 | 2013003365 | 316.3333 | 306.3333
74 | 2013003365 | 316.6667 | 306.6667
75 | 2013003365 | 317 | 307
76 | 2013003365 | 316.3333 | 306.3333
77 | 2013003365 | 315.6667 | 305.6667
78 | 2013003365 | 315 | 305
79 | 2013003365 | 314.6667 | 304.6667
80 | 2013003365 | 314.3333 | 304.3333
81 | 2013003365 | 314 | 304
82 | 2013003365 | 316.3333 | 306.3333
83 | 2013003365 | 318.6667 | 308.6667
84 | 2013003365 | 321 | 311
85 | 2013003365 | 323.3333 | 313.3333
86 | 2013003365 | 325.6667 | 315.6667
87 | 2013003365 | 328 | 318
88 | 2013003365 | 328.3333 | 318.3333
89 | 2013003365 | 328.6667 | 318.6667
90 | 2013003365 | 329 | 339
91 | 2013003365 | 329 | 339
92 | 2013003365 | 329 | 339
93 | 2013003365 | 329 | 339
94 | 2013003365 | 328.6667 | 338.6667
95 | 2013003365 | 328.3333 | 338.3333
96 | 2013003365 | 328 | 338
97 | 2013003365 | 327.6667 | 337.6667
98 | 2013003365 | 327.3333 | 337.3333
99 | 2013003365 | 327 | 337
100 | 2013003365 | 328.6667 | 338.6667
101 | 2013003365 | 330.3333 | 340.3333
102 | 2013003365 | 332 | 342
103 | 2013003365 | 334.3333 | 344.3333
104 | 2013003365 | 336.6667 | 346.6667
105 | 2013003365 | 339 | 349
106 | 2013003365 | 339.3333 | 349.3333
107 | 2013003365 | 339.6667 | 349.6667
108 | 2013003365 | 340 | 350
109 | 2013003365 | 342.3333 | 352.3333
110 | 2013003365 | 344.6667 | 354.6667
111 | 2013003365 | 347 | 357
112 | 2013003365 | 349.6667 | 359.6667
113 | 2013003365 | 352.3333 | 362.3333
114 | 2013003365 | 355 | 365
115 | 2013003365 | 360.3333 | 370.3333
116 | 2013003365 | 365.6667 | 375.6667
117 | 2013003365 | 371 | 381
118 | 2013003365 | 373.6667 | 383.6667
119 | 2013003365 | 376.3333 | 386.3333
120 | 2013003365 | 379 | 389
121 | 2013003365 | 383.3333 | 393.3333
122 | 2013003365 | 387.6667 | 377.6667
123 | 2013003365 | 392 | 382
124 | 2013003365 | 395.3333 | 385.3333
125 | 2013003365 | 398.6667 | 388.6667
126 | 2013003365 | 402 | 392
127 | 2013003365 | 404.3333 | 394.3333
128 | 2013003365 | 406.6667 | 396.6667
129 | 2013003365 | 409 | 399
130 | 2013003365 | 409 | 399
131 | 2013003365 | 409 | 399
132 | 2013003365 | 409 | 399
133 | 2013003365 | 408.3333 | 398.3333
134 | 2013003365 | 407.6667 | 397.6667
135 | 2013003365 | 407 | 397
136 | 2013003365 | 407 | 397
137 | 2013003365 | 407 | 397
138 | 2013003365 | 407 | 397
139 | 2013003365 | 407 | 397
140 | 2013003365 | 407 | 397
141 | 2013003365 | 407 | 397
142 | 2013003365 | 406 | 396
143 | 2013003365 | 405 | 395
0 | 2010010270 | 343 | 333
1 | 2010010270 | 344 | 334
2 | 2010010270 | 345 | 335
3 | 2010010270 | 346 | 336
4 | 2010010270 | 348 | 338
5 | 2010010270 | 350 | 340
6 | 2010010270 | 352 | 342
7 | 2010010270 | 353 | 343
8 | 2010010270 | 354 | 344
9 | 2010010270 | 355 | 345
10 | 2010010270 | 356.6667 | 346.6667
11 | 2010010270 | 358.3333 | 348.3333
12 | 2010010270 | 360 | 350
13 | 2010010270 | 363.6667 | 353.6667
14 | 2010010270 | 367.3333 | 357.3333
15 | 2010010270 | 371 | 361
16 | 2010010270 | 373.3333 | 363.3333
17 | 2010010270 | 375.6667 | 365.6667
18 | 2010010270 | 378 | 368
19 | 2010010270 | 378.6667 | 368.6667
20 | 2010010270 | 379.3333 | 369.3333
21 | 2010010270 | 380 | 370
22 | 2010010270 | 381.3333 | 371.3333
23 | 2010010270 | 382.6667 | 372.6667
24 | 2010010270 | 384 | 374
25 | 2010010270 | 385.3333 | 375.3333
26 | 2010010270 | 386.6667 | 376.6667
27 | 2010010270 | 388 | 378
28 | 2010010270 | 387 | 377
29 | 2010010270 | 386 | 376
30 | 2010010270 | 385 | 375
31 | 2010010270 | 383 | 373
32 | 2010010270 | 381 | 371
33 | 2010010270 | 379 | 369
34 | 2010010270 | 378.3333 | 368.3333
35 | 2010010270 | 377.6667 | 367.6667
36 | 2010010270 | 377 | 367
37 | 2010010270 | 377.3333 | 367.3333
38 | 2010010270 | 377.6667 | 367.6667
39 | 2010010270 | 378 | 368
40 | 2010010270 | 379.6667 | 369.6667
41 | 2010010270 | 381.3333 | 371.3333
42 | 2010010270 | 383 | 373
43 | 2010010270 | 385.3333 | 375.3333
44 | 2010010270 | 387.6667 | 377.6667
45 | 2010010270 | 390 | 380
46 | 2010010270 | 391.3333 | 381.3333
47 | 2010010270 | 392.6667 | 382.6667
48 | 2010010270 | 394 | 384
49 | 2010010270 | 393.3333 | 383.3333
50 | 2010010270 | 392.6667 | 382.6667
51 | 2010010270 | 392 | 382
52 | 2010010270 | 387.6667 | 377.6667
53 | 2010010270 | 383.3333 | 373.3333
54 | 2010010270 | 379 | 369
55 | 2010010270 | 372.3333 | 362.3333
56 | 2010010270 | 365.6667 | 355.6667
57 | 2010010270 | 359 | 349
58 | 2010010270 | 353.6667 | 343.6667
59 | 2010010270 | 348.3333 | 338.3333
60 | 2010010270 | 343 | 333
61 | 2010010270 | 338.3333 | 328.3333
62 | 2010010270 | 333.6667 | 323.6667
63 | 2010010270 | 329 | 319
64 | 2010010270 | 326 | 316
65 | 2010010270 | 323 | 313
66 | 2010010270 | 320 | 310
67 | 2010010270 | 318.3333 | 308.3333
68 | 2010010270 | 316.6667 | 306.6667
69 | 2010010270 | 315 | 305
70 | 2010010270 | 315.3333 | 305.3333
71 | 2010010270 | 315.6667 | 305.6667
72 | 2010010270 | 316 | 306
73 | 2010010270 | 316.3333 | 306.3333
74 | 2010010270 | 316.6667 | 306.6667
75 | 2010010270 | 317 | 307
76 | 2010010270 | 316.3333 | 306.3333
77 | 2010010270 | 315.6667 | 305.6667
78 | 2010010270 | 315 | 305
79 | 2010010270 | 314.6667 | 304.6667
80 | 2010010270 | 314.3333 | 304.3333
81 | 2010010270 | 314 | 304
82 | 2010010270 | 316.3333 | 306.3333
83 | 2010010270 | 318.6667 | 308.6667
84 | 2010010270 | 321 | 311
85 | 2010010270 | 323.3333 | 313.3333
86 | 2010010270 | 325.6667 | 315.6667
87 | 2010010270 | 328 | 318
88 | 2010010270 | 328.3333 | 318.3333
89 | 2010010270 | 328.6667 | 318.6667
90 | 2010010270 | 329 | 339
91 | 2010010270 | 329 | 339
92 | 2010010270 | 329 | 339
93 | 2010010270 | 329 | 339
94 | 2010010270 | 328.6667 | 338.6667
95 | 2010010270 | 328.3333 | 338.3333
96 | 2010010270 | 328 | 338
97 | 2010010270 | 327.6667 | 337.6667
98 | 2010010270 | 327.3333 | 337.3333
99 | 2010010270 | 327 | 337
100 | 2010010270 | 328.6667 | 338.6667
101 | 2010010270 | 330.3333 | 340.3333
102 | 2010010270 | 332 | 342
103 | 2010010270 | 334.3333 | 344.3333
104 | 2010010270 | 336.6667 | 346.6667
105 | 2010010270 | 339 | 349
106 | 2010010270 | 339.3333 | 349.3333
107 | 2010010270 | 339.6667 | 349.6667
108 | 2010010270 | 340 | 350
109 | 2010010270 | 342.3333 | 352.3333
110 | 2010010270 | 344.6667 | 354.6667
111 | 2010010270 | 347 | 357
112 | 2010010270 | 349.6667 | 359.6667
113 | 2010010270 | 352.3333 | 362.3333
114 | 2010010270 | 355 | 365
115 | 2010010270 | 360.3333 | 370.3333
116 | 2010010270 | 365.6667 | 375.6667
117 | 2010010270 | 371 | 381
118 | 2010010270 | 373.6667 | 383.6667
119 | 2010010270 | 376.3333 | 386.3333
120 | 2010010270 | 379 | 389
121 | 2010010270 | 383.3333 | 393.3333
122 | 2010010270 | 387.6667 | 377.6667
123 | 2010010270 | 392 | 382
124 | 2010010270 | 395.3333 | 385.3333
125 | 2010010270 | 398.6667 | 388.6667
126 | 2010010270 | 402 | 392
127 | 2010010270 | 404.3333 | 394.3333
128 | 2010010270 | 406.6667 | 396.6667
129 | 2010010270 | 409 | 399
130 | 2010010270 | 409 | 399
131 | 2010010270 | 409 | 399
132 | 2010010270 | 409 | 399
133 | 2010010270 | 408.3333 | 398.3333
134 | 2010010270 | 407.6667 | 397.6667
135 | 2010010270 | 407 | 397
136 | 2010010270 | 407 | 397
137 | 2010010270 | 407 | 397
138 | 2010010270 | 407 | 397
139 | 2010010270 | 407 | 397
140 | 2010010270 | 407 | 397
141 | 2010010270 | 407 | 397
142 | 2010010270 | 406 | 396
143 | 2010010270 | 405 | 395
0 | 2002009818 | 343 | 333
1 | 2002009818 | 344 | 334
2 | 2002009818 | 345 | 335
3 | 2002009818 | 346 | 336
4 | 2002009818 | 348 | 338
5 | 2002009818 | 350 | 340
6 | 2002009818 | 352 | 342
7 | 2002009818 | 353 | 343
8 | 2002009818 | 354 | 344
9 | 2002009818 | 355 | 345
10 | 2002009818 | 356.6667 | 346.6667
11 | 2002009818 | 358.3333 | 348.3333
12 | 2002009818 | 360 | 350
13 | 2002009818 | 363.6667 | 353.6667
14 | 2002009818 | 367.3333 | 357.3333
15 | 2002009818 | 371 | 361
16 | 2002009818 | 373.3333 | 363.3333
17 | 2002009818 | 375.6667 | 365.6667
18 | 2002009818 | 378 | 368
19 | 2002009818 | 378.6667 | 368.6667
20 | 2002009818 | 379.3333 | 369.3333
21 | 2002009818 | 380 | 370
22 | 2002009818 | 381.3333 | 371.3333
23 | 2002009818 | 382.6667 | 372.6667
24 | 2002009818 | 384 | 374
25 | 2002009818 | 385.3333 | 375.3333
26 | 2002009818 | 386.6667 | 376.6667
27 | 2002009818 | 388 | 378
28 | 2002009818 | 387 | 377
29 | 2002009818 | 386 | 376
30 | 2002009818 | 385 | 375
31 | 2002009818 | 383 | 373
32 | 2002009818 | 381 | 371
33 | 2002009818 | 379 | 369
34 | 2002009818 | 378.3333 | 368.3333
35 | 2002009818 | 377.6667 | 367.6667
36 | 2002009818 | 377 | 367
37 | 2002009818 | 377.3333 | 367.3333
38 | 2002009818 | 377.6667 | 367.6667
39 | 2002009818 | 378 | 368
40 | 2002009818 | 379.6667 | 369.6667
41 | 2002009818 | 381.3333 | 371.3333
42 | 2002009818 | 383 | 373
43 | 2002009818 | 385.3333 | 375.3333
44 | 2002009818 | 387.6667 | 377.6667
45 | 2002009818 | 390 | 380
46 | 2002009818 | 391.3333 | 381.3333
47 | 2002009818 | 392.6667 | 382.6667
48 | 2002009818 | 394 | 384
49 | 2002009818 | 393.3333 | 383.3333
50 | 2002009818 | 392.6667 | 382.6667
51 | 2002009818 | 392 | 382
52 | 2002009818 | 387.6667 | 377.6667
53 | 2002009818 | 383.3333 | 373.3333
54 | 2002009818 | 379 | 369
55 | 2002009818 | 372.3333 | 362.3333
56 | 2002009818 | 365.6667 | 355.6667
57 | 2002009818 | 359 | 349
58 | 2002009818 | 353.6667 | 343.6667
59 | 2002009818 | 348.3333 | 338.3333
60 | 2002009818 | 343 | 333
61 | 2002009818 | 338.3333 | 328.3333
62 | 2002009818 | 333.6667 | 323.6667
63 | 2002009818 | 329 | 319
64 | 2002009818 | 326 | 316
65 | 2002009818 | 323 | 313
66 | 2002009818 | 320 | 310
67 | 2002009818 | 318.3333 | 308.3333
68 | 2002009818 | 316.6667 | 306.6667
69 | 2002009818 | 315 | 305
70 | 2002009818 | 315.3333 | 305.3333
71 | 2002009818 | 315.6667 | 305.6667
72 | 2002009818 | 316 | 306
73 | 2002009818 | 316.3333 | 306.3333
74 | 2002009818 | 316.6667 | 306.6667
75 | 2002009818 | 317 | 307
76 | 2002009818 | 316.3333 | 306.3333
77 | 2002009818 | 315.6667 | 305.6667
78 | 2002009818 | 315 | 305
79 | 2002009818 | 314.6667 | 304.6667
80 | 2002009818 | 314.3333 | 304.3333
81 | 2002009818 | 314 | 304
82 | 2002009818 | 316.3333 | 306.3333
83 | 2002009818 | 318.6667 | 308.6667
84 | 2002009818 | 321 | 311
85 | 2002009818 | 323.3333 | 313.3333
86 | 2002009818 | 325.6667 | 315.6667
87 | 2002009818 | 328 | 318
88 | 2002009818 | 328.3333 | 318.3333
89 | 2002009818 | 328.6667 | 318.6667
90 | 2002009818 | 329 | 339
91 | 2002009818 | 329 | 339
92 | 2002009818 | 329 | 339
93 | 2002009818 | 329 | 339
94 | 2002009818 | 328.6667 | 338.6667
95 | 2002009818 | 328.3333 | 338.3333
96 | 2002009818 | 328 | 338
97 | 2002009818 | 327.6667 | 337.6667
98 | 2002009818 | 327.3333 | 337.3333
99 | 2002009818 | 327 | 337
100 | 2002009818 | 328.6667 | 338.6667
101 | 2002009818 | 330.3333 | 340.3333
102 | 2002009818 | 332 | 342
103 | 2002009818 | 334.3333 | 344.3333
104 | 2002009818 | 336.6667 | 346.6667
105 | 2002009818 | 339 | 349
106 | 2002009818 | 339.3333 | 349.3333
107 | 2002009818 | 339.6667 | 349.6667
108 | 2002009818 | 340 | 350
109 | 2002009818 | 342.3333 | 352.3333
110 | 2002009818 | 344.6667 | 354.6667
111 | 2002009818 | 347 | 357
112 | 2002009818 | 349.6667 | 359.6667
113 | 2002009818 | 352.3333 | 362.3333
114 | 2002009818 | 355 | 365
115 | 2002009818 | 360.3333 | 370.3333
116 | 2002009818 | 365.6667 | 375.6667
117 | 2002009818 | 371 | 381
118 | 2002009818 | 373.6667 | 383.6667
119 | 2002009818 | 376.3333 | 386.3333
120 | 2002009818 | 379 | 389
121 | 2002009818 | 383.3333 | 393.3333
122 | 2002009818 | 387.6667 | 377.6667
123 | 2002009818 | 392 | 382
124 | 2002009818 | 395.3333 | 385.3333
125 | 2002009818 | 398.6667 | 388.6667
126 | 2002009818 | 402 | 392
127 | 2002009818 | 404.3333 | 394.3333
128 | 2002009818 | 406.6667 | 396.6667
129 | 2002009818 | 409 | 399
130 | 2002009818 | 409 | 399
131 | 2002009818 | 409 | 399
132 | 2002009818 | 409 | 399
133 | 2002009818 | 408.3333 | 398.3333
134 | 2002009818 | 407.6667 | 397.6667
135 | 2002009818 | 407 | 397
136 | 2002009818 | 407 | 397
137 | 2002009818 | 407 | 397
138 | 2002009818 | 407 | 397
139 | 2002009818 | 407 | 397
140 | 2002009818 | 407 | 397
141 | 2002009818 | 407 | 397
142 | 2002009818 | 406 | 396
143 | 2002009818 | 405 | 395
0 | 2008005014 | 343 | 333
1 | 2008005014 | 344 | 334
2 | 2008005014 | 345 | 335
3 | 2008005014 | 346 | 336
4 | 2008005014 | 348 | 338
5 | 2008005014 | 350 | 340
6 | 2008005014 | 352 | 342
7 | 2008005014 | 353 | 343
8 | 2008005014 | 354 | 344
9 | 2008005014 | 355 | 345
10 | 2008005014 | 356.6667 | 346.6667
11 | 2008005014 | 358.3333 | 348.3333
12 | 2008005014 | 360 | 350
13 | 2008005014 | 363.6667 | 353.6667
14 | 2008005014 | 367.3333 | 357.3333
15 | 2008005014 | 371 | 361
16 | 2008005014 | 373.3333 | 363.3333
17 | 2008005014 | 375.6667 | 365.6667
18 | 2008005014 | 378 | 368
19 | 2008005014 | 378.6667 | 368.6667
20 | 2008005014 | 379.3333 | 369.3333
21 | 2008005014 | 380 | 370
22 | 2008005014 | 381.3333 | 371.3333
23 | 2008005014 | 382.6667 | 372.6667
24 | 2008005014 | 384 | 374
25 | 2008005014 | 385.3333 | 375.3333
26 | 2008005014 | 386.6667 | 376.6667
27 | 2008005014 | 388 | 378
28 | 2008005014 | 387 | 377
29 | 2008005014 | 386 | 376
30 | 2008005014 | 385 | 375
31 | 2008005014 | 383 | 373
32 | 2008005014 | 381 | 371
33 | 2008005014 | 379 | 369
34 | 2008005014 | 378.3333 | 368.3333
35 | 2008005014 | 377.6667 | 367.6667
36 | 2008005014 | 377 | 367
37 | 2008005014 | 377.3333 | 367.3333
38 | 2008005014 | 377.6667 | 367.6667
39 | 2008005014 | 378 | 368
40 | 2008005014 | 379.6667 | 369.6667
41 | 2008005014 | 381.3333 | 371.3333
42 | 2008005014 | 383 | 373
43 | 2008005014 | 385.3333 | 375.3333
44 | 2008005014 | 387.6667 | 377.6667
45 | 2008005014 | 390 | 380
46 | 2008005014 | 391.3333 | 381.3333
47 | 2008005014 | 392.6667 | 382.6667
48 | 2008005014 | 394 | 384
49 | 2008005014 | 393.3333 | 383.3333
50 | 2008005014 | 392.6667 | 382.6667
51 | 2008005014 | 392 | 382
52 | 2008005014 | 387.6667 | 377.6667
53 | 2008005014 | 383.3333 | 373.3333
54 | 2008005014 | 379 | 369
55 | 2008005014 | 372.3333 | 362.3333
56 | 2008005014 | 365.6667 | 355.6667
57 | 2008005014 | 359 | 349
58 | 2008005014 | 353.6667 | 343.6667
59 | 2008005014 | 348.3333 | 338.3333
60 | 2008005014 | 343 | 333
61 | 2008005014 | 338.3333 | 328.3333
62 | 2008005014 | 333.6667 | 323.6667
63 | 2008005014 | 329 | 319
64 | 2008005014 | 326 | 316
65 | 2008005014 | 323 | 313
66 | 2008005014 | 320 | 310
67 | 2008005014 | 318.3333 | 308.3333
68 | 2008005014 | 316.6667 | 306.6667
69 | 2008005014 | 315 | 305
70 | 2008005014 | 315.3333 | 305.3333
71 | 2008005014 | 315.6667 | 305.6667
72 | 2008005014 | 316 | 306
73 | 2008005014 | 316.3333 | 306.3333
74 | 2008005014 | 316.6667 | 306.6667
75 | 2008005014 | 317 | 307
76 | 2008005014 | 316.3333 | 306.3333
77 | 2008005014 | 315.6667 | 305.6667
78 | 2008005014 | 315 | 305
79 | 2008005014 | 314.6667 | 304.6667
80 | 2008005014 | 314.3333 | 304.3333
81 | 2008005014 | 314 | 304
82 | 2008005014 | 316.3333 | 306.3333
83 | 2008005014 | 318.6667 | 308.6667
84 | 2008005014 | 321 | 311
85 | 2008005014 | 323.3333 | 313.3333
86 | 2008005014 | 325.6667 | 315.6667
87 | 2008005014 | 328 | 318
88 | 2008005014 | 328.3333 | 318.3333
89 | 2008005014 | 328.6667 | 318.6667
90 | 2008005014 | 329 | 339
91 | 2008005014 | 329 | 339
92 | 2008005014 | 329 | 339
93 | 2008005014 | 329 | 339
94 | 2008005014 | 328.6667 | 338.6667
95 | 2008005014 | 328.3333 | 338.3333
96 | 2008005014 | 328 | 338
97 | 2008005014 | 327.6667 | 337.6667
98 | 2008005014 | 327.3333 | 337.3333
99 | 2008005014 | 327 | 337
100 | 2008005014 | 328.6667 | 338.6667
101 | 2008005014 | 330.3333 | 340.3333
102 | 2008005014 | 332 | 342
103 | 2008005014 | 334.3333 | 344.3333
104 | 2008005014 | 336.6667 | 346.6667
105 | 2008005014 | 339 | 349
106 | 2008005014 | 339.3333 | 349.3333
107 | 2008005014 | 339.6667 | 349.6667
108 | 2008005014 | 340 | 350
109 | 2008005014 | 342.3333 | 352.3333
110 | 2008005014 | 344.6667 | 354.6667
111 | 2008005014 | 347 | 357
112 | 2008005014 | 349.6667 | 359.6667
113 | 2008005014 | 352.3333 | 362.3333
114 | 2008005014 | 355 | 365
115 | 2008005014 | 360.3333 | 370.3333
116 | 2008005014 | 365.6667 | 375.6667
117 | 2008005014 | 371 | 381
118 | 2008005014 | 373.6667 | 383.6667
119 | 2008005014 | 376.3333 | 386.3333
120 | 2008005014 | 379 | 389
121 | 2008005014 | 383.3333 | 393.3333
122 | 2008005014 | 387.6667 | 377.6667
123 | 2008005014 | 392 | 382
124 | 2008005014 | 395.3333 | 385.3333
125 | 2008005014 | 398.6667 | 388.6667
126 | 2008005014 | 402 | 392
127 | 2008005014 | 404.3333 | 394.3333
128 | 2008005014 | 406.6667 | 396.6667
129 | 2008005014 | 409 | 399
130 | 2008005014 | 409 | 399
131 | 2008005014 | 409 | 399
132 | 2008005014 | 409 | 399
133 | 2008005014 | 408.3333 | 398.3333
134 | 2008005014 | 407.6667 | 397.6667
135 | 2008005014 | 407 | 397
136 | 2008005014 | 407 | 397
137 | 2008005014 | 407 | 397
138 | 2008005014 | 407 | 397
139 | 2008005014 | 407 | 397
140 | 2008005014 | 407 | 397
141 | 2008005014 | 407 | 397
142 | 2008005014 | 406 | 396
143 | 2008005014 | 405 | 395
0 | 2008008153 | 343 | 333
1 | 2008008153 | 344 | 334
2 | 2008008153 | 345 | 335
3 | 2008008153 | 346 | 336
4 | 2008008153 | 348 | 338
5 | 2008008153 | 350 | 340
6 | 2008008153 | 352 | 342
7 | 2008008153 | 353 | 343
8 | 2008008153 | 354 | 344
9 | 2008008153 | 355 | 345
10 | 2008008153 | 356.6667 | 346.6667
11 | 2008008153 | 358.3333 | 348.3333
12 | 2008008153 | 360 | 350
13 | 2008008153 | 363.6667 | 353.6667
14 | 2008008153 | 367.3333 | 357.3333
15 | 2008008153 | 371 | 361
16 | 2008008153 | 373.3333 | 363.3333
17 | 2008008153 | 375.6667 | 365.6667
18 | 2008008153 | 378 | 368
19 | 2008008153 | 378.6667 | 368.6667
20 | 2008008153 | 379.3333 | 369.3333
21 | 2008008153 | 380 | 370
22 | 2008008153 | 381.3333 | 371.3333
23 | 2008008153 | 382.6667 | 372.6667
24 | 2008008153 | 384 | 374
25 | 2008008153 | 385.3333 | 375.3333
26 | 2008008153 | 386.6667 | 376.6667
27 | 2008008153 | 388 | 378
28 | 2008008153 | 387 | 377
29 | 2008008153 | 386 | 376
30 | 2008008153 | 385 | 375
31 | 2008008153 | 383 | 373
32 | 2008008153 | 381 | 371
33 | 2008008153 | 379 | 369
34 | 2008008153 | 378.3333 | 368.3333
35 | 2008008153 | 377.6667 | 367.6667
36 | 2008008153 | 377 | 367
37 | 2008008153 | 377.3333 | 367.3333
38 | 2008008153 | 377.6667 | 367.6667
39 | 2008008153 | 378 | 368
40 | 2008008153 | 379.6667 | 369.6667
41 | 2008008153 | 381.3333 | 371.3333
42 | 2008008153 | 383 | 373
43 | 2008008153 | 385.3333 | 375.3333
44 | 2008008153 | 387.6667 | 377.6667
45 | 2008008153 | 390 | 380
46 | 2008008153 | 391.3333 | 381.3333
47 | 2008008153 | 392.6667 | 382.6667
48 | 2008008153 | 394 | 384
49 | 2008008153 | 393.3333 | 383.3333
50 | 2008008153 | 392.6667 | 382.6667
51 | 2008008153 | 392 | 382
52 | 2008008153 | 387.6667 | 377.6667
53 | 2008008153 | 383.3333 | 373.3333
54 | 2008008153 | 379 | 369
55 | 2008008153 | 372.3333 | 362.3333
56 | 2008008153 | 365.6667 | 355.6667
57 | 2008008153 | 359 | 349
58 | 2008008153 | 353.6667 | 343.6667
59 | 2008008153 | 348.3333 | 338.3333
60 | 2008008153 | 343 | 333
61 | 2008008153 | 338.3333 | 328.3333
62 | 2008008153 | 333.6667 | 323.6667
63 | 2008008153 | 329 | 319
64 | 2008008153 | 326 | 316
65 | 2008008153 | 323 | 313
66 | 2008008153 | 320 | 310
67 | 2008008153 | 318.3333 | 308.3333
68 | 2008008153 | 316.6667 | 306.6667
69 | 2008008153 | 315 | 305
70 | 2008008153 | 315.3333 | 305.3333
71 | 2008008153 | 315.6667 | 305.6667
72 | 2008008153 | 316 | 306
73 | 2008008153 | 316.3333 | 306.3333
74 | 2008008153 | 316.6667 | 306.6667
75 | 2008008153 | 317 | 307
76 | 2008008153 | 316.3333 | 306.3333
77 | 2008008153 | 315.6667 | 305.6667
78 | 2008008153 | 315 | 305
79 | 2008008153 | 314.6667 | 304.6667
80 | 2008008153 | 314.3333 | 304.3333
81 | 2008008153 | 314 | 304
82 | 2008008153 | 316.3333 | 306.3333
83 | 2008008153 | 318.6667 | 308.6667
84 | 2008008153 | 321 | 311
85 | 2008008153 | 323.3333 | 313.3333
86 | 2008008153 | 325.6667 | 315.6667
87 | 2008008153 | 328 | 318
88 | 2008008153 | 328.3333 | 318.3333
89 | 2008008153 | 328.6667 | 318.6667
90 | 2008008153 | 329 | 339
91 | 2008008153 | 329 | 339
92 | 2008008153 | 329 | 339
93 | 2008008153 | 329 | 339
94 | 2008008153 | 328.6667 | 338.6667
95 | 2008008153 | 328.3333 | 338.3333
96 | 2008008153 | 328 | 338
97 | 2008008153 | 327.6667 | 337.6667
98 | 2008008153 | 327.3333 | 337.3333
99 | 2008008153 | 327 | 337
100 | 2008008153 | 328.6667 | 338.6667
101 | 2008008153 | 330.3333 | 340.3333
102 | 2008008153 | 332 | 342
103 | 2008008153 | 334.3333 | 344.3333
104 | 2008008153 | 336.6667 | 346.6667
105 | 2008008153 | 339 | 349
106 | 2008008153 | 339.3333 | 349.3333
107 | 2008008153 | 339.6667 | 349.6667
108 | 2008008153 | 340 | 350
109 | 2008008153 | 342.3333 | 352.3333
110 | 2008008153 | 344.6667 | 354.6667
111 | 2008008153 | 347 | 357
112 | 2008008153 | 349.6667 | 359.6667
113 | 2008008153 | 352.3333 | 362.3333
114 | 2008008153 | 355 | 365
115 | 2008008153 | 360.3333 | 370.3333
116 | 2008008153 | 365.6667 | 375.6667
117 | 2008008153 | 371 | 381
118 | 2008008153 | 373.6667 | 383.6667
119 | 2008008153 | 376.3333 | 386.3333
120 | 2008008153 | 379 | 389
121 | 2008008153 | 383.3333 | 393.3333
122 | 2008008153 | 387.6667 | 377.6667
123 | 2008008153 | 392 | 382
124 | 2008008153 | 395.3333 | 385.3333
125 | 2008008153 | 398.6667 | 388.6667
126 | 2008008153 | 402 | 392
127 | 2008008153 | 404.3333 | 394.3333
128 | 2008008153 | 406.6667 | 396.6667
129 | 2008008153 | 409 | 399
130 | 2008008153 | 409 | 399
131 | 2008008153 | 409 | 399
132 | 2008008153 | 409 | 399
133 | 2008008153 | 408.3333 | 398.3333
134 | 2008008153 | 407.6667 | 397.6667
135 | 2008008153 | 407 | 397
136 | 2008008153 | 407 | 397
137 | 2008008153 | 407 | 397
138 | 2008008153 | 407 | 397
139 | 2008008153 | 407 | 397
140 | 2008008153 | 407 | 397
141 | 2008008153 | 407 | 397
142 | 2008008153 | 406 | 396
143 | 2008008153 | 405 | 395
0 | 2009002601 | 343 | 333
1 | 2009002601 | 344 | 334
2 | 2009002601 | 345 | 335
3 | 2009002601 | 346 | 336
4 | 2009002601 | 348 | 338
5 | 2009002601 | 350 | 340
6 | 2009002601 | 352 | 342
7 | 2009002601 | 353 | 343
8 | 2009002601 | 354 | 344
9 | 2009002601 | 355 | 345
10 | 2009002601 | 356.6667 | 346.6667
11 | 2009002601 | 358.3333 | 348.3333
12 | 2009002601 | 360 | 350
13 | 2009002601 | 363.6667 | 353.6667
14 | 2009002601 | 367.3333 | 357.3333
15 | 2009002601 | 371 | 361
16 | 2009002601 | 373.3333 | 363.3333
17 | 2009002601 | 375.6667 | 365.6667
18 | 2009002601 | 378 | 368
19 | 2009002601 | 378.6667 | 368.6667
20 | 2009002601 | 379.3333 | 369.3333
21 | 2009002601 | 380 | 370
22 | 2009002601 | 381.3333 | 371.3333
23 | 2009002601 | 382.6667 | 372.6667
24 | 2009002601 | 384 | 374
25 | 2009002601 | 385.3333 | 375.3333
26 | 2009002601 | 386.6667 | 376.6667
27 | 2009002601 | 388 | 378
28 | 2009002601 | 387 | 377
29 | 2009002601 | 386 | 376
30 | 2009002601 | 385 | 375
31 | 2009002601 | 383 | 373
32 | 2009002601 | 381 | 371
33 | 2009002601 | 379 | 369
34 | 2009002601 | 378.3333 | 368.3333
35 | 2009002601 | 377.6667 | 367.6667
36 | 2009002601 | 377 | 367
37 | 2009002601 | 377.3333 | 367.3333
38 | 2009002601 | 377.6667 | 367.6667
39 | 2009002601 | 378 | 368
40 | 2009002601 | 379.6667 | 369.6667
41 | 2009002601 | 381.3333 | 371.3333
42 | 2009002601 | 383 | 373
43 | 2009002601 | 385.3333 | 375.3333
44 | 2009002601 | 387.6667 | 377.6667
45 | 2009002601 | 390 | 380
46 | 2009002601 | 391.3333 | 381.3333
47 | 2009002601 | 392.6667 | 382.6667
48 | 2009002601 | 394 | 384
49 | 2009002601 | 393.3333 | 383.3333
50 | 2009002601 | 392.6667 | 382.6667
51 | 2009002601 | 392 | 382
52 | 2009002601 | 387.6667 | 377.6667
53 | 2009002601 | 383.3333 | 373.3333
54 | 2009002601 | 379 | 369
55 | 2009002601 | 372.3333 | 362.3333
56 | 2009002601 | 365.6667 | 355.6667
57 | 2009002601 | 359 | 349
58 | 2009002601 | 353.6667 | 343.6667
59 | 2009002601 | 348.3333 | 338.3333
60 | 2009002601 | 343 | 333
61 | 2009002601 | 338.3333 | 328.3333
62 | 2009002601 | 333.6667 | 323.6667
63 | 2009002601 | 329 | 319
64 | 2009002601 | 326 | 316
65 | 2009002601 | 323 | 313
66 | 2009002601 | 320 | 310
67 | 2009002601 | 318.3333 | 308.3333
68 | 2009002601 | 316.6667 | 306.6667
69 | 2009002601 | 315 | 305
70 | 2009002601 | 315.3333 | 305.3333
71 | 2009002601 | 315.6667 | 305.6667
72 | 2009002601 | 316 | 306
73 | 2009002601 | 316.3333 | 306.3333
74 | 2009002601 | 316.6667 | 306.6667
75 | 2009002601 | 317 | 307
76 | 2009002601 | 316.3333 | 306.3333
77 | 2009002601 | 315.6667 | 305.6667
78 | 2009002601 | 315 | 305
79 | 2009002601 | 314.6667 | 304.6667
80 | 2009002601 | 314.3333 | 304.3333
81 | 2009002601 | 314 | 304
82 | 2009002601 | 316.3333 | 306.3333
83 | 2009002601 | 318.6667 | 308.6667
84 | 2009002601 | 321 | 311
85 | 2009002601 | 323.3333 | 313.3333
86 | 2009002601 | 325.6667 | 315.6667
87 | 2009002601 | 328 | 318
88 | 2009002601 | 328.3333 | 318.3333
89 | 2009002601 | 328.6667 | 318.6667
90 | 2009002601 | 329 | 339
91 | 2009002601 | 329 | 339
92 | 2009002601 | 329 | 339
93 | 2009002601 | 329 | 339
94 | 2009002601 | 328.6667 | 338.6667
95 | 2009002601 | 328.3333 | 338.3333
96 | 2009002601 | 328 | 338
97 | 2009002601 | 327.6667 | 337.6667
98 | 2009002601 | 327.3333 | 337.3333
99 | 2009002601 | 327 | 337
100 | 2009002601 | 328.6667 | 338.6667
101 | 2009002601 | 330.3333 | 340.3333
102 | 2009002601 | 332 | 342
103 | 2009002601 | 334.3333 | 344.3333
104 | 2009002601 | 336.6667 | 346.6667
105 | 2009002601 | 339 | 349
106 | 2009002601 | 339.3333 | 349.3333
107 | 2009002601 | 339.6667 | 349.6667
108 | 2009002601 | 340 | 350
109 | 2009002601 | 342.3333 | 352.3333
110 | 2009002601 | 344.6667 | 354.6667
111 | 2009002601 | 347 | 357
112 | 2009002601 | 349.6667 | 359.6667
113 | 2009002601 | 352.3333 | 362.3333
114 | 2009002601 | 355 | 365
115 | 2009002601 | 360.3333 | 370.3333
116 | 2009002601 | 365.6667 | 375.6667
117 | 2009002601 | 371 | 381
118 | 2009002601 | 373.6667 | 383.6667
119 | 2009002601 | 376.3333 | 386.3333
120 | 2009002601 | 379 | 389
121 | 2009002601 | 383.3333 | 393.3333
122 | 2009002601 | 387.6667 | 377.6667
123 | 2009002601 | 392 | 382
124 | 2009002601 | 395.3333 | 385.3333
125 | 2009002601 | 398.6667 | 388.6667
126 | 2009002601 | 402 | 392
127 | 2009002601 | 404.3333 | 394.3333
128 | 2009002601 | 406.6667 | 396.6667
129 | 2009002601 | 409 | 399
130 | 2009002601 | 409 | 399
131 | 2009002601 | 409 | 399
132 | 2009002601 | 409 | 399
133 | 2009002601 | 408.3333 | 398.3333
134 | 2009002601 | 407.6667 | 397.6667
135 | 2009002601 | 407 | 397
136 | 2009002601 | 407 | 397
137 | 2009002601 | 407 | 397
138 | 2009002601 | 407 | 397
139 | 2009002601 | 407 | 397
140 | 2009002601 | 407 | 397
141 | 2009002601 | 407 | 397
142 | 2009002601 | 406 | 396
143 | 2009002601 | 405 | 395
0 | 2004004180 | 343 | 333
1 | 2004004180 | 344 | 334
2 | 2004004180 | 345 | 335
3 | 2004004180 | 346 | 336
4 | 2004004180 | 348 | 338
5 | 2004004180 | 350 | 340
6 | 2004004180 | 352 | 342
7 | 2004004180 | 353 | 343
8 | 2004004180 | 354 | 344
9 | 2004004180 | 355 | 345
10 | 2004004180 | 356.6667 | 346.6667
11 | 2004004180 | 358.3333 | 348.3333
12 | 2004004180 | 360 | 350
13 | 2004004180 | 363.6667 | 353.6667
14 | 2004004180 | 367.3333 | 357.3333
15 | 2004004180 | 371 | 361
16 | 2004004180 | 373.3333 | 363.3333
17 | 2004004180 | 375.6667 | 365.6667
18 | 2004004180 | 378 | 368
19 | 2004004180 | 378.6667 | 368.6667
20 | 2004004180 | 379.3333 | 369.3333
21 | 2004004180 | 380 | 370
22 | 2004004180 | 381.3333 | 371.3333
23 | 2004004180 | 382.6667 | 372.6667
24 | 2004004180 | 384 | 374
25 | 2004004180 | 385.3333 | 375.3333
26 | 2004004180 | 386.6667 | 376.6667
27 | 2004004180 | 388 | 378
28 | 2004004180 | 387 | 377
29 | 2004004180 | 386 | 376
30 | 2004004180 | 385 | 375
31 | 2004004180 | 383 | 373
32 | 2004004180 | 381 | 371
33 | 2004004180 | 379 | 369
34 | 2004004180 | 378.3333 | 368.3333
35 | 2004004180 | 377.6667 | 367.6667
36 | 2004004180 | 377 | 367
37 | 2004004180 | 377.3333 | 367.3333
38 | 2004004180 | 377.6667 | 367.6667
39 | 2004004180 | 378 | 368
40 | 2004004180 | 379.6667 | 369.6667
41 | 2004004180 | 381.3333 | 371.3333
42 | 2004004180 | 383 | 373
43 | 2004004180 | 385.3333 | 375.3333
44 | 2004004180 | 387.6667 | 377.6667
45 | 2004004180 | 390 | 380
46 | 2004004180 | 391.3333 | 381.3333
47 | 2004004180 | 392.6667 | 382.6667
48 | 2004004180 | 394 | 384
49 | 2004004180 | 393.3333 | 383.3333
50 | 2004004180 | 392.6667 | 382.6667
51 | 2004004180 | 392 | 382
52 | 2004004180 | 387.6667 | 377.6667
53 | 2004004180 | 383.3333 | 373.3333
54 | 2004004180 | 379 | 369
55 | 2004004180 | 372.3333 | 362.3333
56 | 2004004180 | 365.6667 | 355.6667
57 | 2004004180 | 359 | 349
58 | 2004004180 | 353.6667 | 343.6667
59 | 2004004180 | 348.3333 | 338.3333
60 | 2004004180 | 343 | 333
61 | 2004004180 | 338.3333 | 328.3333
62 | 2004004180 | 333.6667 | 323.6667
63 | 2004004180 | 329 | 319
64 | 2004004180 | 326 | 316
65 | 2004004180 | 323 | 313
66 | 2004004180 | 320 | 310
67 | 2004004180 | 318.3333 | 308.3333
68 | 2004004180 | 316.6667 | 306.6667
69 | 2004004180 | 315 | 305
70 | 2004004180 | 315.3333 | 305.3333
71 | 2004004180 | 315.6667 | 305.6667
72 | 2004004180 | 316 | 306
73 | 2004004180 | 316.3333 | 306.3333
74 | 2004004180 | 316.6667 | 306.6667
75 | 2004004180 | 317 | 307
76 | 2004004180 | 316.3333 | 306.3333
77 | 2004004180 | 315.6667 | 305.6667
78 | 2004004180 | 315 | 305
79 | 2004004180 | 314.6667 | 304.6667
80 | 2004004180 | 314.3333 | 304.3333
81 | 2004004180 | 314 | 304
82 | 2004004180 | 316.3333 | 306.3333
83 | 2004004180 | 318.6667 | 308.6667
84 | 2004004180 | 321 | 311
85 | 2004004180 | 323.3333 | 313.3333
86 | 2004004180 | 325.6667 | 315.6667
87 | 2004004180 | 328 | 318
88 | 2004004180 | 328.3333 | 318.3333
89 | 2004004180 | 328.6667 | 318.6667
90 | 2004004180 | 329 | 339
91 | 2004004180 | 329 | 339
92 | 2004004180 | 329 | 339
93 | 2004004180 | 329 | 339
94 | 2004004180 | 328.6667 | 338.6667
95 | 2004004180 | 328.3333 | 338.3333
96 | 2004004180 | 328 | 338
97 | 2004004180 | 327.6667 | 337.6667
98 | 2004004180 | 327.3333 | 337.3333
99 | 2004004180 | 327 | 337
100 | 2004004180 | 328.6667 | 338.6667
101 | 2004004180 | 330.3333 | 340.3333
102 | 2004004180 | 332 | 342
103 | 2004004180 | 334.3333 | 344.3333
104 | 2004004180 | 336.6667 | 346.6667
105 | 2004004180 | 339 | 349
106 | 2004004180 | 339.3333 | 349.3333
107 | 2004004180 | 339.6667 | 349.6667
108 | 2004004180 | 340 | 350
109 | 2004004180 | 342.3333 | 352.3333
110 | 2004004180 | 344.6667 | 354.6667
111 | 2004004180 | 347 | 357
112 | 2004004180 | 349.6667 | 359.6667
113 | 2004004180 | 352.3333 | 362.3333
114 | 2004004180 | 355 | 365
115 | 2004004180 | 360.3333 | 370.3333
116 | 2004004180 | 365.6667 | 375.6667
117 | 2004004180 | 371 | 381
118 | 2004004180 | 373.6667 | 383.6667
119 | 2004004180 | 376.3333 | 386.3333
120 | 2004004180 | 379 | 389
121 | 2004004180 | 383.3333 | 393.3333
122 | 2004004180 | 387.6667 | 377.6667
123 | 2004004180 | 392 | 382
124 | 2004004180 | 395.3333 | 385.3333
125 | 2004004180 | 398.6667 | 388.6667
126 | 2004004180 | 402 | 392
127 | 2004004180 | 404.3333 | 394.3333
128 | 2004004180 | 406.6667 | 396.6667
129 | 2004004180 | 409 | 399
130 | 2004004180 | 409 | 399
131 | 2004004180 | 409 | 399
132 | 2004004180 | 409 | 399
133 | 2004004180 | 408.3333 | 398.3333
134 | 2004004180 | 407.6667 | 397.6667
135 | 2004004180 | 407 | 397
136 | 2004004180 | 407 | 397
137 | 2004004180 | 407 | 397
138 | 2004004180 | 407 | 397
139 | 2004004180 | 407 | 397
140 | 2004004180 | 407 | 397
141 | 2004004180 | 407 | 397
142 | 2004004180 | 406 | 396
143 | 2004004180 | 405 | 395
0 | 2015004820 | 343 | 333
1 | 2015004820 | 344 | 334
2 | 2015004820 | 345 | 335
3 | 2015004820 | 346 | 336
4 | 2015004820 | 348 | 338
5 | 2015004820 | 350 | 340
6 | 2015004820 | 352 | 342
7 | 2015004820 | 353 | 343
8 | 2015004820 | 354 | 344
9 | 2015004820 | 355 | 345
10 | 2015004820 | 356.6667 | 346.6667
11 | 2015004820 | 358.3333 | 348.3333
12 | 2015004820 | 360 | 350
13 | 2015004820 | 363.6667 | 353.6667
14 | 2015004820 | 367.3333 | 357.3333
15 | 2015004820 | 371 | 361
16 | 2015004820 | 373.3333 | 363.3333
17 | 2015004820 | 375.6667 | 365.6667
18 | 2015004820 | 378 | 368
19 | 2015004820 | 378.6667 | 368.6667
20 | 2015004820 | 379.3333 | 369.3333
21 | 2015004820 | 380 | 370
22 | 2015004820 | 381.3333 | 371.3333
23 | 2015004820 | 382.6667 | 372.6667
24 | 2015004820 | 384 | 374
25 | 2015004820 | 385.3333 | 375.3333
26 | 2015004820 | 386.6667 | 376.6667
27 | 2015004820 | 388 | 378
28 | 2015004820 | 387 | 377
29 | 2015004820 | 386 | 376
30 | 2015004820 | 385 | 375
31 | 2015004820 | 383 | 373
32 | 2015004820 | 381 | 371
33 | 2015004820 | 379 | 369
34 | 2015004820 | 378.3333 | 368.3333
35 | 2015004820 | 377.6667 | 367.6667
36 | 2015004820 | 377 | 367
37 | 2015004820 | 377.3333 | 367.3333
38 | 2015004820 | 377.6667 | 367.6667
39 | 2015004820 | 378 | 368
40 | 2015004820 | 379.6667 | 369.6667
41 | 2015004820 | 381.3333 | 371.3333
42 | 2015004820 | 383 | 373
43 | 2015004820 | 385.3333 | 375.3333
44 | 2015004820 | 387.6667 | 377.6667
45 | 2015004820 | 390 | 380
46 | 2015004820 | 391.3333 | 381.3333
47 | 2015004820 | 392.6667 | 382.6667
48 | 2015004820 | 394 | 384
49 | 2015004820 | 393.3333 | 383.3333
50 | 2015004820 | 392.6667 | 382.6667
51 | 2015004820 | 392 | 382
52 | 2015004820 | 387.6667 | 377.6667
53 | 2015004820 | 383.3333 | 373.3333
54 | 2015004820 | 379 | 369
55 | 2015004820 | 372.3333 | 362.3333
56 | 2015004820 | 365.6667 | 355.6667
57 | 2015004820 | 359 | 349
58 | 2015004820 | 353.6667 | 343.6667
59 | 2015004820 | 348.3333 | 338.3333
60 | 2015004820 | 343 | 333
61 | 2015004820 | 338.3333 | 328.3333
62 | 2015004820 | 333.6667 | 323.6667
63 | 2015004820 | 329 | 319
64 | 2015004820 | 326 | 316
65 | 2015004820 | 323 | 313
66 | 2015004820 | 320 | 310
67 | 2015004820 | 318.3333 | 308.3333
68 | 2015004820 | 316.6667 | 306.6667
69 | 2015004820 | 315 | 305
70 | 2015004820 | 315.3333 | 305.3333
71 | 2015004820 | 315.6667 | 305.6667
72 | 2015004820 | 316 | 306
73 | 2015004820 | 316.3333 | 306.3333
74 | 2015004820 | 316.6667 | 306.6667
75 | 2015004820 | 317 | 307
76 | 2015004820 | 316.3333 | 306.3333
77 | 2015004820 | 315.6667 | 305.6667
78 | 2015004820 | 315 | 305
79 | 2015004820 | 314.6667 | 304.6667
80 | 2015004820 | 314.3333 | 304.3333
81 | 2015004820 | 314 | 304
82 | 2015004820 | 316.3333 | 306.3333
83 | 2015004820 | 318.6667 | 308.6667
84 | 2015004820 | 321 | 311
85 | 2015004820 | 323.3333 | 313.3333
86 | 2015004820 | 325.6667 | 315.6667
87 | 2015004820 | 328 | 318
88 | 2015004820 | 328.3333 | 318.3333
89 | 2015004820 | 328.6667 | 318.6667
90 | 2015004820 | 329 | 339
91 | 2015004820 | 329 | 339
92 | 2015004820 | 329 | 339
93 | 2015004820 | 329 | 339
94 | 2015004820 | 328.6667 | 338.6667
95 | 2015004820 | 328.3333 | 338.3333
96 | 2015004820 | 328 | 338
97 | 2015004820 | 327.6667 | 337.6667
98 | 2015004820 | 327.3333 | 337.3333
99 | 2015004820 | 327 | 337
100 | 2015004820 | 328.6667 | 338.6667
101 | 2015004820 | 330.3333 | 340.3333
102 | 2015004820 | 332 | 342
103 | 2015004820 | 334.3333 | 344.3333
104 | 2015004820 | 336.6667 | 346.6667
105 | 2015004820 | 339 | 349
106 | 2015004820 | 339.3333 | 349.3333
107 | 2015004820 | 339.6667 | 349.6667
108 | 2015004820 | 340 | 350
109 | 2015004820 | 342.3333 | 352.3333
110 | 2015004820 | 344.6667 | 354.6667
111 | 2015004820 | 347 | 357
112 | 2015004820 | 349.6667 | 359.6667
113 | 2015004820 | 352.3333 | 362.3333
114 | 2015004820 | 355 | 365
115 | 2015004820 | 360.3333 | 370.3333
116 | 2015004820 | 365.6667 | 375.6667
117 | 2015004820 | 371 | 381
118 | 2015004820 | 373.6667 | 383.6667
119 | 2015004820 | 376.3333 | 386.3333
120 | 2015004820 | 379 | 389
121 | 2015004820 | 383.3333 | 393.3333
122 | 2015004820 | 387.6667 | 377.6667
123 | 2015004820 | 392 | 382
124 | 2015004820 | 395.3333 | 385.3333
125 | 2015004820 | 398.6667 | 388.6667
126 | 2015004820 | 402 | 392
127 | 2015004820 | 404.3333 | 394.3333
128 | 2015004820 | 406.6667 | 396.6667
129 | 2015004820 | 409 | 399
130 | 2015004820 | 409 | 399
131 | 2015004820 | 409 | 399
132 | 2015004820 | 409 | 399
133 | 2015004820 | 408.3333 | 398.3333
134 | 2015004820 | 407.6667 | 397.6667
135 | 2015004820 | 407 | 397
136 | 2015004820 | 407 | 397
137 | 2015004820 | 407 | 397
138 | 2015004820 | 407 | 397
139 | 2015004820 | 407 | 397
140 | 2015004820 | 407 | 397
141 | 2015004820 | 407 | 397
142 | 2015004820 | 406 | 396
143 | 2015004820 | 405 | 395
0 | 2008007202 | 343 | 333
1 | 2008007202 | 344 | 334
2 | 2008007202 | 345 | 335
3 | 2008007202 | 346 | 336
4 | 2008007202 | 348 | 338
5 | 2008007202 | 350 | 340
6 | 2008007202 | 352 | 342
7 | 2008007202 | 353 | 343
8 | 2008007202 | 354 | 344
9 | 2008007202 | 355 | 345
10 | 2008007202 | 356.6667 | 346.6667
11 | 2008007202 | 358.3333 | 348.3333
12 | 2008007202 | 360 | 350
13 | 2008007202 | 363.6667 | 353.6667
14 | 2008007202 | 367.3333 | 357.3333
15 | 2008007202 | 371 | 361
16 | 2008007202 | 373.3333 | 363.3333
17 | 2008007202 | 375.6667 | 365.6667
18 | 2008007202 | 378 | 368
19 | 2008007202 | 378.6667 | 368.6667
20 | 2008007202 | 379.3333 | 369.3333
21 | 2008007202 | 380 | 370
22 | 2008007202 | 381.3333 | 371.3333
23 | 2008007202 | 382.6667 | 372.6667
24 | 2008007202 | 384 | 374
25 | 2008007202 | 385.3333 | 375.3333
26 | 2008007202 | 386.6667 | 376.6667
27 | 2008007202 | 388 | 378
28 | 2008007202 | 387 | 377
29 | 2008007202 | 386 | 376
30 | 2008007202 | 385 | 375
31 | 2008007202 | 383 | 373
32 | 2008007202 | 381 | 371
33 | 2008007202 | 379 | 369
34 | 2008007202 | 378.3333 | 368.3333
35 | 2008007202 | 377.6667 | 367.6667
36 | 2008007202 | 377 | 367
37 | 2008007202 | 377.3333 | 367.3333
38 | 2008007202 | 377.6667 | 367.6667
39 | 2008007202 | 378 | 368
40 | 2008007202 | 379.6667 | 369.6667
41 | 2008007202 | 381.3333 | 371.3333
42 | 2008007202 | 383 | 373
43 | 2008007202 | 385.3333 | 375.3333
44 | 2008007202 | 387.6667 | 377.6667
45 | 2008007202 | 390 | 380
46 | 2008007202 | 391.3333 | 381.3333
47 | 2008007202 | 392.6667 | 382.6667
48 | 2008007202 | 394 | 384
49 | 2008007202 | 393.3333 | 383.3333
50 | 2008007202 | 392.6667 | 382.6667
51 | 2008007202 | 392 | 382
52 | 2008007202 | 387.6667 | 377.6667
53 | 2008007202 | 383.3333 | 373.3333
54 | 2008007202 | 379 | 369
55 | 2008007202 | 372.3333 | 362.3333
56 | 2008007202 | 365.6667 | 355.6667
57 | 2008007202 | 359 | 349
58 | 2008007202 | 353.6667 | 343.6667
59 | 2008007202 | 348.3333 | 338.3333
60 | 2008007202 | 343 | 333
61 | 2008007202 | 338.3333 | 328.3333
62 | 2008007202 | 333.6667 | 323.6667
63 | 2008007202 | 329 | 319
64 | 2008007202 | 326 | 316
65 | 2008007202 | 323 | 313
66 | 2008007202 | 320 | 310
67 | 2008007202 | 318.3333 | 308.3333
68 | 2008007202 | 316.6667 | 306.6667
69 | 2008007202 | 315 | 305
70 | 2008007202 | 315.3333 | 305.3333
71 | 2008007202 | 315.6667 | 305.6667
72 | 2008007202 | 316 | 306
73 | 2008007202 | 316.3333 | 306.3333
74 | 2008007202 | 316.6667 | 306.6667
75 | 2008007202 | 317 | 307
76 | 2008007202 | 316.3333 | 306.3333
77 | 2008007202 | 315.6667 | 305.6667
78 | 2008007202 | 315 | 305
79 | 2008007202 | 314.6667 | 304.6667
80 | 2008007202 | 314.3333 | 304.3333
81 | 2008007202 | 314 | 304
82 | 2008007202 | 316.3333 | 306.3333
83 | 2008007202 | 318.6667 | 308.6667
84 | 2008007202 | 321 | 311
85 | 2008007202 | 323.3333 | 313.3333
86 | 2008007202 | 325.6667 | 315.6667
87 | 2008007202 | 328 | 318
88 | 2008007202 | 328.3333 | 318.3333
89 | 2008007202 | 328.6667 | 318.6667
90 | 2008007202 | 329 | 339
91 | 2008007202 | 329 | 339
92 | 2008007202 | 329 | 339
93 | 2008007202 | 329 | 339
94 | 2008007202 | 328.6667 | 338.6667
95 | 2008007202 | 328.3333 | 338.3333
96 | 2008007202 | 328 | 338
97 | 2008007202 | 327.6667 | 337.6667
98 | 2008007202 | 327.3333 | 337.3333
99 | 2008007202 | 327 | 337
100 | 2008007202 | 328.6667 | 338.6667
101 | 2008007202 | 330.3333 | 340.3333
102 | 2008007202 | 332 | 342
103 | 2008007202 | 334.3333 | 344.3333
104 | 2008007202 | 336.6667 | 346.6667
105 | 2008007202 | 339 | 349
106 | 2008007202 | 339.3333 | 349.3333
107 | 2008007202 | 339.6667 | 349.6667
108 | 2008007202 | 340 | 350
109 | 2008007202 | 342.3333 | 352.3333
110 | 2008007202 | 344.6667 | 354.6667
111 | 2008007202 | 347 | 357
112 | 2008007202 | 349.6667 | 359.6667
113 | 2008007202 | 352.3333 | 362.3333
114 | 2008007202 | 355 | 365
115 | 2008007202 | 360.3333 | 370.3333
116 | 2008007202 | 365.6667 | 375.6667
117 | 2008007202 | 371 | 381
118 | 2008007202 | 373.6667 | 383.6667
119 | 2008007202 | 376.3333 | 386.3333
120 | 2008007202 | 379 | 389
121 | 2008007202 | 383.3333 | 393.3333
122 | 2008007202 | 387.6667 | 377.6667
123 | 2008007202 | 392 | 382
124 | 2008007202 | 395.3333 | 385.3333
125 | 2008007202 | 398.6667 | 388.6667
126 | 2008007202 | 402 | 392
127 | 2008007202 | 404.3333 | 394.3333
128 | 2008007202 | 406.6667 | 396.6667
129 | 2008007202 | 409 | 399
130 | 2008007202 | 409 | 399
131 | 2008007202 | 409 | 399
132 | 2008007202 | 409 | 399
133 | 2008007202 | 408.3333 | 398.3333
134 | 2008007202 | 407.6667 | 397.6667
135 | 2008007202 | 407 | 397
136 | 2008007202 | 407 | 397
137 | 2008007202 | 407 | 397
138 | 2008007202 | 407 | 397
139 | 2008007202 | 407 | 397
140 | 2008007202 | 407 | 397
141 | 2008007202 | 407 | 397
142 | 2008007202 | 406 | 396
143 | 2008007202 | 405 | 395
0 | 2010008325 | 343 | 333
1 | 2010008325 | 344 | 334
2 | 2010008325 | 345 | 335
3 | 2010008325 | 346 | 336
4 | 2010008325 | 348 | 338
5 | 2010008325 | 350 | 340
6 | 2010008325 | 352 | 342
7 | 2010008325 | 353 | 343
8 | 2010008325 | 354 | 344
9 | 2010008325 | 355 | 345
10 | 2010008325 | 356.6667 | 346.6667
11 | 2010008325 | 358.3333 | 348.3333
12 | 2010008325 | 360 | 350
13 | 2010008325 | 363.6667 | 353.6667
14 | 2010008325 | 367.3333 | 357.3333
15 | 2010008325 | 371 | 361
16 | 2010008325 | 373.3333 | 363.3333
17 | 2010008325 | 375.6667 | 365.6667
18 | 2010008325 | 378 | 368
19 | 2010008325 | 378.6667 | 368.6667
20 | 2010008325 | 379.3333 | 369.3333
21 | 2010008325 | 380 | 370
22 | 2010008325 | 381.3333 | 371.3333
23 | 2010008325 | 382.6667 | 372.6667
24 | 2010008325 | 384 | 374
25 | 2010008325 | 385.3333 | 375.3333
26 | 2010008325 | 386.6667 | 376.6667
27 | 2010008325 | 388 | 378
28 | 2010008325 | 387 | 377
29 | 2010008325 | 386 | 376
30 | 2010008325 | 385 | 375
31 | 2010008325 | 383 | 373
32 | 2010008325 | 381 | 371
33 | 2010008325 | 379 | 369
34 | 2010008325 | 378.3333 | 368.3333
35 | 2010008325 | 377.6667 | 367.6667
36 | 2010008325 | 377 | 367
37 | 2010008325 | 377.3333 | 367.3333
38 | 2010008325 | 377.6667 | 367.6667
39 | 2010008325 | 378 | 368
40 | 2010008325 | 379.6667 | 369.6667
41 | 2010008325 | 381.3333 | 371.3333
42 | 2010008325 | 383 | 373
43 | 2010008325 | 385.3333 | 375.3333
44 | 2010008325 | 387.6667 | 377.6667
45 | 2010008325 | 390 | 380
46 | 2010008325 | 391.3333 | 381.3333
47 | 2010008325 | 392.6667 | 382.6667
48 | 2010008325 | 394 | 384
49 | 2010008325 | 393.3333 | 383.3333
50 | 2010008325 | 392.6667 | 382.6667
51 | 2010008325 | 392 | 382
52 | 2010008325 | 387.6667 | 377.6667
53 | 2010008325 | 383.3333 | 373.3333
54 | 2010008325 | 379 | 369
55 | 2010008325 | 372.3333 | 362.3333
56 | 2010008325 | 365.6667 | 355.6667
57 | 2010008325 | 359 | 349
58 | 2010008325 | 353.6667 | 343.6667
59 | 2010008325 | 348.3333 | 338.3333
60 | 2010008325 | 343 | 333
61 | 2010008325 | 338.3333 | 328.3333
62 | 2010008325 | 333.6667 | 323.6667
63 | 2010008325 | 329 | 319
64 | 2010008325 | 326 | 316
65 | 2010008325 | 323 | 313
66 | 2010008325 | 320 | 310
67 | 2010008325 | 318.3333 | 308.3333
68 | 2010008325 | 316.6667 | 306.6667
69 | 2010008325 | 315 | 305
70 | 2010008325 | 315.3333 | 305.3333
71 | 2010008325 | 315.6667 | 305.6667
72 | 2010008325 | 316 | 306
73 | 2010008325 | 316.3333 | 306.3333
74 | 2010008325 | 316.6667 | 306.6667
75 | 2010008325 | 317 | 307
76 | 2010008325 | 316.3333 | 306.3333
77 | 2010008325 | 315.6667 | 305.6667
78 | 2010008325 | 315 | 305
79 | 2010008325 | 314.6667 | 304.6667
80 | 2010008325 | 314.3333 | 304.3333
81 | 2010008325 | 314 | 304
82 | 2010008325 | 316.3333 | 306.3333
83 | 2010008325 | 318.6667 | 308.6667
84 | 2010008325 | 321 | 311
85 | 2010008325 | 323.3333 | 313.3333
86 | 2010008325 | 325.6667 | 315.6667
87 | 2010008325 | 328 | 318
88 | 2010008325 | 328.3333 | 318.3333
89 | 2010008325 | 328.6667 | 318.6667
90 | 2010008325 | 329 | 339
91 | 2010008325 | 329 | 339
92 | 2010008325 | 329 | 339
93 | 2010008325 | 329 | 339
94 | 2010008325 | 328.6667 | 338.6667
95 | 2010008325 | 328.3333 | 338.3333
96 | 2010008325 | 328 | 338
97 | 2010008325 | 327.6667 | 337.6667
98 | 2010008325 | 327.3333 | 337.3333
99 | 2010008325 | 327 | 337
100 | 2010008325 | 328.6667 | 338.6667
101 | 2010008325 | 330.3333 | 340.3333
102 | 2010008325 | 332 | 342
103 | 2010008325 | 334.3333 | 344.3333
104 | 2010008325 | 336.6667 | 346.6667
105 | 2010008325 | 339 | 349
106 | 2010008325 | 339.3333 | 349.3333
107 | 2010008325 | 339.6667 | 349.6667
108 | 2010008325 | 340 | 350
109 | 2010008325 | 342.3333 | 352.3333
110 | 2010008325 | 344.6667 | 354.6667
111 | 2010008325 | 347 | 357
112 | 2010008325 | 349.6667 | 359.6667
113 | 2010008325 | 352.3333 | 362.3333
114 | 2010008325 | 355 | 365
115 | 2010008325 | 360.3333 | 370.3333
116 | 2010008325 | 365.6667 | 375.6667
117 | 2010008325 | 371 | 381
118 | 2010008325 | 373.6667 | 383.6667
119 | 2010008325 | 376.3333 | 386.3333
120 | 2010008325 | 379 | 389
121 | 2010008325 | 383.3333 | 393.3333
122 | 2010008325 | 387.6667 | 377.6667
123 | 2010008325 | 392 | 382
124 | 2010008325 | 395.3333 | 385.3333
125 | 2010008325 | 398.6667 | 388.6667
126 | 2010008325 | 402 | 392
127 | 2010008325 | 404.3333 | 394.3333
128 | 2010008325 | 406.6667 | 396.6667
129 | 2010008325 | 409 | 399
130 | 2010008325 | 409 | 399
131 | 2010008325 | 409 | 399
132 | 2010008325 | 409 | 399
133 | 2010008325 | 408.3333 | 398.3333
134 | 2010008325 | 407.6667 | 397.6667
135 | 2010008325 | 407 | 397
136 | 2010008325 | 407 | 397
137 | 2010008325 | 407 | 397
138 | 2010008325 | 407 | 397
139 | 2010008325 | 407 | 397
140 | 2010008325 | 407 | 397
141 | 2010008325 | 407 | 397
142 | 2010008325 | 406 | 396
143 | 2010008325 | 405 | 395
0 | 2002008973 | 343 | 333
1 | 2002008973 | 344 | 334
2 | 2002008973 | 345 | 335
3 | 2002008973 | 346 | 336
4 | 2002008973 | 348 | 338
5 | 2002008973 | 350 | 340
6 | 2002008973 | 352 | 342
7 | 2002008973 | 353 | 343
8 | 2002008973 | 354 | 344
9 | 2002008973 | 355 | 345
10 | 2002008973 | 356.6667 | 346.6667
11 | 2002008973 | 358.3333 | 348.3333
12 | 2002008973 | 360 | 350
13 | 2002008973 | 363.6667 | 353.6667
14 | 2002008973 | 367.3333 | 357.3333
15 | 2002008973 | 371 | 361
16 | 2002008973 | 373.3333 | 363.3333
17 | 2002008973 | 375.6667 | 365.6667
18 | 2002008973 | 378 | 368
19 | 2002008973 | 378.6667 | 368.6667
20 | 2002008973 | 379.3333 | 369.3333
21 | 2002008973 | 380 | 370
22 | 2002008973 | 381.3333 | 371.3333
23 | 2002008973 | 382.6667 | 372.6667
24 | 2002008973 | 384 | 374
25 | 2002008973 | 385.3333 | 375.3333
26 | 2002008973 | 386.6667 | 376.6667
27 | 2002008973 | 388 | 378
28 | 2002008973 | 387 | 377
29 | 2002008973 | 386 | 376
30 | 2002008973 | 385 | 375
31 | 2002008973 | 383 | 373
32 | 2002008973 | 381 | 371
33 | 2002008973 | 379 | 369
34 | 2002008973 | 378.3333 | 368.3333
35 | 2002008973 | 377.6667 | 367.6667
36 | 2002008973 | 377 | 367
37 | 2002008973 | 377.3333 | 367.3333
38 | 2002008973 | 377.6667 | 367.6667
39 | 2002008973 | 378 | 368
40 | 2002008973 | 379.6667 | 369.6667
41 | 2002008973 | 381.3333 | 371.3333
42 | 2002008973 | 383 | 373
43 | 2002008973 | 385.3333 | 375.3333
44 | 2002008973 | 387.6667 | 377.6667
45 | 2002008973 | 390 | 380
46 | 2002008973 | 391.3333 | 381.3333
47 | 2002008973 | 392.6667 | 382.6667
48 | 2002008973 | 394 | 384
49 | 2002008973 | 393.3333 | 383.3333
50 | 2002008973 | 392.6667 | 382.6667
51 | 2002008973 | 392 | 382
52 | 2002008973 | 387.6667 | 377.6667
53 | 2002008973 | 383.3333 | 373.3333
54 | 2002008973 | 379 | 369
55 | 2002008973 | 372.3333 | 362.3333
56 | 2002008973 | 365.6667 | 355.6667
57 | 2002008973 | 359 | 349
58 | 2002008973 | 353.6667 | 343.6667
59 | 2002008973 | 348.3333 | 338.3333
60 | 2002008973 | 343 | 333
61 | 2002008973 | 338.3333 | 328.3333
62 | 2002008973 | 333.6667 | 323.6667
63 | 2002008973 | 329 | 319
64 | 2002008973 | 326 | 316
65 | 2002008973 | 323 | 313
66 | 2002008973 | 320 | 310
67 | 2002008973 | 318.3333 | 308.3333
68 | 2002008973 | 316.6667 | 306.6667
69 | 2002008973 | 315 | 305
70 | 2002008973 | 315.3333 | 305.3333
71 | 2002008973 | 315.6667 | 305.6667
72 | 2002008973 | 316 | 306
73 | 2002008973 | 316.3333 | 306.3333
74 | 2002008973 | 316.6667 | 306.6667
75 | 2002008973 | 317 | 307
76 | 2002008973 | 316.3333 | 306.3333
77 | 2002008973 | 315.6667 | 305.6667
78 | 2002008973 | 315 | 305
79 | 2002008973 | 314.6667 | 304.6667
80 | 2002008973 | 314.3333 | 304.3333
81 | 2002008973 | 314 | 304
82 | 2002008973 | 316.3333 | 306.3333
83 | 2002008973 | 318.6667 | 308.6667
84 | 2002008973 | 321 | 311
85 | 2002008973 | 323.3333 | 313.3333
86 | 2002008973 | 325.6667 | 315.6667
87 | 2002008973 | 328 | 318
88 | 2002008973 | 328.3333 | 318.3333
89 | 2002008973 | 328.6667 | 318.6667
90 | 2002008973 | 329 | 339
91 | 2002008973 | 329 | 339
92 | 2002008973 | 329 | 339
93 | 2002008973 | 329 | 339
94 | 2002008973 | 328.6667 | 338.6667
95 | 2002008973 | 328.3333 | 338.3333
96 | 2002008973 | 328 | 338
97 | 2002008973 | 327.6667 | 337.6667
98 | 2002008973 | 327.3333 | 337.3333
99 | 2002008973 | 327 | 337
100 | 2002008973 | 328.6667 | 338.6667
101 | 2002008973 | 330.3333 | 340.3333
102 | 2002008973 | 332 | 342
103 | 2002008973 | 334.3333 | 344.3333
104 | 2002008973 | 336.6667 | 346.6667
105 | 2002008973 | 339 | 349
106 | 2002008973 | 339.3333 | 349.3333
107 | 2002008973 | 339.6667 | 349.6667
108 | 2002008973 | 340 | 350
109 | 2002008973 | 342.3333 | 352.3333
110 | 2002008973 | 344.6667 | 354.6667
111 | 2002008973 | 347 | 357
112 | 2002008973 | 349.6667 | 359.6667
113 | 2002008973 | 352.3333 | 362.3333
114 | 2002008973 | 355 | 365
115 | 2002008973 | 360.3333 | 370.3333
116 | 2002008973 | 365.6667 | 375.6667
117 | 2002008973 | 371 | 381
118 | 2002008973 | 373.6667 | 383.6667
119 | 2002008973 | 376.3333 | 386.3333
120 | 2002008973 | 379 | 389
121 | 2002008973 | 383.3333 | 393.3333
122 | 2002008973 | 387.6667 | 377.6667
123 | 2002008973 | 392 | 382
124 | 2002008973 | 395.3333 | 385.3333
125 | 2002008973 | 398.6667 | 388.6667
126 | 2002008973 | 402 | 392
127 | 2002008973 | 404.3333 | 394.3333
128 | 2002008973 | 406.6667 | 396.6667
129 | 2002008973 | 409 | 399
130 | 2002008973 | 409 | 399
131 | 2002008973 | 409 | 399
132 | 2002008973 | 409 | 399
133 | 2002008973 | 408.3333 | 398.3333
134 | 2002008973 | 407.6667 | 397.6667
135 | 2002008973 | 407 | 397
136 | 2002008973 | 407 | 397
137 | 2002008973 | 407 | 397
138 | 2002008973 | 407 | 397
139 | 2002008973 | 407 | 397
140 | 2002008973 | 407 | 397
141 | 2002008973 | 407 | 397
142 | 2002008973 | 406 | 396
143 | 2002008973 | 405 | 395
0 | 2002000752 | 343 | 333
1 | 2002000752 | 344 | 334
2 | 2002000752 | 345 | 335
3 | 2002000752 | 346 | 336
4 | 2002000752 | 348 | 338
5 | 2002000752 | 350 | 340
6 | 2002000752 | 352 | 342
7 | 2002000752 | 353 | 343
8 | 2002000752 | 354 | 344
9 | 2002000752 | 355 | 345
10 | 2002000752 | 356.6667 | 346.6667
11 | 2002000752 | 358.3333 | 348.3333
12 | 2002000752 | 360 | 350
13 | 2002000752 | 363.6667 | 353.6667
14 | 2002000752 | 367.3333 | 357.3333
15 | 2002000752 | 371 | 361
16 | 2002000752 | 373.3333 | 363.3333
17 | 2002000752 | 375.6667 | 365.6667
18 | 2002000752 | 378 | 368
19 | 2002000752 | 378.6667 | 368.6667
20 | 2002000752 | 379.3333 | 369.3333
21 | 2002000752 | 380 | 370
22 | 2002000752 | 381.3333 | 371.3333
23 | 2002000752 | 382.6667 | 372.6667
24 | 2002000752 | 384 | 374
25 | 2002000752 | 385.3333 | 375.3333
26 | 2002000752 | 386.6667 | 376.6667
27 | 2002000752 | 388 | 378
28 | 2002000752 | 387 | 377
29 | 2002000752 | 386 | 376
30 | 2002000752 | 385 | 375
31 | 2002000752 | 383 | 373
32 | 2002000752 | 381 | 371
33 | 2002000752 | 379 | 369
34 | 2002000752 | 378.3333 | 368.3333
35 | 2002000752 | 377.6667 | 367.6667
36 | 2002000752 | 377 | 367
37 | 2002000752 | 377.3333 | 367.3333
38 | 2002000752 | 377.6667 | 367.6667
39 | 2002000752 | 378 | 368
40 | 2002000752 | 379.6667 | 369.6667
41 | 2002000752 | 381.3333 | 371.3333
42 | 2002000752 | 383 | 373
43 | 2002000752 | 385.3333 | 375.3333
44 | 2002000752 | 387.6667 | 377.6667
45 | 2002000752 | 390 | 380
46 | 2002000752 | 391.3333 | 381.3333
47 | 2002000752 | 392.6667 | 382.6667
48 | 2002000752 | 394 | 384
49 | 2002000752 | 393.3333 | 383.3333
50 | 2002000752 | 392.6667 | 382.6667
51 | 2002000752 | 392 | 382
52 | 2002000752 | 387.6667 | 377.6667
53 | 2002000752 | 383.3333 | 373.3333
54 | 2002000752 | 379 | 369
55 | 2002000752 | 372.3333 | 362.3333
56 | 2002000752 | 365.6667 | 355.6667
57 | 2002000752 | 359 | 349
58 | 2002000752 | 353.6667 | 343.6667
59 | 2002000752 | 348.3333 | 338.3333
60 | 2002000752 | 343 | 333
61 | 2002000752 | 338.3333 | 328.3333
62 | 2002000752 | 333.6667 | 323.6667
63 | 2002000752 | 329 | 319
64 | 2002000752 | 326 | 316
65 | 2002000752 | 323 | 313
66 | 2002000752 | 320 | 310
67 | 2002000752 | 318.3333 | 308.3333
68 | 2002000752 | 316.6667 | 306.6667
69 | 2002000752 | 315 | 305
70 | 2002000752 | 315.3333 | 305.3333
71 | 2002000752 | 315.6667 | 305.6667
72 | 2002000752 | 316 | 306
73 | 2002000752 | 316.3333 | 306.3333
74 | 2002000752 | 316.6667 | 306.6667
75 | 2002000752 | 317 | 307
76 | 2002000752 | 316.3333 | 306.3333
77 | 2002000752 | 315.6667 | 305.6667
78 | 2002000752 | 315 | 305
79 | 2002000752 | 314.6667 | 304.6667
80 | 2002000752 | 314.3333 | 304.3333
81 | 2002000752 | 314 | 304
82 | 2002000752 | 316.3333 | 306.3333
83 | 2002000752 | 318.6667 | 308.6667
84 | 2002000752 | 321 | 311
85 | 2002000752 | 323.3333 | 313.3333
86 | 2002000752 | 325.6667 | 315.6667
87 | 2002000752 | 328 | 318
88 | 2002000752 | 328.3333 | 318.3333
89 | 2002000752 | 328.6667 | 318.6667
90 | 2002000752 | 329 | 339
91 | 2002000752 | 329 | 339
92 | 2002000752 | 329 | 339
93 | 2002000752 | 329 | 339
94 | 2002000752 | 328.6667 | 338.6667
95 | 2002000752 | 328.3333 | 338.3333
96 | 2002000752 | 328 | 338
97 | 2002000752 | 327.6667 | 337.6667
98 | 2002000752 | 327.3333 | 337.3333
99 | 2002000752 | 327 | 337
100 | 2002000752 | 328.6667 | 338.6667
101 | 2002000752 | 330.3333 | 340.3333
102 | 2002000752 | 332 | 342
103 | 2002000752 | 334.3333 | 344.3333
104 | 2002000752 | 336.6667 | 346.6667
105 | 2002000752 | 339 | 349
106 | 2002000752 | 339.3333 | 349.3333
107 | 2002000752 | 339.6667 | 349.6667
108 | 2002000752 | 340 | 350
109 | 2002000752 | 342.3333 | 352.3333
110 | 2002000752 | 344.6667 | 354.6667
111 | 2002000752 | 347 | 357
112 | 2002000752 | 349.6667 | 359.6667
113 | 2002000752 | 352.3333 | 362.3333
114 | 2002000752 | 355 | 365
115 | 2002000752 | 360.3333 | 370.3333
116 | 2002000752 | 365.6667 | 375.6667
117 | 2002000752 | 371 | 381
118 | 2002000752 | 373.6667 | 383.6667
119 | 2002000752 | 376.3333 | 386.3333
120 | 2002000752 | 379 | 389
121 | 2002000752 | 383.3333 | 393.3333
122 | 2002000752 | 387.6667 | 377.6667
123 | 2002000752 | 392 | 382
124 | 2002000752 | 395.3333 | 385.3333
125 | 2002000752 | 398.6667 | 388.6667
126 | 2002000752 | 402 | 392
127 | 2002000752 | 404.3333 | 394.3333
128 | 2002000752 | 406.6667 | 396.6667
129 | 2002000752 | 409 | 399
130 | 2002000752 | 409 | 399
131 | 2002000752 | 409 | 399
132 | 2002000752 | 409 | 399
133 | 2002000752 | 408.3333 | 398.3333
134 | 2002000752 | 407.6667 | 397.6667
135 | 2002000752 | 407 | 397
136 | 2002000752 | 407 | 397
137 | 2002000752 | 407 | 397
138 | 2002000752 | 407 | 397
139 | 2002000752 | 407 | 397
140 | 2002000752 | 407 | 397
141 | 2002000752 | 407 | 397
142 | 2002000752 | 406 | 396
143 | 2002000752 | 405 | 395
0 | 2002005677 | 343 | 333
1 | 2002005677 | 344 | 334
2 | 2002005677 | 345 | 335
3 | 2002005677 | 346 | 336
4 | 2002005677 | 348 | 338
5 | 2002005677 | 350 | 340
6 | 2002005677 | 352 | 342
7 | 2002005677 | 353 | 343
8 | 2002005677 | 354 | 344
9 | 2002005677 | 355 | 345
10 | 2002005677 | 356.6667 | 346.6667
11 | 2002005677 | 358.3333 | 348.3333
12 | 2002005677 | 360 | 350
13 | 2002005677 | 363.6667 | 353.6667
14 | 2002005677 | 367.3333 | 357.3333
15 | 2002005677 | 371 | 361
16 | 2002005677 | 373.3333 | 363.3333
17 | 2002005677 | 375.6667 | 365.6667
18 | 2002005677 | 378 | 368
19 | 2002005677 | 378.6667 | 368.6667
20 | 2002005677 | 379.3333 | 369.3333
21 | 2002005677 | 380 | 370
22 | 2002005677 | 381.3333 | 371.3333
23 | 2002005677 | 382.6667 | 372.6667
24 | 2002005677 | 384 | 374
25 | 2002005677 | 385.3333 | 375.3333
26 | 2002005677 | 386.6667 | 376.6667
27 | 2002005677 | 388 | 378
28 | 2002005677 | 387 | 377
29 | 2002005677 | 386 | 376
30 | 2002005677 | 385 | 375
31 | 2002005677 | 383 | 373
32 | 2002005677 | 381 | 371
33 | 2002005677 | 379 | 369
34 | 2002005677 | 378.3333 | 368.3333
35 | 2002005677 | 377.6667 | 367.6667
36 | 2002005677 | 377 | 367
37 | 2002005677 | 377.3333 | 367.3333
38 | 2002005677 | 377.6667 | 367.6667
39 | 2002005677 | 378 | 368
40 | 2002005677 | 379.6667 | 369.6667
41 | 2002005677 | 381.3333 | 371.3333
42 | 2002005677 | 383 | 373
43 | 2002005677 | 385.3333 | 375.3333
44 | 2002005677 | 387.6667 | 377.6667
45 | 2002005677 | 390 | 380
46 | 2002005677 | 391.3333 | 381.3333
47 | 2002005677 | 392.6667 | 382.6667
48 | 2002005677 | 394 | 384
49 | 2002005677 | 393.3333 | 383.3333
50 | 2002005677 | 392.6667 | 382.6667
51 | 2002005677 | 392 | 382
52 | 2002005677 | 387.6667 | 377.6667
53 | 2002005677 | 383.3333 | 373.3333
54 | 2002005677 | 379 | 369
55 | 2002005677 | 372.3333 | 362.3333
56 | 2002005677 | 365.6667 | 355.6667
57 | 2002005677 | 359 | 349
58 | 2002005677 | 353.6667 | 343.6667
59 | 2002005677 | 348.3333 | 338.3333
60 | 2002005677 | 343 | 333
61 | 2002005677 | 338.3333 | 328.3333
62 | 2002005677 | 333.6667 | 323.6667
63 | 2002005677 | 329 | 319
64 | 2002005677 | 326 | 316
65 | 2002005677 | 323 | 313
66 | 2002005677 | 320 | 310
67 | 2002005677 | 318.3333 | 308.3333
68 | 2002005677 | 316.6667 | 306.6667
69 | 2002005677 | 315 | 305
70 | 2002005677 | 315.3333 | 305.3333
71 | 2002005677 | 315.6667 | 305.6667
72 | 2002005677 | 316 | 306
73 | 2002005677 | 316.3333 | 306.3333
74 | 2002005677 | 316.6667 | 306.6667
75 | 2002005677 | 317 | 307
76 | 2002005677 | 316.3333 | 306.3333
77 | 2002005677 | 315.6667 | 305.6667
78 | 2002005677 | 315 | 305
79 | 2002005677 | 314.6667 | 304.6667
80 | 2002005677 | 314.3333 | 304.3333
81 | 2002005677 | 314 | 304
82 | 2002005677 | 316.3333 | 306.3333
83 | 2002005677 | 318.6667 | 308.6667
84 | 2002005677 | 321 | 311
85 | 2002005677 | 323.3333 | 313.3333
86 | 2002005677 | 325.6667 | 315.6667
87 | 2002005677 | 328 | 318
88 | 2002005677 | 328.3333 | 318.3333
89 | 2002005677 | 328.6667 | 318.6667
90 | 2002005677 | 329 | 339
91 | 2002005677 | 329 | 339
92 | 2002005677 | 329 | 339
93 | 2002005677 | 329 | 339
94 | 2002005677 | 328.6667 | 338.6667
95 | 2002005677 | 328.3333 | 338.3333
96 | 2002005677 | 328 | 338
97 | 2002005677 | 327.6667 | 337.6667
98 | 2002005677 | 327.3333 | 337.3333
99 | 2002005677 | 327 | 337
100 | 2002005677 | 328.6667 | 338.6667
101 | 2002005677 | 330.3333 | 340.3333
102 | 2002005677 | 332 | 342
103 | 2002005677 | 334.3333 | 344.3333
104 | 2002005677 | 336.6667 | 346.6667
105 | 2002005677 | 339 | 349
106 | 2002005677 | 339.3333 | 349.3333
107 | 2002005677 | 339.6667 | 349.6667
108 | 2002005677 | 340 | 350
109 | 2002005677 | 342.3333 | 352.3333
110 | 2002005677 | 344.6667 | 354.6667
111 | 2002005677 | 347 | 357
112 | 2002005677 | 349.6667 | 359.6667
113 | 2002005677 | 352.3333 | 362.3333
114 | 2002005677 | 355 | 365
115 | 2002005677 | 360.3333 | 370.3333
116 | 2002005677 | 365.6667 | 375.6667
117 | 2002005677 | 371 | 381
118 | 2002005677 | 373.6667 | 383.6667
119 | 2002005677 | 376.3333 | 386.3333
120 | 2002005677 | 379 | 389
121 | 2002005677 | 383.3333 | 393.3333
122 | 2002005677 | 387.6667 | 377.6667
123 | 2002005677 | 392 | 382
124 | 2002005677 | 395.3333 | 385.3333
125 | 2002005677 | 398.6667 | 388.6667
126 | 2002005677 | 402 | 392
127 | 2002005677 | 404.3333 | 394.3333
128 | 2002005677 | 406.6667 | 396.6667
129 | 2002005677 | 409 | 399
130 | 2002005677 | 409 | 399
131 | 2002005677 | 409 | 399
132 | 2002005677 | 409 | 399
133 | 2002005677 | 408.3333 | 398.3333
134 | 2002005677 | 407.6667 | 397.6667
135 | 2002005677 | 407 | 397
136 | 2002005677 | 407 | 397
137 | 2002005677 | 407 | 397
138 | 2002005677 | 407 | 397
139 | 2002005677 | 407 | 397
140 | 2002005677 | 407 | 397
141 | 2002005677 | 407 | 397
142 | 2002005677 | 406 | 396
143 | 2002005677 | 405 | 395
0 | 2008006104 | 343 | 333
1 | 2008006104 | 344 | 334
2 | 2008006104 | 345 | 335
3 | 2008006104 | 346 | 336
4 | 2008006104 | 348 | 338
5 | 2008006104 | 350 | 340
6 | 2008006104 | 352 | 342
7 | 2008006104 | 353 | 343
8 | 2008006104 | 354 | 344
9 | 2008006104 | 355 | 345
10 | 2008006104 | 356.6667 | 346.6667
11 | 2008006104 | 358.3333 | 348.3333
12 | 2008006104 | 360 | 350
13 | 2008006104 | 363.6667 | 353.6667
14 | 2008006104 | 367.3333 | 357.3333
15 | 2008006104 | 371 | 361
16 | 2008006104 | 373.3333 | 363.3333
17 | 2008006104 | 375.6667 | 365.6667
18 | 2008006104 | 378 | 368
19 | 2008006104 | 378.6667 | 368.6667
20 | 2008006104 | 379.3333 | 369.3333
21 | 2008006104 | 380 | 370
22 | 2008006104 | 381.3333 | 371.3333
23 | 2008006104 | 382.6667 | 372.6667
24 | 2008006104 | 384 | 374
25 | 2008006104 | 385.3333 | 375.3333
26 | 2008006104 | 386.6667 | 376.6667
27 | 2008006104 | 388 | 378
28 | 2008006104 | 387 | 377
29 | 2008006104 | 386 | 376
30 | 2008006104 | 385 | 375
31 | 2008006104 | 383 | 373
32 | 2008006104 | 381 | 371
33 | 2008006104 | 379 | 369
34 | 2008006104 | 378.3333 | 368.3333
35 | 2008006104 | 377.6667 | 367.6667
36 | 2008006104 | 377 | 367
37 | 2008006104 | 377.3333 | 367.3333
38 | 2008006104 | 377.6667 | 367.6667
39 | 2008006104 | 378 | 368
40 | 2008006104 | 379.6667 | 369.6667
41 | 2008006104 | 381.3333 | 371.3333
42 | 2008006104 | 383 | 373
43 | 2008006104 | 385.3333 | 375.3333
44 | 2008006104 | 387.6667 | 377.6667
45 | 2008006104 | 390 | 380
46 | 2008006104 | 391.3333 | 381.3333
47 | 2008006104 | 392.6667 | 382.6667
48 | 2008006104 | 394 | 384
49 | 2008006104 | 393.3333 | 383.3333
50 | 2008006104 | 392.6667 | 382.6667
51 | 2008006104 | 392 | 382
52 | 2008006104 | 387.6667 | 377.6667
53 | 2008006104 | 383.3333 | 373.3333
54 | 2008006104 | 379 | 369
55 | 2008006104 | 372.3333 | 362.3333
56 | 2008006104 | 365.6667 | 355.6667
57 | 2008006104 | 359 | 349
58 | 2008006104 | 353.6667 | 343.6667
59 | 2008006104 | 348.3333 | 338.3333
60 | 2008006104 | 343 | 333
61 | 2008006104 | 338.3333 | 328.3333
62 | 2008006104 | 333.6667 | 323.6667
63 | 2008006104 | 329 | 319
64 | 2008006104 | 326 | 316
65 | 2008006104 | 323 | 313
66 | 2008006104 | 320 | 310
67 | 2008006104 | 318.3333 | 308.3333
68 | 2008006104 | 316.6667 | 306.6667
69 | 2008006104 | 315 | 305
70 | 2008006104 | 315.3333 | 305.3333
71 | 2008006104 | 315.6667 | 305.6667
72 | 2008006104 | 316 | 306
73 | 2008006104 | 316.3333 | 306.3333
74 | 2008006104 | 316.6667 | 306.6667
75 | 2008006104 | 317 | 307
76 | 2008006104 | 316.3333 | 306.3333
77 | 2008006104 | 315.6667 | 305.6667
78 | 2008006104 | 315 | 305
79 | 2008006104 | 314.6667 | 304.6667
80 | 2008006104 | 314.3333 | 304.3333
81 | 2008006104 | 314 | 304
82 | 2008006104 | 316.3333 | 306.3333
83 | 2008006104 | 318.6667 | 308.6667
84 | 2008006104 | 321 | 311
85 | 2008006104 | 323.3333 | 313.3333
86 | 2008006104 | 325.6667 | 315.6667
87 | 2008006104 | 328 | 318
88 | 2008006104 | 328.3333 | 318.3333
89 | 2008006104 | 328.6667 | 318.6667
90 | 2008006104 | 329 | 339
91 | 2008006104 | 329 | 339
92 | 2008006104 | 329 | 339
93 | 2008006104 | 329 | 339
94 | 2008006104 | 328.6667 | 338.6667
95 | 2008006104 | 328.3333 | 338.3333
96 | 2008006104 | 328 | 338
97 | 2008006104 | 327.6667 | 337.6667
98 | 2008006104 | 327.3333 | 337.3333
99 | 2008006104 | 327 | 337
100 | 2008006104 | 328.6667 | 338.6667
101 | 2008006104 | 330.3333 | 340.3333
102 | 2008006104 | 332 | 342
103 | 2008006104 | 334.3333 | 344.3333
104 | 2008006104 | 336.6667 | 346.6667
105 | 2008006104 | 339 | 349
106 | 2008006104 | 339.3333 | 349.3333
107 | 2008006104 | 339.6667 | 349.6667
108 | 2008006104 | 340 | 350
109 | 2008006104 | 342.3333 | 352.3333
110 | 2008006104 | 344.6667 | 354.6667
111 | 2008006104 | 347 | 357
112 | 2008006104 | 349.6667 | 359.6667
113 | 2008006104 | 352.3333 | 362.3333
114 | 2008006104 | 355 | 365
115 | 2008006104 | 360.3333 | 370.3333
116 | 2008006104 | 365.6667 | 375.6667
117 | 2008006104 | 371 | 381
118 | 2008006104 | 373.6667 | 383.6667
119 | 2008006104 | 376.3333 | 386.3333
120 | 2008006104 | 379 | 389
121 | 2008006104 | 383.3333 | 393.3333
122 | 2008006104 | 387.6667 | 377.6667
123 | 2008006104 | 392 | 382
124 | 2008006104 | 395.3333 | 385.3333
125 | 2008006104 | 398.6667 | 388.6667
126 | 2008006104 | 402 | 392
127 | 2008006104 | 404.3333 | 394.3333
128 | 2008006104 | 406.6667 | 396.6667
129 | 2008006104 | 409 | 399
130 | 2008006104 | 409 | 399
131 | 2008006104 | 409 | 399
132 | 2008006104 | 409 | 399
133 | 2008006104 | 408.3333 | 398.3333
134 | 2008006104 | 407.6667 | 397.6667
135 | 2008006104 | 407 | 397
136 | 2008006104 | 407 | 397
137 | 2008006104 | 407 | 397
138 | 2008006104 | 407 | 397
139 | 2008006104 | 407 | 397
140 | 2008006104 | 407 | 397
141 | 2008006104 | 407 | 397
142 | 2008006104 | 406 | 396
143 | 2008006104 | 405 | 395
0 | 2005004991 | 343 | 333
1 | 2005004991 | 344 | 334
2 | 2005004991 | 345 | 335
3 | 2005004991 | 346 | 336
4 | 2005004991 | 348 | 338
5 | 2005004991 | 350 | 340
6 | 2005004991 | 352 | 342
7 | 2005004991 | 353 | 343
8 | 2005004991 | 354 | 344
9 | 2005004991 | 355 | 345
10 | 2005004991 | 356.6667 | 346.6667
11 | 2005004991 | 358.3333 | 348.3333
12 | 2005004991 | 360 | 350
13 | 2005004991 | 363.6667 | 353.6667
14 | 2005004991 | 367.3333 | 357.3333
15 | 2005004991 | 371 | 361
16 | 2005004991 | 373.3333 | 363.3333
17 | 2005004991 | 375.6667 | 365.6667
18 | 2005004991 | 378 | 368
19 | 2005004991 | 378.6667 | 368.6667
20 | 2005004991 | 379.3333 | 369.3333
21 | 2005004991 | 380 | 370
22 | 2005004991 | 381.3333 | 371.3333
23 | 2005004991 | 382.6667 | 372.6667
24 | 2005004991 | 384 | 374
25 | 2005004991 | 385.3333 | 375.3333
26 | 2005004991 | 386.6667 | 376.6667
27 | 2005004991 | 388 | 378
28 | 2005004991 | 387 | 377
29 | 2005004991 | 386 | 376
30 | 2005004991 | 385 | 375
31 | 2005004991 | 383 | 373
32 | 2005004991 | 381 | 371
33 | 2005004991 | 379 | 369
34 | 2005004991 | 378.3333 | 368.3333
35 | 2005004991 | 377.6667 | 367.6667
36 | 2005004991 | 377 | 367
37 | 2005004991 | 377.3333 | 367.3333
38 | 2005004991 | 377.6667 | 367.6667
39 | 2005004991 | 378 | 368
40 | 2005004991 | 379.6667 | 369.6667
41 | 2005004991 | 381.3333 | 371.3333
42 | 2005004991 | 383 | 373
43 | 2005004991 | 385.3333 | 375.3333
44 | 2005004991 | 387.6667 | 377.6667
45 | 2005004991 | 390 | 380
46 | 2005004991 | 391.3333 | 381.3333
47 | 2005004991 | 392.6667 | 382.6667
48 | 2005004991 | 394 | 384
49 | 2005004991 | 393.3333 | 383.3333
50 | 2005004991 | 392.6667 | 382.6667
51 | 2005004991 | 392 | 382
52 | 2005004991 | 387.6667 | 377.6667
53 | 2005004991 | 383.3333 | 373.3333
54 | 2005004991 | 379 | 369
55 | 2005004991 | 372.3333 | 362.3333
56 | 2005004991 | 365.6667 | 355.6667
57 | 2005004991 | 359 | 349
58 | 2005004991 | 353.6667 | 343.6667
59 | 2005004991 | 348.3333 | 338.3333
60 | 2005004991 | 343 | 333
61 | 2005004991 | 338.3333 | 328.3333
62 | 2005004991 | 333.6667 | 323.6667
63 | 2005004991 | 329 | 319
64 | 2005004991 | 326 | 316
65 | 2005004991 | 323 | 313
66 | 2005004991 | 320 | 310
67 | 2005004991 | 318.3333 | 308.3333
68 | 2005004991 | 316.6667 | 306.6667
69 | 2005004991 | 315 | 305
70 | 2005004991 | 315.3333 | 305.3333
71 | 2005004991 | 315.6667 | 305.6667
72 | 2005004991 | 316 | 306
73 | 2005004991 | 316.3333 | 306.3333
74 | 2005004991 | 316.6667 | 306.6667
75 | 2005004991 | 317 | 307
76 | 2005004991 | 316.3333 | 306.3333
77 | 2005004991 | 315.6667 | 305.6667
78 | 2005004991 | 315 | 305
79 | 2005004991 | 314.6667 | 304.6667
80 | 2005004991 | 314.3333 | 304.3333
81 | 2005004991 | 314 | 304
82 | 2005004991 | 316.3333 | 306.3333
83 | 2005004991 | 318.6667 | 308.6667
84 | 2005004991 | 321 | 311
85 | 2005004991 | 323.3333 | 313.3333
86 | 2005004991 | 325.6667 | 315.6667
87 | 2005004991 | 328 | 318
88 | 2005004991 | 328.3333 | 318.3333
89 | 2005004991 | 328.6667 | 318.6667
90 | 2005004991 | 329 | 339
91 | 2005004991 | 329 | 339
92 | 2005004991 | 329 | 339
93 | 2005004991 | 329 | 339
94 | 2005004991 | 328.6667 | 338.6667
95 | 2005004991 | 328.3333 | 338.3333
96 | 2005004991 | 328 | 338
97 | 2005004991 | 327.6667 | 337.6667
98 | 2005004991 | 327.3333 | 337.3333
99 | 2005004991 | 327 | 337
100 | 2005004991 | 328.6667 | 338.6667
101 | 2005004991 | 330.3333 | 340.3333
102 | 2005004991 | 332 | 342
103 | 2005004991 | 334.3333 | 344.3333
104 | 2005004991 | 336.6667 | 346.6667
105 | 2005004991 | 339 | 349
106 | 2005004991 | 339.3333 | 349.3333
107 | 2005004991 | 339.6667 | 349.6667
108 | 2005004991 | 340 | 350
109 | 2005004991 | 342.3333 | 352.3333
110 | 2005004991 | 344.6667 | 354.6667
111 | 2005004991 | 347 | 357
112 | 2005004991 | 349.6667 | 359.6667
113 | 2005004991 | 352.3333 | 362.3333
114 | 2005004991 | 355 | 365
115 | 2005004991 | 360.3333 | 370.3333
116 | 2005004991 | 365.6667 | 375.6667
117 | 2005004991 | 371 | 381
118 | 2005004991 | 373.6667 | 383.6667
119 | 2005004991 | 376.3333 | 386.3333
120 | 2005004991 | 379 | 389
121 | 2005004991 | 383.3333 | 393.3333
122 | 2005004991 | 387.6667 | 377.6667
123 | 2005004991 | 392 | 382
124 | 2005004991 | 395.3333 | 385.3333
125 | 2005004991 | 398.6667 | 388.6667
126 | 2005004991 | 402 | 392
127 | 2005004991 | 404.3333 | 394.3333
128 | 2005004991 | 406.6667 | 396.6667
129 | 2005004991 | 409 | 399
130 | 2005004991 | 409 | 399
131 | 2005004991 | 409 | 399
132 | 2005004991 | 409 | 399
133 | 2005004991 | 408.3333 | 398.3333
134 | 2005004991 | 407.6667 | 397.6667
135 | 2005004991 | 407 | 397
136 | 2005004991 | 407 | 397
137 | 2005004991 | 407 | 397
138 | 2005004991 | 407 | 397
139 | 2005004991 | 407 | 397
140 | 2005004991 | 407 | 397
141 | 2005004991 | 407 | 397
142 | 2005004991 | 406 | 396
143 | 2005004991 | 405 | 395
0 | 2005005850 | 343 | 333
1 | 2005005850 | 344 | 334
2 | 2005005850 | 345 | 335
3 | 2005005850 | 346 | 336
4 | 2005005850 | 348 | 338
5 | 2005005850 | 350 | 340
6 | 2005005850 | 352 | 342
7 | 2005005850 | 353 | 343
8 | 2005005850 | 354 | 344
9 | 2005005850 | 355 | 345
10 | 2005005850 | 356.6667 | 346.6667
11 | 2005005850 | 358.3333 | 348.3333
12 | 2005005850 | 360 | 350
13 | 2005005850 | 363.6667 | 353.6667
14 | 2005005850 | 367.3333 | 357.3333
15 | 2005005850 | 371 | 361
16 | 2005005850 | 373.3333 | 363.3333
17 | 2005005850 | 375.6667 | 365.6667
18 | 2005005850 | 378 | 368
19 | 2005005850 | 378.6667 | 368.6667
20 | 2005005850 | 379.3333 | 369.3333
21 | 2005005850 | 380 | 370
22 | 2005005850 | 381.3333 | 371.3333
23 | 2005005850 | 382.6667 | 372.6667
24 | 2005005850 | 384 | 374
25 | 2005005850 | 385.3333 | 375.3333
26 | 2005005850 | 386.6667 | 376.6667
27 | 2005005850 | 388 | 378
28 | 2005005850 | 387 | 377
29 | 2005005850 | 386 | 376
30 | 2005005850 | 385 | 375
31 | 2005005850 | 383 | 373
32 | 2005005850 | 381 | 371
33 | 2005005850 | 379 | 369
34 | 2005005850 | 378.3333 | 368.3333
35 | 2005005850 | 377.6667 | 367.6667
36 | 2005005850 | 377 | 367
37 | 2005005850 | 377.3333 | 367.3333
38 | 2005005850 | 377.6667 | 367.6667
39 | 2005005850 | 378 | 368
40 | 2005005850 | 379.6667 | 369.6667
41 | 2005005850 | 381.3333 | 371.3333
42 | 2005005850 | 383 | 373
43 | 2005005850 | 385.3333 | 375.3333
44 | 2005005850 | 387.6667 | 377.6667
45 | 2005005850 | 390 | 380
46 | 2005005850 | 391.3333 | 381.3333
47 | 2005005850 | 392.6667 | 382.6667
48 | 2005005850 | 394 | 384
49 | 2005005850 | 393.3333 | 383.3333
50 | 2005005850 | 392.6667 | 382.6667
51 | 2005005850 | 392 | 382
52 | 2005005850 | 387.6667 | 377.6667
53 | 2005005850 | 383.3333 | 373.3333
54 | 2005005850 | 379 | 369
55 | 2005005850 | 372.3333 | 362.3333
56 | 2005005850 | 365.6667 | 355.6667
57 | 2005005850 | 359 | 349
58 | 2005005850 | 353.6667 | 343.6667
59 | 2005005850 | 348.3333 | 338.3333
60 | 2005005850 | 343 | 333
61 | 2005005850 | 338.3333 | 328.3333
62 | 2005005850 | 333.6667 | 323.6667
63 | 2005005850 | 329 | 319
64 | 2005005850 | 326 | 316
65 | 2005005850 | 323 | 313
66 | 2005005850 | 320 | 310
67 | 2005005850 | 318.3333 | 308.3333
68 | 2005005850 | 316.6667 | 306.6667
69 | 2005005850 | 315 | 305
70 | 2005005850 | 315.3333 | 305.3333
71 | 2005005850 | 315.6667 | 305.6667
72 | 2005005850 | 316 | 306
73 | 2005005850 | 316.3333 | 306.3333
74 | 2005005850 | 316.6667 | 306.6667
75 | 2005005850 | 317 | 307
76 | 2005005850 | 316.3333 | 306.3333
77 | 2005005850 | 315.6667 | 305.6667
78 | 2005005850 | 315 | 305
79 | 2005005850 | 314.6667 | 304.6667
80 | 2005005850 | 314.3333 | 304.3333
81 | 2005005850 | 314 | 304
82 | 2005005850 | 316.3333 | 306.3333
83 | 2005005850 | 318.6667 | 308.6667
84 | 2005005850 | 321 | 311
85 | 2005005850 | 323.3333 | 313.3333
86 | 2005005850 | 325.6667 | 315.6667
87 | 2005005850 | 328 | 318
88 | 2005005850 | 328.3333 | 318.3333
89 | 2005005850 | 328.6667 | 318.6667
90 | 2005005850 | 329 | 339
91 | 2005005850 | 329 | 339
92 | 2005005850 | 329 | 339
93 | 2005005850 | 329 | 339
94 | 2005005850 | 328.6667 | 338.6667
95 | 2005005850 | 328.3333 | 338.3333
96 | 2005005850 | 328 | 338
97 | 2005005850 | 327.6667 | 337.6667
98 | 2005005850 | 327.3333 | 337.3333
99 | 2005005850 | 327 | 337
100 | 2005005850 | 328.6667 | 338.6667
101 | 2005005850 | 330.3333 | 340.3333
102 | 2005005850 | 332 | 342
103 | 2005005850 | 334.3333 | 344.3333
104 | 2005005850 | 336.6667 | 346.6667
105 | 2005005850 | 339 | 349
106 | 2005005850 | 339.3333 | 349.3333
107 | 2005005850 | 339.6667 | 349.6667
108 | 2005005850 | 340 | 350
109 | 2005005850 | 342.3333 | 352.3333
110 | 2005005850 | 344.6667 | 354.6667
111 | 2005005850 | 347 | 357
112 | 2005005850 | 349.6667 | 359.6667
113 | 2005005850 | 352.3333 | 362.3333
114 | 2005005850 | 355 | 365
115 | 2005005850 | 360.3333 | 370.3333
116 | 2005005850 | 365.6667 | 375.6667
117 | 2005005850 | 371 | 381
118 | 2005005850 | 373.6667 | 383.6667
119 | 2005005850 | 376.3333 | 386.3333
120 | 2005005850 | 379 | 389
121 | 2005005850 | 383.3333 | 393.3333
122 | 2005005850 | 387.6667 | 377.6667
123 | 2005005850 | 392 | 382
124 | 2005005850 | 395.3333 | 385.3333
125 | 2005005850 | 398.6667 | 388.6667
126 | 2005005850 | 402 | 392
127 | 2005005850 | 404.3333 | 394.3333
128 | 2005005850 | 406.6667 | 396.6667
129 | 2005005850 | 409 | 399
130 | 2005005850 | 409 | 399
131 | 2005005850 | 409 | 399
132 | 2005005850 | 409 | 399
133 | 2005005850 | 408.3333 | 398.3333
134 | 2005005850 | 407.6667 | 397.6667
135 | 2005005850 | 407 | 397
136 | 2005005850 | 407 | 397
137 | 2005005850 | 407 | 397
138 | 2005005850 | 407 | 397
139 | 2005005850 | 407 | 397
140 | 2005005850 | 407 | 397
141 | 2005005850 | 407 | 397
142 | 2005005850 | 406 | 396
143 | 2005005850 | 405 | 395
0 | 2011009721 | 343 | 333
1 | 2011009721 | 344 | 334
2 | 2011009721 | 345 | 335
3 | 2011009721 | 346 | 336
4 | 2011009721 | 348 | 338
5 | 2011009721 | 350 | 340
6 | 2011009721 | 352 | 342
7 | 2011009721 | 353 | 343
8 | 2011009721 | 354 | 344
9 | 2011009721 | 355 | 345
10 | 2011009721 | 356.6667 | 346.6667
11 | 2011009721 | 358.3333 | 348.3333
12 | 2011009721 | 360 | 350
13 | 2011009721 | 363.6667 | 353.6667
14 | 2011009721 | 367.3333 | 357.3333
15 | 2011009721 | 371 | 361
16 | 2011009721 | 373.3333 | 363.3333
17 | 2011009721 | 375.6667 | 365.6667
18 | 2011009721 | 378 | 368
19 | 2011009721 | 378.6667 | 368.6667
20 | 2011009721 | 379.3333 | 369.3333
21 | 2011009721 | 380 | 370
22 | 2011009721 | 381.3333 | 371.3333
23 | 2011009721 | 382.6667 | 372.6667
24 | 2011009721 | 384 | 374
25 | 2011009721 | 385.3333 | 375.3333
26 | 2011009721 | 386.6667 | 376.6667
27 | 2011009721 | 388 | 378
28 | 2011009721 | 387 | 377
29 | 2011009721 | 386 | 376
30 | 2011009721 | 385 | 375
31 | 2011009721 | 383 | 373
32 | 2011009721 | 381 | 371
33 | 2011009721 | 379 | 369
34 | 2011009721 | 378.3333 | 368.3333
35 | 2011009721 | 377.6667 | 367.6667
36 | 2011009721 | 377 | 367
37 | 2011009721 | 377.3333 | 367.3333
38 | 2011009721 | 377.6667 | 367.6667
39 | 2011009721 | 378 | 368
40 | 2011009721 | 379.6667 | 369.6667
41 | 2011009721 | 381.3333 | 371.3333
42 | 2011009721 | 383 | 373
43 | 2011009721 | 385.3333 | 375.3333
44 | 2011009721 | 387.6667 | 377.6667
45 | 2011009721 | 390 | 380
46 | 2011009721 | 391.3333 | 381.3333
47 | 2011009721 | 392.6667 | 382.6667
48 | 2011009721 | 394 | 384
49 | 2011009721 | 393.3333 | 383.3333
50 | 2011009721 | 392.6667 | 382.6667
51 | 2011009721 | 392 | 382
52 | 2011009721 | 387.6667 | 377.6667
53 | 2011009721 | 383.3333 | 373.3333
54 | 2011009721 | 379 | 369
55 | 2011009721 | 372.3333 | 362.3333
56 | 2011009721 | 365.6667 | 355.6667
57 | 2011009721 | 359 | 349
58 | 2011009721 | 353.6667 | 343.6667
59 | 2011009721 | 348.3333 | 338.3333
60 | 2011009721 | 343 | 333
61 | 2011009721 | 338.3333 | 328.3333
62 | 2011009721 | 333.6667 | 323.6667
63 | 2011009721 | 329 | 319
64 | 2011009721 | 326 | 316
65 | 2011009721 | 323 | 313
66 | 2011009721 | 320 | 310
67 | 2011009721 | 318.3333 | 308.3333
68 | 2011009721 | 316.6667 | 306.6667
69 | 2011009721 | 315 | 305
70 | 2011009721 | 315.3333 | 305.3333
71 | 2011009721 | 315.6667 | 305.6667
72 | 2011009721 | 316 | 306
73 | 2011009721 | 316.3333 | 306.3333
74 | 2011009721 | 316.6667 | 306.6667
75 | 2011009721 | 317 | 307
76 | 2011009721 | 316.3333 | 306.3333
77 | 2011009721 | 315.6667 | 305.6667
78 | 2011009721 | 315 | 305
79 | 2011009721 | 314.6667 | 304.6667
80 | 2011009721 | 314.3333 | 304.3333
81 | 2011009721 | 314 | 304
82 | 2011009721 | 316.3333 | 306.3333
83 | 2011009721 | 318.6667 | 308.6667
84 | 2011009721 | 321 | 311
85 | 2011009721 | 323.3333 | 313.3333
86 | 2011009721 | 325.6667 | 315.6667
87 | 2011009721 | 328 | 318
88 | 2011009721 | 328.3333 | 318.3333
89 | 2011009721 | 328.6667 | 318.6667
90 | 2011009721 | 329 | 339
91 | 2011009721 | 329 | 339
92 | 2011009721 | 329 | 339
93 | 2011009721 | 329 | 339
94 | 2011009721 | 328.6667 | 338.6667
95 | 2011009721 | 328.3333 | 338.3333
96 | 2011009721 | 328 | 338
97 | 2011009721 | 327.6667 | 337.6667
98 | 2011009721 | 327.3333 | 337.3333
99 | 2011009721 | 327 | 337
100 | 2011009721 | 328.6667 | 338.6667
101 | 2011009721 | 330.3333 | 340.3333
102 | 2011009721 | 332 | 342
103 | 2011009721 | 334.3333 | 344.3333
104 | 2011009721 | 336.6667 | 346.6667
105 | 2011009721 | 339 | 349
106 | 2011009721 | 339.3333 | 349.3333
107 | 2011009721 | 339.6667 | 349.6667
108 | 2011009721 | 340 | 350
109 | 2011009721 | 342.3333 | 352.3333
110 | 2011009721 | 344.6667 | 354.6667
111 | 2011009721 | 347 | 357
112 | 2011009721 | 349.6667 | 359.6667
113 | 2011009721 | 352.3333 | 362.3333
114 | 2011009721 | 355 | 365
115 | 2011009721 | 360.3333 | 370.3333
116 | 2011009721 | 365.6667 | 375.6667
117 | 2011009721 | 371 | 381
118 | 2011009721 | 373.6667 | 383.6667
119 | 2011009721 | 376.3333 | 386.3333
120 | 2011009721 | 379 | 389
121 | 2011009721 | 383.3333 | 393.3333
122 | 2011009721 | 387.6667 | 377.6667
123 | 2011009721 | 392 | 382
124 | 2011009721 | 395.3333 | 385.3333
125 | 2011009721 | 398.6667 | 388.6667
126 | 2011009721 | 402 | 392
127 | 2011009721 | 404.3333 | 394.3333
128 | 2011009721 | 406.6667 | 396.6667
129 | 2011009721 | 409 | 399
130 | 2011009721 | 409 | 399
131 | 2011009721 | 409 | 399
132 | 2011009721 | 409 | 399
133 | 2011009721 | 408.3333 | 398.3333
134 | 2011009721 | 407.6667 | 397.6667
135 | 2011009721 | 407 | 397
136 | 2011009721 | 407 | 397
137 | 2011009721 | 407 | 397
138 | 2011009721 | 407 | 397
139 | 2011009721 | 407 | 397
140 | 2011009721 | 407 | 397
141 | 2011009721 | 407 | 397
142 | 2011009721 | 406 | 396
143 | 2011009721 | 405 | 395
0 | 2006005922 | 343 | 333
1 | 2006005922 | 344 | 334
2 | 2006005922 | 345 | 335
3 | 2006005922 | 346 | 336
4 | 2006005922 | 348 | 338
5 | 2006005922 | 350 | 340
6 | 2006005922 | 352 | 342
7 | 2006005922 | 353 | 343
8 | 2006005922 | 354 | 344
9 | 2006005922 | 355 | 345
10 | 2006005922 | 356.6667 | 346.6667
11 | 2006005922 | 358.3333 | 348.3333
12 | 2006005922 | 360 | 350
13 | 2006005922 | 363.6667 | 353.6667
14 | 2006005922 | 367.3333 | 357.3333
15 | 2006005922 | 371 | 361
16 | 2006005922 | 373.3333 | 363.3333
17 | 2006005922 | 375.6667 | 365.6667
18 | 2006005922 | 378 | 368
19 | 2006005922 | 378.6667 | 368.6667
20 | 2006005922 | 379.3333 | 369.3333
21 | 2006005922 | 380 | 370
22 | 2006005922 | 381.3333 | 371.3333
23 | 2006005922 | 382.6667 | 372.6667
24 | 2006005922 | 384 | 374
25 | 2006005922 | 385.3333 | 375.3333
26 | 2006005922 | 386.6667 | 376.6667
27 | 2006005922 | 388 | 378
28 | 2006005922 | 387 | 377
29 | 2006005922 | 386 | 376
30 | 2006005922 | 385 | 375
31 | 2006005922 | 383 | 373
32 | 2006005922 | 381 | 371
33 | 2006005922 | 379 | 369
34 | 2006005922 | 378.3333 | 368.3333
35 | 2006005922 | 377.6667 | 367.6667
36 | 2006005922 | 377 | 367
37 | 2006005922 | 377.3333 | 367.3333
38 | 2006005922 | 377.6667 | 367.6667
39 | 2006005922 | 378 | 368
40 | 2006005922 | 379.6667 | 369.6667
41 | 2006005922 | 381.3333 | 371.3333
42 | 2006005922 | 383 | 373
43 | 2006005922 | 385.3333 | 375.3333
44 | 2006005922 | 387.6667 | 377.6667
45 | 2006005922 | 390 | 380
46 | 2006005922 | 391.3333 | 381.3333
47 | 2006005922 | 392.6667 | 382.6667
48 | 2006005922 | 394 | 384
49 | 2006005922 | 393.3333 | 383.3333
50 | 2006005922 | 392.6667 | 382.6667
51 | 2006005922 | 392 | 382
52 | 2006005922 | 387.6667 | 377.6667
53 | 2006005922 | 383.3333 | 373.3333
54 | 2006005922 | 379 | 369
55 | 2006005922 | 372.3333 | 362.3333
56 | 2006005922 | 365.6667 | 355.6667
57 | 2006005922 | 359 | 349
58 | 2006005922 | 353.6667 | 343.6667
59 | 2006005922 | 348.3333 | 338.3333
60 | 2006005922 | 343 | 333
61 | 2006005922 | 338.3333 | 328.3333
62 | 2006005922 | 333.6667 | 323.6667
63 | 2006005922 | 329 | 319
64 | 2006005922 | 326 | 316
65 | 2006005922 | 323 | 313
66 | 2006005922 | 320 | 310
67 | 2006005922 | 318.3333 | 308.3333
68 | 2006005922 | 316.6667 | 306.6667
69 | 2006005922 | 315 | 305
70 | 2006005922 | 315.3333 | 305.3333
71 | 2006005922 | 315.6667 | 305.6667
72 | 2006005922 | 316 | 306
73 | 2006005922 | 316.3333 | 306.3333
74 | 2006005922 | 316.6667 | 306.6667
75 | 2006005922 | 317 | 307
76 | 2006005922 | 316.3333 | 306.3333
77 | 2006005922 | 315.6667 | 305.6667
78 | 2006005922 | 315 | 305
79 | 2006005922 | 314.6667 | 304.6667
80 | 2006005922 | 314.3333 | 304.3333
81 | 2006005922 | 314 | 304
82 | 2006005922 | 316.3333 | 306.3333
83 | 2006005922 | 318.6667 | 308.6667
84 | 2006005922 | 321 | 311
85 | 2006005922 | 323.3333 | 313.3333
86 | 2006005922 | 325.6667 | 315.6667
87 | 2006005922 | 328 | 318
88 | 2006005922 | 328.3333 | 318.3333
89 | 2006005922 | 328.6667 | 318.6667
90 | 2006005922 | 329 | 339
91 | 2006005922 | 329 | 339
92 | 2006005922 | 329 | 339
93 | 2006005922 | 329 | 339
94 | 2006005922 | 328.6667 | 338.6667
95 | 2006005922 | 328.3333 | 338.3333
96 | 2006005922 | 328 | 338
97 | 2006005922 | 327.6667 | 337.6667
98 | 2006005922 | 327.3333 | 337.3333
99 | 2006005922 | 327 | 337
100 | 2006005922 | 328.6667 | 338.6667
101 | 2006005922 | 330.3333 | 340.3333
102 | 2006005922 | 332 | 342
103 | 2006005922 | 334.3333 | 344.3333
104 | 2006005922 | 336.6667 | 346.6667
105 | 2006005922 | 339 | 349
106 | 2006005922 | 339.3333 | 349.3333
107 | 2006005922 | 339.6667 | 349.6667
108 | 2006005922 | 340 | 350
109 | 2006005922 | 342.3333 | 352.3333
110 | 2006005922 | 344.6667 | 354.6667
111 | 2006005922 | 347 | 357
112 | 2006005922 | 349.6667 | 359.6667
113 | 2006005922 | 352.3333 | 362.3333
114 | 2006005922 | 355 | 365
115 | 2006005922 | 360.3333 | 370.3333
116 | 2006005922 | 365.6667 | 375.6667
117 | 2006005922 | 371 | 381
118 | 2006005922 | 373.6667 | 383.6667
119 | 2006005922 | 376.3333 | 386.3333
120 | 2006005922 | 379 | 389
121 | 2006005922 | 383.3333 | 393.3333
122 | 2006005922 | 387.6667 | 377.6667
123 | 2006005922 | 392 | 382
124 | 2006005922 | 395.3333 | 385.3333
125 | 2006005922 | 398.6667 | 388.6667
126 | 2006005922 | 402 | 392
127 | 2006005922 | 404.3333 | 394.3333
128 | 2006005922 | 406.6667 | 396.6667
129 | 2006005922 | 409 | 399
130 | 2006005922 | 409 | 399
131 | 2006005922 | 409 | 399
132 | 2006005922 | 409 | 399
133 | 2006005922 | 408.3333 | 398.3333
134 | 2006005922 | 407.6667 | 397.6667
135 | 2006005922 | 407 | 397
136 | 2006005922 | 407 | 397
137 | 2006005922 | 407 | 397
138 | 2006005922 | 407 | 397
139 | 2006005922 | 407 | 397
140 | 2006005922 | 407 | 397
141 | 2006005922 | 407 | 397
142 | 2006005922 | 406 | 396
143 | 2006005922 | 405 | 395
0 | 2011001793 | 343 | 333
1 | 2011001793 | 344 | 334
2 | 2011001793 | 345 | 335
3 | 2011001793 | 346 | 336
4 | 2011001793 | 348 | 338
5 | 2011001793 | 350 | 340
6 | 2011001793 | 352 | 342
7 | 2011001793 | 353 | 343
8 | 2011001793 | 354 | 344
9 | 2011001793 | 355 | 345
10 | 2011001793 | 356.6667 | 346.6667
11 | 2011001793 | 358.3333 | 348.3333
12 | 2011001793 | 360 | 350
13 | 2011001793 | 363.6667 | 353.6667
14 | 2011001793 | 367.3333 | 357.3333
15 | 2011001793 | 371 | 361
16 | 2011001793 | 373.3333 | 363.3333
17 | 2011001793 | 375.6667 | 365.6667
18 | 2011001793 | 378 | 368
19 | 2011001793 | 378.6667 | 368.6667
20 | 2011001793 | 379.3333 | 369.3333
21 | 2011001793 | 380 | 370
22 | 2011001793 | 381.3333 | 371.3333
23 | 2011001793 | 382.6667 | 372.6667
24 | 2011001793 | 384 | 374
25 | 2011001793 | 385.3333 | 375.3333
26 | 2011001793 | 386.6667 | 376.6667
27 | 2011001793 | 388 | 378
28 | 2011001793 | 387 | 377
29 | 2011001793 | 386 | 376
30 | 2011001793 | 385 | 375
31 | 2011001793 | 383 | 373
32 | 2011001793 | 381 | 371
33 | 2011001793 | 379 | 369
34 | 2011001793 | 378.3333 | 368.3333
35 | 2011001793 | 377.6667 | 367.6667
36 | 2011001793 | 377 | 367
37 | 2011001793 | 377.3333 | 367.3333
38 | 2011001793 | 377.6667 | 367.6667
39 | 2011001793 | 378 | 368
40 | 2011001793 | 379.6667 | 369.6667
41 | 2011001793 | 381.3333 | 371.3333
42 | 2011001793 | 383 | 373
43 | 2011001793 | 385.3333 | 375.3333
44 | 2011001793 | 387.6667 | 377.6667
45 | 2011001793 | 390 | 380
46 | 2011001793 | 391.3333 | 381.3333
47 | 2011001793 | 392.6667 | 382.6667
48 | 2011001793 | 394 | 384
49 | 2011001793 | 393.3333 | 383.3333
50 | 2011001793 | 392.6667 | 382.6667
51 | 2011001793 | 392 | 382
52 | 2011001793 | 387.6667 | 377.6667
53 | 2011001793 | 383.3333 | 373.3333
54 | 2011001793 | 379 | 369
55 | 2011001793 | 372.3333 | 362.3333
56 | 2011001793 | 365.6667 | 355.6667
57 | 2011001793 | 359 | 349
58 | 2011001793 | 353.6667 | 343.6667
59 | 2011001793 | 348.3333 | 338.3333
60 | 2011001793 | 343 | 333
61 | 2011001793 | 338.3333 | 328.3333
62 | 2011001793 | 333.6667 | 323.6667
63 | 2011001793 | 329 | 319
64 | 2011001793 | 326 | 316
65 | 2011001793 | 323 | 313
66 | 2011001793 | 320 | 310
67 | 2011001793 | 318.3333 | 308.3333
68 | 2011001793 | 316.6667 | 306.6667
69 | 2011001793 | 315 | 305
70 | 2011001793 | 315.3333 | 305.3333
71 | 2011001793 | 315.6667 | 305.6667
72 | 2011001793 | 316 | 306
73 | 2011001793 | 316.3333 | 306.3333
74 | 2011001793 | 316.6667 | 306.6667
75 | 2011001793 | 317 | 307
76 | 2011001793 | 316.3333 | 306.3333
77 | 2011001793 | 315.6667 | 305.6667
78 | 2011001793 | 315 | 305
79 | 2011001793 | 314.6667 | 304.6667
80 | 2011001793 | 314.3333 | 304.3333
81 | 2011001793 | 314 | 304
82 | 2011001793 | 316.3333 | 306.3333
83 | 2011001793 | 318.6667 | 308.6667
84 | 2011001793 | 321 | 311
85 | 2011001793 | 323.3333 | 313.3333
86 | 2011001793 | 325.6667 | 315.6667
87 | 2011001793 | 328 | 318
88 | 2011001793 | 328.3333 | 318.3333
89 | 2011001793 | 328.6667 | 318.6667
90 | 2011001793 | 329 | 339
91 | 2011001793 | 329 | 339
92 | 2011001793 | 329 | 339
93 | 2011001793 | 329 | 339
94 | 2011001793 | 328.6667 | 338.6667
95 | 2011001793 | 328.3333 | 338.3333
96 | 2011001793 | 328 | 338
97 | 2011001793 | 327.6667 | 337.6667
98 | 2011001793 | 327.3333 | 337.3333
99 | 2011001793 | 327 | 337
100 | 2011001793 | 328.6667 | 338.6667
101 | 2011001793 | 330.3333 | 340.3333
102 | 2011001793 | 332 | 342
103 | 2011001793 | 334.3333 | 344.3333
104 | 2011001793 | 336.6667 | 346.6667
105 | 2011001793 | 339 | 349
106 | 2011001793 | 339.3333 | 349.3333
107 | 2011001793 | 339.6667 | 349.6667
108 | 2011001793 | 340 | 350
109 | 2011001793 | 342.3333 | 352.3333
110 | 2011001793 | 344.6667 | 354.6667
111 | 2011001793 | 347 | 357
112 | 2011001793 | 349.6667 | 359.6667
113 | 2011001793 | 352.3333 | 362.3333
114 | 2011001793 | 355 | 365
115 | 2011001793 | 360.3333 | 370.3333
116 | 2011001793 | 365.6667 | 375.6667
117 | 2011001793 | 371 | 381
118 | 2011001793 | 373.6667 | 383.6667
119 | 2011001793 | 376.3333 | 386.3333
120 | 2011001793 | 379 | 389
121 | 2011001793 | 383.3333 | 393.3333
122 | 2011001793 | 387.6667 | 377.6667
123 | 2011001793 | 392 | 382
124 | 2011001793 | 395.3333 | 385.3333
125 | 2011001793 | 398.6667 | 388.6667
126 | 2011001793 | 402 | 392
127 | 2011001793 | 404.3333 | 394.3333
128 | 2011001793 | 406.6667 | 396.6667
129 | 2011001793 | 409 | 399
130 | 2011001793 | 409 | 399
131 | 2011001793 | 409 | 399
132 | 2011001793 | 409 | 399
133 | 2011001793 | 408.3333 | 398.3333
134 | 2011001793 | 407.6667 | 397.6667
135 | 2011001793 | 407 | 397
136 | 2011001793 | 407 | 397
137 | 2011001793 | 407 | 397
138 | 2011001793 | 407 | 397
139 | 2011001793 | 407 | 397
140 | 2011001793 | 407 | 397
141 | 2011001793 | 407 | 397
142 | 2011001793 | 406 | 396
143 | 2011001793 | 405 | 395
0 | 2005009544 | 343 | 333
1 | 2005009544 | 344 | 334
2 | 2005009544 | 345 | 335
3 | 2005009544 | 346 | 336
4 | 2005009544 | 348 | 338
5 | 2005009544 | 350 | 340
6 | 2005009544 | 352 | 342
7 | 2005009544 | 353 | 343
8 | 2005009544 | 354 | 344
9 | 2005009544 | 355 | 345
10 | 2005009544 | 356.6667 | 346.6667
11 | 2005009544 | 358.3333 | 348.3333
12 | 2005009544 | 360 | 350
13 | 2005009544 | 363.6667 | 353.6667
14 | 2005009544 | 367.3333 | 357.3333
15 | 2005009544 | 371 | 361
16 | 2005009544 | 373.3333 | 363.3333
17 | 2005009544 | 375.6667 | 365.6667
18 | 2005009544 | 378 | 368
19 | 2005009544 | 378.6667 | 368.6667
20 | 2005009544 | 379.3333 | 369.3333
21 | 2005009544 | 380 | 370
22 | 2005009544 | 381.3333 | 371.3333
23 | 2005009544 | 382.6667 | 372.6667
24 | 2005009544 | 384 | 374
25 | 2005009544 | 385.3333 | 375.3333
26 | 2005009544 | 386.6667 | 376.6667
27 | 2005009544 | 388 | 378
28 | 2005009544 | 387 | 377
29 | 2005009544 | 386 | 376
30 | 2005009544 | 385 | 375
31 | 2005009544 | 383 | 373
32 | 2005009544 | 381 | 371
33 | 2005009544 | 379 | 369
34 | 2005009544 | 378.3333 | 368.3333
35 | 2005009544 | 377.6667 | 367.6667
36 | 2005009544 | 377 | 367
37 | 2005009544 | 377.3333 | 367.3333
38 | 2005009544 | 377.6667 | 367.6667
39 | 2005009544 | 378 | 368
40 | 2005009544 | 379.6667 | 369.6667
41 | 2005009544 | 381.3333 | 371.3333
42 | 2005009544 | 383 | 373
43 | 2005009544 | 385.3333 | 375.3333
44 | 2005009544 | 387.6667 | 377.6667
45 | 2005009544 | 390 | 380
46 | 2005009544 | 391.3333 | 381.3333
47 | 2005009544 | 392.6667 | 382.6667
48 | 2005009544 | 394 | 384
49 | 2005009544 | 393.3333 | 383.3333
50 | 2005009544 | 392.6667 | 382.6667
51 | 2005009544 | 392 | 382
52 | 2005009544 | 387.6667 | 377.6667
53 | 2005009544 | 383.3333 | 373.3333
54 | 2005009544 | 379 | 369
55 | 2005009544 | 372.3333 | 362.3333
56 | 2005009544 | 365.6667 | 355.6667
57 | 2005009544 | 359 | 349
58 | 2005009544 | 353.6667 | 343.6667
59 | 2005009544 | 348.3333 | 338.3333
60 | 2005009544 | 343 | 333
61 | 2005009544 | 338.3333 | 328.3333
62 | 2005009544 | 333.6667 | 323.6667
63 | 2005009544 | 329 | 319
64 | 2005009544 | 326 | 316
65 | 2005009544 | 323 | 313
66 | 2005009544 | 320 | 310
67 | 2005009544 | 318.3333 | 308.3333
68 | 2005009544 | 316.6667 | 306.6667
69 | 2005009544 | 315 | 305
70 | 2005009544 | 315.3333 | 305.3333
71 | 2005009544 | 315.6667 | 305.6667
72 | 2005009544 | 316 | 306
73 | 2005009544 | 316.3333 | 306.3333
74 | 2005009544 | 316.6667 | 306.6667
75 | 2005009544 | 317 | 307
76 | 2005009544 | 316.3333 | 306.3333
77 | 2005009544 | 315.6667 | 305.6667
78 | 2005009544 | 315 | 305
79 | 2005009544 | 314.6667 | 304.6667
80 | 2005009544 | 314.3333 | 304.3333
81 | 2005009544 | 314 | 304
82 | 2005009544 | 316.3333 | 306.3333
83 | 2005009544 | 318.6667 | 308.6667
84 | 2005009544 | 321 | 311
85 | 2005009544 | 323.3333 | 313.3333
86 | 2005009544 | 325.6667 | 315.6667
87 | 2005009544 | 328 | 318
88 | 2005009544 | 328.3333 | 318.3333
89 | 2005009544 | 328.6667 | 318.6667
90 | 2005009544 | 329 | 339
91 | 2005009544 | 329 | 339
92 | 2005009544 | 329 | 339
93 | 2005009544 | 329 | 339
94 | 2005009544 | 328.6667 | 338.6667
95 | 2005009544 | 328.3333 | 338.3333
96 | 2005009544 | 328 | 338
97 | 2005009544 | 327.6667 | 337.6667
98 | 2005009544 | 327.3333 | 337.3333
99 | 2005009544 | 327 | 337
100 | 2005009544 | 328.6667 | 338.6667
101 | 2005009544 | 330.3333 | 340.3333
102 | 2005009544 | 332 | 342
103 | 2005009544 | 334.3333 | 344.3333
104 | 2005009544 | 336.6667 | 346.6667
105 | 2005009544 | 339 | 349
106 | 2005009544 | 339.3333 | 349.3333
107 | 2005009544 | 339.6667 | 349.6667
108 | 2005009544 | 340 | 350
109 | 2005009544 | 342.3333 | 352.3333
110 | 2005009544 | 344.6667 | 354.6667
111 | 2005009544 | 347 | 357
112 | 2005009544 | 349.6667 | 359.6667
113 | 2005009544 | 352.3333 | 362.3333
114 | 2005009544 | 355 | 365
115 | 2005009544 | 360.3333 | 370.3333
116 | 2005009544 | 365.6667 | 375.6667
117 | 2005009544 | 371 | 381
118 | 2005009544 | 373.6667 | 383.6667
119 | 2005009544 | 376.3333 | 386.3333
120 | 2005009544 | 379 | 389
121 | 2005009544 | 383.3333 | 393.3333
122 | 2005009544 | 387.6667 | 377.6667
123 | 2005009544 | 392 | 382
124 | 2005009544 | 395.3333 | 385.3333
125 | 2005009544 | 398.6667 | 388.6667
126 | 2005009544 | 402 | 392
127 | 2005009544 | 404.3333 | 394.3333
128 | 2005009544 | 406.6667 | 396.6667
129 | 2005009544 | 409 | 399
130 | 2005009544 | 409 | 399
131 | 2005009544 | 409 | 399
132 | 2005009544 | 409 | 399
133 | 2005009544 | 408.3333 | 398.3333
134 | 2005009544 | 407.6667 | 397.6667
135 | 2005009544 | 407 | 397
136 | 2005009544 | 407 | 397
137 | 2005009544 | 407 | 397
138 | 2005009544 | 407 | 397
139 | 2005009544 | 407 | 397
140 | 2005009544 | 407 | 397
141 | 2005009544 | 407 | 397
142 | 2005009544 | 406 | 396
143 | 2005009544 | 405 | 395
0 | 2009006186 | 343 | 333
1 | 2009006186 | 344 | 334
2 | 2009006186 | 345 | 335
3 | 2009006186 | 346 | 336
4 | 2009006186 | 348 | 338
5 | 2009006186 | 350 | 340
6 | 2009006186 | 352 | 342
7 | 2009006186 | 353 | 343
8 | 2009006186 | 354 | 344
9 | 2009006186 | 355 | 345
10 | 2009006186 | 356.6667 | 346.6667
11 | 2009006186 | 358.3333 | 348.3333
12 | 2009006186 | 360 | 350
13 | 2009006186 | 363.6667 | 353.6667
14 | 2009006186 | 367.3333 | 357.3333
15 | 2009006186 | 371 | 361
16 | 2009006186 | 373.3333 | 363.3333
17 | 2009006186 | 375.6667 | 365.6667
18 | 2009006186 | 378 | 368
19 | 2009006186 | 378.6667 | 368.6667
20 | 2009006186 | 379.3333 | 369.3333
21 | 2009006186 | 380 | 370
22 | 2009006186 | 381.3333 | 371.3333
23 | 2009006186 | 382.6667 | 372.6667
24 | 2009006186 | 384 | 374
25 | 2009006186 | 385.3333 | 375.3333
26 | 2009006186 | 386.6667 | 376.6667
27 | 2009006186 | 388 | 378
28 | 2009006186 | 387 | 377
29 | 2009006186 | 386 | 376
30 | 2009006186 | 385 | 375
31 | 2009006186 | 383 | 373
32 | 2009006186 | 381 | 371
33 | 2009006186 | 379 | 369
34 | 2009006186 | 378.3333 | 368.3333
35 | 2009006186 | 377.6667 | 367.6667
36 | 2009006186 | 377 | 367
37 | 2009006186 | 377.3333 | 367.3333
38 | 2009006186 | 377.6667 | 367.6667
39 | 2009006186 | 378 | 368
40 | 2009006186 | 379.6667 | 369.6667
41 | 2009006186 | 381.3333 | 371.3333
42 | 2009006186 | 383 | 373
43 | 2009006186 | 385.3333 | 375.3333
44 | 2009006186 | 387.6667 | 377.6667
45 | 2009006186 | 390 | 380
46 | 2009006186 | 391.3333 | 381.3333
47 | 2009006186 | 392.6667 | 382.6667
48 | 2009006186 | 394 | 384
49 | 2009006186 | 393.3333 | 383.3333
50 | 2009006186 | 392.6667 | 382.6667
51 | 2009006186 | 392 | 382
52 | 2009006186 | 387.6667 | 377.6667
53 | 2009006186 | 383.3333 | 373.3333
54 | 2009006186 | 379 | 369
55 | 2009006186 | 372.3333 | 362.3333
56 | 2009006186 | 365.6667 | 355.6667
57 | 2009006186 | 359 | 349
58 | 2009006186 | 353.6667 | 343.6667
59 | 2009006186 | 348.3333 | 338.3333
60 | 2009006186 | 343 | 333
61 | 2009006186 | 338.3333 | 328.3333
62 | 2009006186 | 333.6667 | 323.6667
63 | 2009006186 | 329 | 319
64 | 2009006186 | 326 | 316
65 | 2009006186 | 323 | 313
66 | 2009006186 | 320 | 310
67 | 2009006186 | 318.3333 | 308.3333
68 | 2009006186 | 316.6667 | 306.6667
69 | 2009006186 | 315 | 305
70 | 2009006186 | 315.3333 | 305.3333
71 | 2009006186 | 315.6667 | 305.6667
72 | 2009006186 | 316 | 306
73 | 2009006186 | 316.3333 | 306.3333
74 | 2009006186 | 316.6667 | 306.6667
75 | 2009006186 | 317 | 307
76 | 2009006186 | 316.3333 | 306.3333
77 | 2009006186 | 315.6667 | 305.6667
78 | 2009006186 | 315 | 305
79 | 2009006186 | 314.6667 | 304.6667
80 | 2009006186 | 314.3333 | 304.3333
81 | 2009006186 | 314 | 304
82 | 2009006186 | 316.3333 | 306.3333
83 | 2009006186 | 318.6667 | 308.6667
84 | 2009006186 | 321 | 311
85 | 2009006186 | 323.3333 | 313.3333
86 | 2009006186 | 325.6667 | 315.6667
87 | 2009006186 | 328 | 318
88 | 2009006186 | 328.3333 | 318.3333
89 | 2009006186 | 328.6667 | 318.6667
90 | 2009006186 | 329 | 339
91 | 2009006186 | 329 | 339
92 | 2009006186 | 329 | 339
93 | 2009006186 | 329 | 339
94 | 2009006186 | 328.6667 | 338.6667
95 | 2009006186 | 328.3333 | 338.3333
96 | 2009006186 | 328 | 338
97 | 2009006186 | 327.6667 | 337.6667
98 | 2009006186 | 327.3333 | 337.3333
99 | 2009006186 | 327 | 337
100 | 2009006186 | 328.6667 | 338.6667
101 | 2009006186 | 330.3333 | 340.3333
102 | 2009006186 | 332 | 342
103 | 2009006186 | 334.3333 | 344.3333
104 | 2009006186 | 336.6667 | 346.6667
105 | 2009006186 | 339 | 349
106 | 2009006186 | 339.3333 | 349.3333
107 | 2009006186 | 339.6667 | 349.6667
108 | 2009006186 | 340 | 350
109 | 2009006186 | 342.3333 | 352.3333
110 | 2009006186 | 344.6667 | 354.6667
111 | 2009006186 | 347 | 357
112 | 2009006186 | 349.6667 | 359.6667
113 | 2009006186 | 352.3333 | 362.3333
114 | 2009006186 | 355 | 365
115 | 2009006186 | 360.3333 | 370.3333
116 | 2009006186 | 365.6667 | 375.6667
117 | 2009006186 | 371 | 381
118 | 2009006186 | 373.6667 | 383.6667
119 | 2009006186 | 376.3333 | 386.3333
120 | 2009006186 | 379 | 389
121 | 2009006186 | 383.3333 | 393.3333
122 | 2009006186 | 387.6667 | 377.6667
123 | 2009006186 | 392 | 382
124 | 2009006186 | 395.3333 | 385.3333
125 | 2009006186 | 398.6667 | 388.6667
126 | 2009006186 | 402 | 392
127 | 2009006186 | 404.3333 | 394.3333
128 | 2009006186 | 406.6667 | 396.6667
129 | 2009006186 | 409 | 399
130 | 2009006186 | 409 | 399
131 | 2009006186 | 409 | 399
132 | 2009006186 | 409 | 399
133 | 2009006186 | 408.3333 | 398.3333
134 | 2009006186 | 407.6667 | 397.6667
135 | 2009006186 | 407 | 397
136 | 2009006186 | 407 | 397
137 | 2009006186 | 407 | 397
138 | 2009006186 | 407 | 397
139 | 2009006186 | 407 | 397
140 | 2009006186 | 407 | 397
141 | 2009006186 | 407 | 397
142 | 2009006186 | 406 | 396
143 | 2009006186 | 405 | 395
0 | 2002000259 | 343 | 333
1 | 2002000259 | 344 | 334
2 | 2002000259 | 345 | 335
3 | 2002000259 | 346 | 336
4 | 2002000259 | 348 | 338
5 | 2002000259 | 350 | 340
6 | 2002000259 | 352 | 342
7 | 2002000259 | 353 | 343
8 | 2002000259 | 354 | 344
9 | 2002000259 | 355 | 345
10 | 2002000259 | 356.6667 | 346.6667
11 | 2002000259 | 358.3333 | 348.3333
12 | 2002000259 | 360 | 350
13 | 2002000259 | 363.6667 | 353.6667
14 | 2002000259 | 367.3333 | 357.3333
15 | 2002000259 | 371 | 361
16 | 2002000259 | 373.3333 | 363.3333
17 | 2002000259 | 375.6667 | 365.6667
18 | 2002000259 | 378 | 368
19 | 2002000259 | 378.6667 | 368.6667
20 | 2002000259 | 379.3333 | 369.3333
21 | 2002000259 | 380 | 370
22 | 2002000259 | 381.3333 | 371.3333
23 | 2002000259 | 382.6667 | 372.6667
24 | 2002000259 | 384 | 374
25 | 2002000259 | 385.3333 | 375.3333
26 | 2002000259 | 386.6667 | 376.6667
27 | 2002000259 | 388 | 378
28 | 2002000259 | 387 | 377
29 | 2002000259 | 386 | 376
30 | 2002000259 | 385 | 375
31 | 2002000259 | 383 | 373
32 | 2002000259 | 381 | 371
33 | 2002000259 | 379 | 369
34 | 2002000259 | 378.3333 | 368.3333
35 | 2002000259 | 377.6667 | 367.6667
36 | 2002000259 | 377 | 367
37 | 2002000259 | 377.3333 | 367.3333
38 | 2002000259 | 377.6667 | 367.6667
39 | 2002000259 | 378 | 368
40 | 2002000259 | 379.6667 | 369.6667
41 | 2002000259 | 381.3333 | 371.3333
42 | 2002000259 | 383 | 373
43 | 2002000259 | 385.3333 | 375.3333
44 | 2002000259 | 387.6667 | 377.6667
45 | 2002000259 | 390 | 380
46 | 2002000259 | 391.3333 | 381.3333
47 | 2002000259 | 392.6667 | 382.6667
48 | 2002000259 | 394 | 384
49 | 2002000259 | 393.3333 | 383.3333
50 | 2002000259 | 392.6667 | 382.6667
51 | 2002000259 | 392 | 382
52 | 2002000259 | 387.6667 | 377.6667
53 | 2002000259 | 383.3333 | 373.3333
54 | 2002000259 | 379 | 369
55 | 2002000259 | 372.3333 | 362.3333
56 | 2002000259 | 365.6667 | 355.6667
57 | 2002000259 | 359 | 349
58 | 2002000259 | 353.6667 | 343.6667
59 | 2002000259 | 348.3333 | 338.3333
60 | 2002000259 | 343 | 333
61 | 2002000259 | 338.3333 | 328.3333
62 | 2002000259 | 333.6667 | 323.6667
63 | 2002000259 | 329 | 319
64 | 2002000259 | 326 | 316
65 | 2002000259 | 323 | 313
66 | 2002000259 | 320 | 310
67 | 2002000259 | 318.3333 | 308.3333
68 | 2002000259 | 316.6667 | 306.6667
69 | 2002000259 | 315 | 305
70 | 2002000259 | 315.3333 | 305.3333
71 | 2002000259 | 315.6667 | 305.6667
72 | 2002000259 | 316 | 306
73 | 2002000259 | 316.3333 | 306.3333
74 | 2002000259 | 316.6667 | 306.6667
75 | 2002000259 | 317 | 307
76 | 2002000259 | 316.3333 | 306.3333
77 | 2002000259 | 315.6667 | 305.6667
78 | 2002000259 | 315 | 305
79 | 2002000259 | 314.6667 | 304.6667
80 | 2002000259 | 314.3333 | 304.3333
81 | 2002000259 | 314 | 304
82 | 2002000259 | 316.3333 | 306.3333
83 | 2002000259 | 318.6667 | 308.6667
84 | 2002000259 | 321 | 311
85 | 2002000259 | 323.3333 | 313.3333
86 | 2002000259 | 325.6667 | 315.6667
87 | 2002000259 | 328 | 318
88 | 2002000259 | 328.3333 | 318.3333
89 | 2002000259 | 328.6667 | 318.6667
90 | 2002000259 | 329 | 339
91 | 2002000259 | 329 | 339
92 | 2002000259 | 329 | 339
93 | 2002000259 | 329 | 339
94 | 2002000259 | 328.6667 | 338.6667
95 | 2002000259 | 328.3333 | 338.3333
96 | 2002000259 | 328 | 338
97 | 2002000259 | 327.6667 | 337.6667
98 | 2002000259 | 327.3333 | 337.3333
99 | 2002000259 | 327 | 337
100 | 2002000259 | 328.6667 | 338.6667
101 | 2002000259 | 330.3333 | 340.3333
102 | 2002000259 | 332 | 342
103 | 2002000259 | 334.3333 | 344.3333
104 | 2002000259 | 336.6667 | 346.6667
105 | 2002000259 | 339 | 349
106 | 2002000259 | 339.3333 | 349.3333
107 | 2002000259 | 339.6667 | 349.6667
108 | 2002000259 | 340 | 350
109 | 2002000259 | 342.3333 | 352.3333
110 | 2002000259 | 344.6667 | 354.6667
111 | 2002000259 | 347 | 357
112 | 2002000259 | 349.6667 | 359.6667
113 | 2002000259 | 352.3333 | 362.3333
114 | 2002000259 | 355 | 365
115 | 2002000259 | 360.3333 | 370.3333
116 | 2002000259 | 365.6667 | 375.6667
117 | 2002000259 | 371 | 381
118 | 2002000259 | 373.6667 | 383.6667
119 | 2002000259 | 376.3333 | 386.3333
120 | 2002000259 | 379 | 389
121 | 2002000259 | 383.3333 | 393.3333
122 | 2002000259 | 387.6667 | 377.6667
123 | 2002000259 | 392 | 382
124 | 2002000259 | 395.3333 | 385.3333
125 | 2002000259 | 398.6667 | 388.6667
126 | 2002000259 | 402 | 392
127 | 2002000259 | 404.3333 | 394.3333
128 | 2002000259 | 406.6667 | 396.6667
129 | 2002000259 | 409 | 399
130 | 2002000259 | 409 | 399
131 | 2002000259 | 409 | 399
132 | 2002000259 | 409 | 399
133 | 2002000259 | 408.3333 | 398.3333
134 | 2002000259 | 407.6667 | 397.6667
135 | 2002000259 | 407 | 397
136 | 2002000259 | 407 | 397
137 | 2002000259 | 407 | 397
138 | 2002000259 | 407 | 397
139 | 2002000259 | 407 | 397
140 | 2002000259 | 407 | 397
141 | 2002000259 | 407 | 397
142 | 2002000259 | 406 | 396
143 | 2002000259 | 405 | 395
0 | 2003005386 | 343 | 333
1 | 2003005386 | 344 | 334
2 | 2003005386 | 345 | 335
3 | 2003005386 | 346 | 336
4 | 2003005386 | 348 | 338
5 | 2003005386 | 350 | 340
6 | 2003005386 | 352 | 342
7 | 2003005386 | 353 | 343
8 | 2003005386 | 354 | 344
9 | 2003005386 | 355 | 345
10 | 2003005386 | 356.6667 | 346.6667
11 | 2003005386 | 358.3333 | 348.3333
12 | 2003005386 | 360 | 350
13 | 2003005386 | 363.6667 | 353.6667
14 | 2003005386 | 367.3333 | 357.3333
15 | 2003005386 | 371 | 361
16 | 2003005386 | 373.3333 | 363.3333
17 | 2003005386 | 375.6667 | 365.6667
18 | 2003005386 | 378 | 368
19 | 2003005386 | 378.6667 | 368.6667
20 | 2003005386 | 379.3333 | 369.3333
21 | 2003005386 | 380 | 370
22 | 2003005386 | 381.3333 | 371.3333
23 | 2003005386 | 382.6667 | 372.6667
24 | 2003005386 | 384 | 374
25 | 2003005386 | 385.3333 | 375.3333
26 | 2003005386 | 386.6667 | 376.6667
27 | 2003005386 | 388 | 378
28 | 2003005386 | 387 | 377
29 | 2003005386 | 386 | 376
30 | 2003005386 | 385 | 375
31 | 2003005386 | 383 | 373
32 | 2003005386 | 381 | 371
33 | 2003005386 | 379 | 369
34 | 2003005386 | 378.3333 | 368.3333
35 | 2003005386 | 377.6667 | 367.6667
36 | 2003005386 | 377 | 367
37 | 2003005386 | 377.3333 | 367.3333
38 | 2003005386 | 377.6667 | 367.6667
39 | 2003005386 | 378 | 368
40 | 2003005386 | 379.6667 | 369.6667
41 | 2003005386 | 381.3333 | 371.3333
42 | 2003005386 | 383 | 373
43 | 2003005386 | 385.3333 | 375.3333
44 | 2003005386 | 387.6667 | 377.6667
45 | 2003005386 | 390 | 380
46 | 2003005386 | 391.3333 | 381.3333
47 | 2003005386 | 392.6667 | 382.6667
48 | 2003005386 | 394 | 384
49 | 2003005386 | 393.3333 | 383.3333
50 | 2003005386 | 392.6667 | 382.6667
51 | 2003005386 | 392 | 382
52 | 2003005386 | 387.6667 | 377.6667
53 | 2003005386 | 383.3333 | 373.3333
54 | 2003005386 | 379 | 369
55 | 2003005386 | 372.3333 | 362.3333
56 | 2003005386 | 365.6667 | 355.6667
57 | 2003005386 | 359 | 349
58 | 2003005386 | 353.6667 | 343.6667
59 | 2003005386 | 348.3333 | 338.3333
60 | 2003005386 | 343 | 333
61 | 2003005386 | 338.3333 | 328.3333
62 | 2003005386 | 333.6667 | 323.6667
63 | 2003005386 | 329 | 319
64 | 2003005386 | 326 | 316
65 | 2003005386 | 323 | 313
66 | 2003005386 | 320 | 310
67 | 2003005386 | 318.3333 | 308.3333
68 | 2003005386 | 316.6667 | 306.6667
69 | 2003005386 | 315 | 305
70 | 2003005386 | 315.3333 | 305.3333
71 | 2003005386 | 315.6667 | 305.6667
72 | 2003005386 | 316 | 306
73 | 2003005386 | 316.3333 | 306.3333
74 | 2003005386 | 316.6667 | 306.6667
75 | 2003005386 | 317 | 307
76 | 2003005386 | 316.3333 | 306.3333
77 | 2003005386 | 315.6667 | 305.6667
78 | 2003005386 | 315 | 305
79 | 2003005386 | 314.6667 | 304.6667
80 | 2003005386 | 314.3333 | 304.3333
81 | 2003005386 | 314 | 304
82 | 2003005386 | 316.3333 | 306.3333
83 | 2003005386 | 318.6667 | 308.6667
84 | 2003005386 | 321 | 311
85 | 2003005386 | 323.3333 | 313.3333
86 | 2003005386 | 325.6667 | 315.6667
87 | 2003005386 | 328 | 318
88 | 2003005386 | 328.3333 | 318.3333
89 | 2003005386 | 328.6667 | 318.6667
90 | 2003005386 | 329 | 339
91 | 2003005386 | 329 | 339
92 | 2003005386 | 329 | 339
93 | 2003005386 | 329 | 339
94 | 2003005386 | 328.6667 | 338.6667
95 | 2003005386 | 328.3333 | 338.3333
96 | 2003005386 | 328 | 338
97 | 2003005386 | 327.6667 | 337.6667
98 | 2003005386 | 327.3333 | 337.3333
99 | 2003005386 | 327 | 337
100 | 2003005386 | 328.6667 | 338.6667
101 | 2003005386 | 330.3333 | 340.3333
102 | 2003005386 | 332 | 342
103 | 2003005386 | 334.3333 | 344.3333
104 | 2003005386 | 336.6667 | 346.6667
105 | 2003005386 | 339 | 349
106 | 2003005386 | 339.3333 | 349.3333
107 | 2003005386 | 339.6667 | 349.6667
108 | 2003005386 | 340 | 350
109 | 2003005386 | 342.3333 | 352.3333
110 | 2003005386 | 344.6667 | 354.6667
111 | 2003005386 | 347 | 357
112 | 2003005386 | 349.6667 | 359.6667
113 | 2003005386 | 352.3333 | 362.3333
114 | 2003005386 | 355 | 365
115 | 2003005386 | 360.3333 | 370.3333
116 | 2003005386 | 365.6667 | 375.6667
117 | 2003005386 | 371 | 381
118 | 2003005386 | 373.6667 | 383.6667
119 | 2003005386 | 376.3333 | 386.3333
120 | 2003005386 | 379 | 389
121 | 2003005386 | 383.3333 | 393.3333
122 | 2003005386 | 387.6667 | 377.6667
123 | 2003005386 | 392 | 382
124 | 2003005386 | 395.3333 | 385.3333
125 | 2003005386 | 398.6667 | 388.6667
126 | 2003005386 | 402 | 392
127 | 2003005386 | 404.3333 | 394.3333
128 | 2003005386 | 406.6667 | 396.6667
129 | 2003005386 | 409 | 399
130 | 2003005386 | 409 | 399
131 | 2003005386 | 409 | 399
132 | 2003005386 | 409 | 399
133 | 2003005386 | 408.3333 | 398.3333
134 | 2003005386 | 407.6667 | 397.6667
135 | 2003005386 | 407 | 397
136 | 2003005386 | 407 | 397
137 | 2003005386 | 407 | 397
138 | 2003005386 | 407 | 397
139 | 2003005386 | 407 | 397
140 | 2003005386 | 407 | 397
141 | 2003005386 | 407 | 397
142 | 2003005386 | 406 | 396
143 | 2003005386 | 405 | 395
0 | 2010003183 | 343 | 333
1 | 2010003183 | 344 | 334
2 | 2010003183 | 345 | 335
3 | 2010003183 | 346 | 336
4 | 2010003183 | 348 | 338
5 | 2010003183 | 350 | 340
6 | 2010003183 | 352 | 342
7 | 2010003183 | 353 | 343
8 | 2010003183 | 354 | 344
9 | 2010003183 | 355 | 345
10 | 2010003183 | 356.6667 | 346.6667
11 | 2010003183 | 358.3333 | 348.3333
12 | 2010003183 | 360 | 350
13 | 2010003183 | 363.6667 | 353.6667
14 | 2010003183 | 367.3333 | 357.3333
15 | 2010003183 | 371 | 361
16 | 2010003183 | 373.3333 | 363.3333
17 | 2010003183 | 375.6667 | 365.6667
18 | 2010003183 | 378 | 368
19 | 2010003183 | 378.6667 | 368.6667
20 | 2010003183 | 379.3333 | 369.3333
21 | 2010003183 | 380 | 370
22 | 2010003183 | 381.3333 | 371.3333
23 | 2010003183 | 382.6667 | 372.6667
24 | 2010003183 | 384 | 374
25 | 2010003183 | 385.3333 | 375.3333
26 | 2010003183 | 386.6667 | 376.6667
27 | 2010003183 | 388 | 378
28 | 2010003183 | 387 | 377
29 | 2010003183 | 386 | 376
30 | 2010003183 | 385 | 375
31 | 2010003183 | 383 | 373
32 | 2010003183 | 381 | 371
33 | 2010003183 | 379 | 369
34 | 2010003183 | 378.3333 | 368.3333
35 | 2010003183 | 377.6667 | 367.6667
36 | 2010003183 | 377 | 367
37 | 2010003183 | 377.3333 | 367.3333
38 | 2010003183 | 377.6667 | 367.6667
39 | 2010003183 | 378 | 368
40 | 2010003183 | 379.6667 | 369.6667
41 | 2010003183 | 381.3333 | 371.3333
42 | 2010003183 | 383 | 373
43 | 2010003183 | 385.3333 | 375.3333
44 | 2010003183 | 387.6667 | 377.6667
45 | 2010003183 | 390 | 380
46 | 2010003183 | 391.3333 | 381.3333
47 | 2010003183 | 392.6667 | 382.6667
48 | 2010003183 | 394 | 384
49 | 2010003183 | 393.3333 | 383.3333
50 | 2010003183 | 392.6667 | 382.6667
51 | 2010003183 | 392 | 382
52 | 2010003183 | 387.6667 | 377.6667
53 | 2010003183 | 383.3333 | 373.3333
54 | 2010003183 | 379 | 369
55 | 2010003183 | 372.3333 | 362.3333
56 | 2010003183 | 365.6667 | 355.6667
57 | 2010003183 | 359 | 349
58 | 2010003183 | 353.6667 | 343.6667
59 | 2010003183 | 348.3333 | 338.3333
60 | 2010003183 | 343 | 333
61 | 2010003183 | 338.3333 | 328.3333
62 | 2010003183 | 333.6667 | 323.6667
63 | 2010003183 | 329 | 319
64 | 2010003183 | 326 | 316
65 | 2010003183 | 323 | 313
66 | 2010003183 | 320 | 310
67 | 2010003183 | 318.3333 | 308.3333
68 | 2010003183 | 316.6667 | 306.6667
69 | 2010003183 | 315 | 305
70 | 2010003183 | 315.3333 | 305.3333
71 | 2010003183 | 315.6667 | 305.6667
72 | 2010003183 | 316 | 306
73 | 2010003183 | 316.3333 | 306.3333
74 | 2010003183 | 316.6667 | 306.6667
75 | 2010003183 | 317 | 307
76 | 2010003183 | 316.3333 | 306.3333
77 | 2010003183 | 315.6667 | 305.6667
78 | 2010003183 | 315 | 305
79 | 2010003183 | 314.6667 | 304.6667
80 | 2010003183 | 314.3333 | 304.3333
81 | 2010003183 | 314 | 304
82 | 2010003183 | 316.3333 | 306.3333
83 | 2010003183 | 318.6667 | 308.6667
84 | 2010003183 | 321 | 311
85 | 2010003183 | 323.3333 | 313.3333
86 | 2010003183 | 325.6667 | 315.6667
87 | 2010003183 | 328 | 318
88 | 2010003183 | 328.3333 | 318.3333
89 | 2010003183 | 328.6667 | 318.6667
90 | 2010003183 | 329 | 339
91 | 2010003183 | 329 | 339
92 | 2010003183 | 329 | 339
93 | 2010003183 | 329 | 339
94 | 2010003183 | 328.6667 | 338.6667
95 | 2010003183 | 328.3333 | 338.3333
96 | 2010003183 | 328 | 338
97 | 2010003183 | 327.6667 | 337.6667
98 | 2010003183 | 327.3333 | 337.3333
99 | 2010003183 | 327 | 337
100 | 2010003183 | 328.6667 | 338.6667
101 | 2010003183 | 330.3333 | 340.3333
102 | 2010003183 | 332 | 342
103 | 2010003183 | 334.3333 | 344.3333
104 | 2010003183 | 336.6667 | 346.6667
105 | 2010003183 | 339 | 349
106 | 2010003183 | 339.3333 | 349.3333
107 | 2010003183 | 339.6667 | 349.6667
108 | 2010003183 | 340 | 350
109 | 2010003183 | 342.3333 | 352.3333
110 | 2010003183 | 344.6667 | 354.6667
111 | 2010003183 | 347 | 357
112 | 2010003183 | 349.6667 | 359.6667
113 | 2010003183 | 352.3333 | 362.3333
114 | 2010003183 | 355 | 365
115 | 2010003183 | 360.3333 | 370.3333
116 | 2010003183 | 365.6667 | 375.6667
117 | 2010003183 | 371 | 381
118 | 2010003183 | 373.6667 | 383.6667
119 | 2010003183 | 376.3333 | 386.3333
120 | 2010003183 | 379 | 389
121 | 2010003183 | 383.3333 | 393.3333
122 | 2010003183 | 387.6667 | 377.6667
123 | 2010003183 | 392 | 382
124 | 2010003183 | 395.3333 | 385.3333
125 | 2010003183 | 398.6667 | 388.6667
126 | 2010003183 | 402 | 392
127 | 2010003183 | 404.3333 | 394.3333
128 | 2010003183 | 406.6667 | 396.6667
129 | 2010003183 | 409 | 399
130 | 2010003183 | 409 | 399
131 | 2010003183 | 409 | 399
132 | 2010003183 | 409 | 399
133 | 2010003183 | 408.3333 | 398.3333
134 | 2010003183 | 407.6667 | 397.6667
135 | 2010003183 | 407 | 397
136 | 2010003183 | 407 | 397
137 | 2010003183 | 407 | 397
138 | 2010003183 | 407 | 397
139 | 2010003183 | 407 | 397
140 | 2010003183 | 407 | 397
141 | 2010003183 | 407 | 397
142 | 2010003183 | 406 | 396
143 | 2010003183 | 405 | 395
0 | 2007008129 | 343 | 333
1 | 2007008129 | 344 | 334
2 | 2007008129 | 345 | 335
3 | 2007008129 | 346 | 336
4 | 2007008129 | 348 | 338
5 | 2007008129 | 350 | 340
6 | 2007008129 | 352 | 342
7 | 2007008129 | 353 | 343
8 | 2007008129 | 354 | 344
9 | 2007008129 | 355 | 345
10 | 2007008129 | 356.6667 | 346.6667
11 | 2007008129 | 358.3333 | 348.3333
12 | 2007008129 | 360 | 350
13 | 2007008129 | 363.6667 | 353.6667
14 | 2007008129 | 367.3333 | 357.3333
15 | 2007008129 | 371 | 361
16 | 2007008129 | 373.3333 | 363.3333
17 | 2007008129 | 375.6667 | 365.6667
18 | 2007008129 | 378 | 368
19 | 2007008129 | 378.6667 | 368.6667
20 | 2007008129 | 379.3333 | 369.3333
21 | 2007008129 | 380 | 370
22 | 2007008129 | 381.3333 | 371.3333
23 | 2007008129 | 382.6667 | 372.6667
24 | 2007008129 | 384 | 374
25 | 2007008129 | 385.3333 | 375.3333
26 | 2007008129 | 386.6667 | 376.6667
27 | 2007008129 | 388 | 378
28 | 2007008129 | 387 | 377
29 | 2007008129 | 386 | 376
30 | 2007008129 | 385 | 375
31 | 2007008129 | 383 | 373
32 | 2007008129 | 381 | 371
33 | 2007008129 | 379 | 369
34 | 2007008129 | 378.3333 | 368.3333
35 | 2007008129 | 377.6667 | 367.6667
36 | 2007008129 | 377 | 367
37 | 2007008129 | 377.3333 | 367.3333
38 | 2007008129 | 377.6667 | 367.6667
39 | 2007008129 | 378 | 368
40 | 2007008129 | 379.6667 | 369.6667
41 | 2007008129 | 381.3333 | 371.3333
42 | 2007008129 | 383 | 373
43 | 2007008129 | 385.3333 | 375.3333
44 | 2007008129 | 387.6667 | 377.6667
45 | 2007008129 | 390 | 380
46 | 2007008129 | 391.3333 | 381.3333
47 | 2007008129 | 392.6667 | 382.6667
48 | 2007008129 | 394 | 384
49 | 2007008129 | 393.3333 | 383.3333
50 | 2007008129 | 392.6667 | 382.6667
51 | 2007008129 | 392 | 382
52 | 2007008129 | 387.6667 | 377.6667
53 | 2007008129 | 383.3333 | 373.3333
54 | 2007008129 | 379 | 369
55 | 2007008129 | 372.3333 | 362.3333
56 | 2007008129 | 365.6667 | 355.6667
57 | 2007008129 | 359 | 349
58 | 2007008129 | 353.6667 | 343.6667
59 | 2007008129 | 348.3333 | 338.3333
60 | 2007008129 | 343 | 333
61 | 2007008129 | 338.3333 | 328.3333
62 | 2007008129 | 333.6667 | 323.6667
63 | 2007008129 | 329 | 319
64 | 2007008129 | 326 | 316
65 | 2007008129 | 323 | 313
66 | 2007008129 | 320 | 310
67 | 2007008129 | 318.3333 | 308.3333
68 | 2007008129 | 316.6667 | 306.6667
69 | 2007008129 | 315 | 305
70 | 2007008129 | 315.3333 | 305.3333
71 | 2007008129 | 315.6667 | 305.6667
72 | 2007008129 | 316 | 306
73 | 2007008129 | 316.3333 | 306.3333
74 | 2007008129 | 316.6667 | 306.6667
75 | 2007008129 | 317 | 307
76 | 2007008129 | 316.3333 | 306.3333
77 | 2007008129 | 315.6667 | 305.6667
78 | 2007008129 | 315 | 305
79 | 2007008129 | 314.6667 | 304.6667
80 | 2007008129 | 314.3333 | 304.3333
81 | 2007008129 | 314 | 304
82 | 2007008129 | 316.3333 | 306.3333
83 | 2007008129 | 318.6667 | 308.6667
84 | 2007008129 | 321 | 311
85 | 2007008129 | 323.3333 | 313.3333
86 | 2007008129 | 325.6667 | 315.6667
87 | 2007008129 | 328 | 318
88 | 2007008129 | 328.3333 | 318.3333
89 | 2007008129 | 328.6667 | 318.6667
90 | 2007008129 | 329 | 339
91 | 2007008129 | 329 | 339
92 | 2007008129 | 329 | 339
93 | 2007008129 | 329 | 339
94 | 2007008129 | 328.6667 | 338.6667
95 | 2007008129 | 328.3333 | 338.3333
96 | 2007008129 | 328 | 338
97 | 2007008129 | 327.6667 | 337.6667
98 | 2007008129 | 327.3333 | 337.3333
99 | 2007008129 | 327 | 337
100 | 2007008129 | 328.6667 | 338.6667
101 | 2007008129 | 330.3333 | 340.3333
102 | 2007008129 | 332 | 342
103 | 2007008129 | 334.3333 | 344.3333
104 | 2007008129 | 336.6667 | 346.6667
105 | 2007008129 | 339 | 349
106 | 2007008129 | 339.3333 | 349.3333
107 | 2007008129 | 339.6667 | 349.6667
108 | 2007008129 | 340 | 350
109 | 2007008129 | 342.3333 | 352.3333
110 | 2007008129 | 344.6667 | 354.6667
111 | 2007008129 | 347 | 357
112 | 2007008129 | 349.6667 | 359.6667
113 | 2007008129 | 352.3333 | 362.3333
114 | 2007008129 | 355 | 365
115 | 2007008129 | 360.3333 | 370.3333
116 | 2007008129 | 365.6667 | 375.6667
117 | 2007008129 | 371 | 381
118 | 2007008129 | 373.6667 | 383.6667
119 | 2007008129 | 376.3333 | 386.3333
120 | 2007008129 | 379 | 389
121 | 2007008129 | 383.3333 | 393.3333
122 | 2007008129 | 387.6667 | 377.6667
123 | 2007008129 | 392 | 382
124 | 2007008129 | 395.3333 | 385.3333
125 | 2007008129 | 398.6667 | 388.6667
126 | 2007008129 | 402 | 392
127 | 2007008129 | 404.3333 | 394.3333
128 | 2007008129 | 406.6667 | 396.6667
129 | 2007008129 | 409 | 399
130 | 2007008129 | 409 | 399
131 | 2007008129 | 409 | 399
132 | 2007008129 | 409 | 399
133 | 2007008129 | 408.3333 | 398.3333
134 | 2007008129 | 407.6667 | 397.6667
135 | 2007008129 | 407 | 397
136 | 2007008129 | 407 | 397
137 | 2007008129 | 407 | 397
138 | 2007008129 | 407 | 397
139 | 2007008129 | 407 | 397
140 | 2007008129 | 407 | 397
141 | 2007008129 | 407 | 397
142 | 2007008129 | 406 | 396
143 | 2007008129 | 405 | 395
0 | 2004007604 | 343 | 333
1 | 2004007604 | 344 | 334
2 | 2004007604 | 345 | 335
3 | 2004007604 | 346 | 336
4 | 2004007604 | 348 | 338
5 | 2004007604 | 350 | 340
6 | 2004007604 | 352 | 342
7 | 2004007604 | 353 | 343
8 | 2004007604 | 354 | 344
9 | 2004007604 | 355 | 345
10 | 2004007604 | 356.6667 | 346.6667
11 | 2004007604 | 358.3333 | 348.3333
12 | 2004007604 | 360 | 350
13 | 2004007604 | 363.6667 | 353.6667
14 | 2004007604 | 367.3333 | 357.3333
15 | 2004007604 | 371 | 361
16 | 2004007604 | 373.3333 | 363.3333
17 | 2004007604 | 375.6667 | 365.6667
18 | 2004007604 | 378 | 368
19 | 2004007604 | 378.6667 | 368.6667
20 | 2004007604 | 379.3333 | 369.3333
21 | 2004007604 | 380 | 370
22 | 2004007604 | 381.3333 | 371.3333
23 | 2004007604 | 382.6667 | 372.6667
24 | 2004007604 | 384 | 374
25 | 2004007604 | 385.3333 | 375.3333
26 | 2004007604 | 386.6667 | 376.6667
27 | 2004007604 | 388 | 378
28 | 2004007604 | 387 | 377
29 | 2004007604 | 386 | 376
30 | 2004007604 | 385 | 375
31 | 2004007604 | 383 | 373
32 | 2004007604 | 381 | 371
33 | 2004007604 | 379 | 369
34 | 2004007604 | 378.3333 | 368.3333
35 | 2004007604 | 377.6667 | 367.6667
36 | 2004007604 | 377 | 367
37 | 2004007604 | 377.3333 | 367.3333
38 | 2004007604 | 377.6667 | 367.6667
39 | 2004007604 | 378 | 368
40 | 2004007604 | 379.6667 | 369.6667
41 | 2004007604 | 381.3333 | 371.3333
42 | 2004007604 | 383 | 373
43 | 2004007604 | 385.3333 | 375.3333
44 | 2004007604 | 387.6667 | 377.6667
45 | 2004007604 | 390 | 380
46 | 2004007604 | 391.3333 | 381.3333
47 | 2004007604 | 392.6667 | 382.6667
48 | 2004007604 | 394 | 384
49 | 2004007604 | 393.3333 | 383.3333
50 | 2004007604 | 392.6667 | 382.6667
51 | 2004007604 | 392 | 382
52 | 2004007604 | 387.6667 | 377.6667
53 | 2004007604 | 383.3333 | 373.3333
54 | 2004007604 | 379 | 369
55 | 2004007604 | 372.3333 | 362.3333
56 | 2004007604 | 365.6667 | 355.6667
57 | 2004007604 | 359 | 349
58 | 2004007604 | 353.6667 | 343.6667
59 | 2004007604 | 348.3333 | 338.3333
60 | 2004007604 | 343 | 333
61 | 2004007604 | 338.3333 | 328.3333
62 | 2004007604 | 333.6667 | 323.6667
63 | 2004007604 | 329 | 319
64 | 2004007604 | 326 | 316
65 | 2004007604 | 323 | 313
66 | 2004007604 | 320 | 310
67 | 2004007604 | 318.3333 | 308.3333
68 | 2004007604 | 316.6667 | 306.6667
69 | 2004007604 | 315 | 305
70 | 2004007604 | 315.3333 | 305.3333
71 | 2004007604 | 315.6667 | 305.6667
72 | 2004007604 | 316 | 306
73 | 2004007604 | 316.3333 | 306.3333
74 | 2004007604 | 316.6667 | 306.6667
75 | 2004007604 | 317 | 307
76 | 2004007604 | 316.3333 | 306.3333
77 | 2004007604 | 315.6667 | 305.6667
78 | 2004007604 | 315 | 305
79 | 2004007604 | 314.6667 | 304.6667
80 | 2004007604 | 314.3333 | 304.3333
81 | 2004007604 | 314 | 304
82 | 2004007604 | 316.3333 | 306.3333
83 | 2004007604 | 318.6667 | 308.6667
84 | 2004007604 | 321 | 311
85 | 2004007604 | 323.3333 | 313.3333
86 | 2004007604 | 325.6667 | 315.6667
87 | 2004007604 | 328 | 318
88 | 2004007604 | 328.3333 | 318.3333
89 | 2004007604 | 328.6667 | 318.6667
90 | 2004007604 | 329 | 339
91 | 2004007604 | 329 | 339
92 | 2004007604 | 329 | 339
93 | 2004007604 | 329 | 339
94 | 2004007604 | 328.6667 | 338.6667
95 | 2004007604 | 328.3333 | 338.3333
96 | 2004007604 | 328 | 338
97 | 2004007604 | 327.6667 | 337.6667
98 | 2004007604 | 327.3333 | 337.3333
99 | 2004007604 | 327 | 337
100 | 2004007604 | 328.6667 | 338.6667
101 | 2004007604 | 330.3333 | 340.3333
102 | 2004007604 | 332 | 342
103 | 2004007604 | 334.3333 | 344.3333
104 | 2004007604 | 336.6667 | 346.6667
105 | 2004007604 | 339 | 349
106 | 2004007604 | 339.3333 | 349.3333
107 | 2004007604 | 339.6667 | 349.6667
108 | 2004007604 | 340 | 350
109 | 2004007604 | 342.3333 | 352.3333
110 | 2004007604 | 344.6667 | 354.6667
111 | 2004007604 | 347 | 357
112 | 2004007604 | 349.6667 | 359.6667
113 | 2004007604 | 352.3333 | 362.3333
114 | 2004007604 | 355 | 365
115 | 2004007604 | 360.3333 | 370.3333
116 | 2004007604 | 365.6667 | 375.6667
117 | 2004007604 | 371 | 381
118 | 2004007604 | 373.6667 | 383.6667
119 | 2004007604 | 376.3333 | 386.3333
120 | 2004007604 | 379 | 389
121 | 2004007604 | 383.3333 | 393.3333
122 | 2004007604 | 387.6667 | 377.6667
123 | 2004007604 | 392 | 382
124 | 2004007604 | 395.3333 | 385.3333
125 | 2004007604 | 398.6667 | 388.6667
126 | 2004007604 | 402 | 392
127 | 2004007604 | 404.3333 | 394.3333
128 | 2004007604 | 406.6667 | 396.6667
129 | 2004007604 | 409 | 399
130 | 2004007604 | 409 | 399
131 | 2004007604 | 409 | 399
132 | 2004007604 | 409 | 399
133 | 2004007604 | 408.3333 | 398.3333
134 | 2004007604 | 407.6667 | 397.6667
135 | 2004007604 | 407 | 397
136 | 2004007604 | 407 | 397
137 | 2004007604 | 407 | 397
138 | 2004007604 | 407 | 397
139 | 2004007604 | 407 | 397
140 | 2004007604 | 407 | 397
141 | 2004007604 | 407 | 397
142 | 2004007604 | 406 | 396
143 | 2004007604 | 405 | 395
0 | 2014001739 | 343 | 333
1 | 2014001739 | 344 | 334
2 | 2014001739 | 345 | 335
3 | 2014001739 | 346 | 336
4 | 2014001739 | 348 | 338
5 | 2014001739 | 350 | 340
6 | 2014001739 | 352 | 342
7 | 2014001739 | 353 | 343
8 | 2014001739 | 354 | 344
9 | 2014001739 | 355 | 345
10 | 2014001739 | 356.6667 | 346.6667
11 | 2014001739 | 358.3333 | 348.3333
12 | 2014001739 | 360 | 350
13 | 2014001739 | 363.6667 | 353.6667
14 | 2014001739 | 367.3333 | 357.3333
15 | 2014001739 | 371 | 361
16 | 2014001739 | 373.3333 | 363.3333
17 | 2014001739 | 375.6667 | 365.6667
18 | 2014001739 | 378 | 368
19 | 2014001739 | 378.6667 | 368.6667
20 | 2014001739 | 379.3333 | 369.3333
21 | 2014001739 | 380 | 370
22 | 2014001739 | 381.3333 | 371.3333
23 | 2014001739 | 382.6667 | 372.6667
24 | 2014001739 | 384 | 374
25 | 2014001739 | 385.3333 | 375.3333
26 | 2014001739 | 386.6667 | 376.6667
27 | 2014001739 | 388 | 378
28 | 2014001739 | 387 | 377
29 | 2014001739 | 386 | 376
30 | 2014001739 | 385 | 375
31 | 2014001739 | 383 | 373
32 | 2014001739 | 381 | 371
33 | 2014001739 | 379 | 369
34 | 2014001739 | 378.3333 | 368.3333
35 | 2014001739 | 377.6667 | 367.6667
36 | 2014001739 | 377 | 367
37 | 2014001739 | 377.3333 | 367.3333
38 | 2014001739 | 377.6667 | 367.6667
39 | 2014001739 | 378 | 368
40 | 2014001739 | 379.6667 | 369.6667
41 | 2014001739 | 381.3333 | 371.3333
42 | 2014001739 | 383 | 373
43 | 2014001739 | 385.3333 | 375.3333
44 | 2014001739 | 387.6667 | 377.6667
45 | 2014001739 | 390 | 380
46 | 2014001739 | 391.3333 | 381.3333
47 | 2014001739 | 392.6667 | 382.6667
48 | 2014001739 | 394 | 384
49 | 2014001739 | 393.3333 | 383.3333
50 | 2014001739 | 392.6667 | 382.6667
51 | 2014001739 | 392 | 382
52 | 2014001739 | 387.6667 | 377.6667
53 | 2014001739 | 383.3333 | 373.3333
54 | 2014001739 | 379 | 369
55 | 2014001739 | 372.3333 | 362.3333
56 | 2014001739 | 365.6667 | 355.6667
57 | 2014001739 | 359 | 349
58 | 2014001739 | 353.6667 | 343.6667
59 | 2014001739 | 348.3333 | 338.3333
60 | 2014001739 | 343 | 333
61 | 2014001739 | 338.3333 | 328.3333
62 | 2014001739 | 333.6667 | 323.6667
63 | 2014001739 | 329 | 319
64 | 2014001739 | 326 | 316
65 | 2014001739 | 323 | 313
66 | 2014001739 | 320 | 310
67 | 2014001739 | 318.3333 | 308.3333
68 | 2014001739 | 316.6667 | 306.6667
69 | 2014001739 | 315 | 305
70 | 2014001739 | 315.3333 | 305.3333
71 | 2014001739 | 315.6667 | 305.6667
72 | 2014001739 | 316 | 306
73 | 2014001739 | 316.3333 | 306.3333
74 | 2014001739 | 316.6667 | 306.6667
75 | 2014001739 | 317 | 307
76 | 2014001739 | 316.3333 | 306.3333
77 | 2014001739 | 315.6667 | 305.6667
78 | 2014001739 | 315 | 305
79 | 2014001739 | 314.6667 | 304.6667
80 | 2014001739 | 314.3333 | 304.3333
81 | 2014001739 | 314 | 304
82 | 2014001739 | 316.3333 | 306.3333
83 | 2014001739 | 318.6667 | 308.6667
84 | 2014001739 | 321 | 311
85 | 2014001739 | 323.3333 | 313.3333
86 | 2014001739 | 325.6667 | 315.6667
87 | 2014001739 | 328 | 318
88 | 2014001739 | 328.3333 | 318.3333
89 | 2014001739 | 328.6667 | 318.6667
90 | 2014001739 | 329 | 339
91 | 2014001739 | 329 | 339
92 | 2014001739 | 329 | 339
93 | 2014001739 | 329 | 339
94 | 2014001739 | 328.6667 | 338.6667
95 | 2014001739 | 328.3333 | 338.3333
96 | 2014001739 | 328 | 338
97 | 2014001739 | 327.6667 | 337.6667
98 | 2014001739 | 327.3333 | 337.3333
99 | 2014001739 | 327 | 337
100 | 2014001739 | 328.6667 | 338.6667
101 | 2014001739 | 330.3333 | 340.3333
102 | 2014001739 | 332 | 342
103 | 2014001739 | 334.3333 | 344.3333
104 | 2014001739 | 336.6667 | 346.6667
105 | 2014001739 | 339 | 349
106 | 2014001739 | 339.3333 | 349.3333
107 | 2014001739 | 339.6667 | 349.6667
108 | 2014001739 | 340 | 350
109 | 2014001739 | 342.3333 | 352.3333
110 | 2014001739 | 344.6667 | 354.6667
111 | 2014001739 | 347 | 357
112 | 2014001739 | 349.6667 | 359.6667
113 | 2014001739 | 352.3333 | 362.3333
114 | 2014001739 | 355 | 365
115 | 2014001739 | 360.3333 | 370.3333
116 | 2014001739 | 365.6667 | 375.6667
117 | 2014001739 | 371 | 381
118 | 2014001739 | 373.6667 | 383.6667
119 | 2014001739 | 376.3333 | 386.3333
120 | 2014001739 | 379 | 389
121 | 2014001739 | 383.3333 | 393.3333
122 | 2014001739 | 387.6667 | 377.6667
123 | 2014001739 | 392 | 382
124 | 2014001739 | 395.3333 | 385.3333
125 | 2014001739 | 398.6667 | 388.6667
126 | 2014001739 | 402 | 392
127 | 2014001739 | 404.3333 | 394.3333
128 | 2014001739 | 406.6667 | 396.6667
129 | 2014001739 | 409 | 399
130 | 2014001739 | 409 | 399
131 | 2014001739 | 409 | 399
132 | 2014001739 | 409 | 399
133 | 2014001739 | 408.3333 | 398.3333
134 | 2014001739 | 407.6667 | 397.6667
135 | 2014001739 | 407 | 397
136 | 2014001739 | 407 | 397
137 | 2014001739 | 407 | 397
138 | 2014001739 | 407 | 397
139 | 2014001739 | 407 | 397
140 | 2014001739 | 407 | 397
141 | 2014001739 | 407 | 397
142 | 2014001739 | 406 | 396
143 | 2014001739 | 405 | 395
0 | 2007003792 | 343 | 333
1 | 2007003792 | 344 | 334
2 | 2007003792 | 345 | 335
3 | 2007003792 | 346 | 336
4 | 2007003792 | 348 | 338
5 | 2007003792 | 350 | 340
6 | 2007003792 | 352 | 342
7 | 2007003792 | 353 | 343
8 | 2007003792 | 354 | 344
9 | 2007003792 | 355 | 345
10 | 2007003792 | 356.6667 | 346.6667
11 | 2007003792 | 358.3333 | 348.3333
12 | 2007003792 | 360 | 350
13 | 2007003792 | 363.6667 | 353.6667
14 | 2007003792 | 367.3333 | 357.3333
15 | 2007003792 | 371 | 361
16 | 2007003792 | 373.3333 | 363.3333
17 | 2007003792 | 375.6667 | 365.6667
18 | 2007003792 | 378 | 368
19 | 2007003792 | 378.6667 | 368.6667
20 | 2007003792 | 379.3333 | 369.3333
21 | 2007003792 | 380 | 370
22 | 2007003792 | 381.3333 | 371.3333
23 | 2007003792 | 382.6667 | 372.6667
24 | 2007003792 | 384 | 374
25 | 2007003792 | 385.3333 | 375.3333
26 | 2007003792 | 386.6667 | 376.6667
27 | 2007003792 | 388 | 378
28 | 2007003792 | 387 | 377
29 | 2007003792 | 386 | 376
30 | 2007003792 | 385 | 375
31 | 2007003792 | 383 | 373
32 | 2007003792 | 381 | 371
33 | 2007003792 | 379 | 369
34 | 2007003792 | 378.3333 | 368.3333
35 | 2007003792 | 377.6667 | 367.6667
36 | 2007003792 | 377 | 367
37 | 2007003792 | 377.3333 | 367.3333
38 | 2007003792 | 377.6667 | 367.6667
39 | 2007003792 | 378 | 368
40 | 2007003792 | 379.6667 | 369.6667
41 | 2007003792 | 381.3333 | 371.3333
42 | 2007003792 | 383 | 373
43 | 2007003792 | 385.3333 | 375.3333
44 | 2007003792 | 387.6667 | 377.6667
45 | 2007003792 | 390 | 380
46 | 2007003792 | 391.3333 | 381.3333
47 | 2007003792 | 392.6667 | 382.6667
48 | 2007003792 | 394 | 384
49 | 2007003792 | 393.3333 | 383.3333
50 | 2007003792 | 392.6667 | 382.6667
51 | 2007003792 | 392 | 382
52 | 2007003792 | 387.6667 | 377.6667
53 | 2007003792 | 383.3333 | 373.3333
54 | 2007003792 | 379 | 369
55 | 2007003792 | 372.3333 | 362.3333
56 | 2007003792 | 365.6667 | 355.6667
57 | 2007003792 | 359 | 349
58 | 2007003792 | 353.6667 | 343.6667
59 | 2007003792 | 348.3333 | 338.3333
60 | 2007003792 | 343 | 333
61 | 2007003792 | 338.3333 | 328.3333
62 | 2007003792 | 333.6667 | 323.6667
63 | 2007003792 | 329 | 319
64 | 2007003792 | 326 | 316
65 | 2007003792 | 323 | 313
66 | 2007003792 | 320 | 310
67 | 2007003792 | 318.3333 | 308.3333
68 | 2007003792 | 316.6667 | 306.6667
69 | 2007003792 | 315 | 305
70 | 2007003792 | 315.3333 | 305.3333
71 | 2007003792 | 315.6667 | 305.6667
72 | 2007003792 | 316 | 306
73 | 2007003792 | 316.3333 | 306.3333
74 | 2007003792 | 316.6667 | 306.6667
75 | 2007003792 | 317 | 307
76 | 2007003792 | 316.3333 | 306.3333
77 | 2007003792 | 315.6667 | 305.6667
78 | 2007003792 | 315 | 305
79 | 2007003792 | 314.6667 | 304.6667
80 | 2007003792 | 314.3333 | 304.3333
81 | 2007003792 | 314 | 304
82 | 2007003792 | 316.3333 | 306.3333
83 | 2007003792 | 318.6667 | 308.6667
84 | 2007003792 | 321 | 311
85 | 2007003792 | 323.3333 | 313.3333
86 | 2007003792 | 325.6667 | 315.6667
87 | 2007003792 | 328 | 318
88 | 2007003792 | 328.3333 | 318.3333
89 | 2007003792 | 328.6667 | 318.6667
90 | 2007003792 | 329 | 339
91 | 2007003792 | 329 | 339
92 | 2007003792 | 329 | 339
93 | 2007003792 | 329 | 339
94 | 2007003792 | 328.6667 | 338.6667
95 | 2007003792 | 328.3333 | 338.3333
96 | 2007003792 | 328 | 338
97 | 2007003792 | 327.6667 | 337.6667
98 | 2007003792 | 327.3333 | 337.3333
99 | 2007003792 | 327 | 337
100 | 2007003792 | 328.6667 | 338.6667
101 | 2007003792 | 330.3333 | 340.3333
102 | 2007003792 | 332 | 342
103 | 2007003792 | 334.3333 | 344.3333
104 | 2007003792 | 336.6667 | 346.6667
105 | 2007003792 | 339 | 349
106 | 2007003792 | 339.3333 | 349.3333
107 | 2007003792 | 339.6667 | 349.6667
108 | 2007003792 | 340 | 350
109 | 2007003792 | 342.3333 | 352.3333
110 | 2007003792 | 344.6667 | 354.6667
111 | 2007003792 | 347 | 357
112 | 2007003792 | 349.6667 | 359.6667
113 | 2007003792 | 352.3333 | 362.3333
114 | 2007003792 | 355 | 365
115 | 2007003792 | 360.3333 | 370.3333
116 | 2007003792 | 365.6667 | 375.6667
117 | 2007003792 | 371 | 381
118 | 2007003792 | 373.6667 | 383.6667
119 | 2007003792 | 376.3333 | 386.3333
120 | 2007003792 | 379 | 389
121 | 2007003792 | 383.3333 | 393.3333
122 | 2007003792 | 387.6667 | 377.6667
123 | 2007003792 | 392 | 382
124 | 2007003792 | 395.3333 | 385.3333
125 | 2007003792 | 398.6667 | 388.6667
126 | 2007003792 | 402 | 392
127 | 2007003792 | 404.3333 | 394.3333
128 | 2007003792 | 406.6667 | 396.6667
129 | 2007003792 | 409 | 399
130 | 2007003792 | 409 | 399
131 | 2007003792 | 409 | 399
132 | 2007003792 | 409 | 399
133 | 2007003792 | 408.3333 | 398.3333
134 | 2007003792 | 407.6667 | 397.6667
135 | 2007003792 | 407 | 397
136 | 2007003792 | 407 | 397
137 | 2007003792 | 407 | 397
138 | 2007003792 | 407 | 397
139 | 2007003792 | 407 | 397
140 | 2007003792 | 407 | 397
141 | 2007003792 | 407 | 397
142 | 2007003792 | 406 | 396
143 | 2007003792 | 405 | 395
0 | 2012009966 | 343 | 333
1 | 2012009966 | 344 | 334
2 | 2012009966 | 345 | 335
3 | 2012009966 | 346 | 336
4 | 2012009966 | 348 | 338
5 | 2012009966 | 350 | 340
6 | 2012009966 | 352 | 342
7 | 2012009966 | 353 | 343
8 | 2012009966 | 354 | 344
9 | 2012009966 | 355 | 345
10 | 2012009966 | 356.6667 | 346.6667
11 | 2012009966 | 358.3333 | 348.3333
12 | 2012009966 | 360 | 350
13 | 2012009966 | 363.6667 | 353.6667
14 | 2012009966 | 367.3333 | 357.3333
15 | 2012009966 | 371 | 361
16 | 2012009966 | 373.3333 | 363.3333
17 | 2012009966 | 375.6667 | 365.6667
18 | 2012009966 | 378 | 368
19 | 2012009966 | 378.6667 | 368.6667
20 | 2012009966 | 379.3333 | 369.3333
21 | 2012009966 | 380 | 370
22 | 2012009966 | 381.3333 | 371.3333
23 | 2012009966 | 382.6667 | 372.6667
24 | 2012009966 | 384 | 374
25 | 2012009966 | 385.3333 | 375.3333
26 | 2012009966 | 386.6667 | 376.6667
27 | 2012009966 | 388 | 378
28 | 2012009966 | 387 | 377
29 | 2012009966 | 386 | 376
30 | 2012009966 | 385 | 375
31 | 2012009966 | 383 | 373
32 | 2012009966 | 381 | 371
33 | 2012009966 | 379 | 369
34 | 2012009966 | 378.3333 | 368.3333
35 | 2012009966 | 377.6667 | 367.6667
36 | 2012009966 | 377 | 367
37 | 2012009966 | 377.3333 | 367.3333
38 | 2012009966 | 377.6667 | 367.6667
39 | 2012009966 | 378 | 368
40 | 2012009966 | 379.6667 | 369.6667
41 | 2012009966 | 381.3333 | 371.3333
42 | 2012009966 | 383 | 373
43 | 2012009966 | 385.3333 | 375.3333
44 | 2012009966 | 387.6667 | 377.6667
45 | 2012009966 | 390 | 380
46 | 2012009966 | 391.3333 | 381.3333
47 | 2012009966 | 392.6667 | 382.6667
48 | 2012009966 | 394 | 384
49 | 2012009966 | 393.3333 | 383.3333
50 | 2012009966 | 392.6667 | 382.6667
51 | 2012009966 | 392 | 382
52 | 2012009966 | 387.6667 | 377.6667
53 | 2012009966 | 383.3333 | 373.3333
54 | 2012009966 | 379 | 369
55 | 2012009966 | 372.3333 | 362.3333
56 | 2012009966 | 365.6667 | 355.6667
57 | 2012009966 | 359 | 349
58 | 2012009966 | 353.6667 | 343.6667
59 | 2012009966 | 348.3333 | 338.3333
60 | 2012009966 | 343 | 333
61 | 2012009966 | 338.3333 | 328.3333
62 | 2012009966 | 333.6667 | 323.6667
63 | 2012009966 | 329 | 319
64 | 2012009966 | 326 | 316
65 | 2012009966 | 323 | 313
66 | 2012009966 | 320 | 310
67 | 2012009966 | 318.3333 | 308.3333
68 | 2012009966 | 316.6667 | 306.6667
69 | 2012009966 | 315 | 305
70 | 2012009966 | 315.3333 | 305.3333
71 | 2012009966 | 315.6667 | 305.6667
72 | 2012009966 | 316 | 306
73 | 2012009966 | 316.3333 | 306.3333
74 | 2012009966 | 316.6667 | 306.6667
75 | 2012009966 | 317 | 307
76 | 2012009966 | 316.3333 | 306.3333
77 | 2012009966 | 315.6667 | 305.6667
78 | 2012009966 | 315 | 305
79 | 2012009966 | 314.6667 | 304.6667
80 | 2012009966 | 314.3333 | 304.3333
81 | 2012009966 | 314 | 304
82 | 2012009966 | 316.3333 | 306.3333
83 | 2012009966 | 318.6667 | 308.6667
84 | 2012009966 | 321 | 311
85 | 2012009966 | 323.3333 | 313.3333
86 | 2012009966 | 325.6667 | 315.6667
87 | 2012009966 | 328 | 318
88 | 2012009966 | 328.3333 | 318.3333
89 | 2012009966 | 328.6667 | 318.6667
90 | 2012009966 | 329 | 339
91 | 2012009966 | 329 | 339
92 | 2012009966 | 329 | 339
93 | 2012009966 | 329 | 339
94 | 2012009966 | 328.6667 | 338.6667
95 | 2012009966 | 328.3333 | 338.3333
96 | 2012009966 | 328 | 338
97 | 2012009966 | 327.6667 | 337.6667
98 | 2012009966 | 327.3333 | 337.3333
99 | 2012009966 | 327 | 337
100 | 2012009966 | 328.6667 | 338.6667
101 | 2012009966 | 330.3333 | 340.3333
102 | 2012009966 | 332 | 342
103 | 2012009966 | 334.3333 | 344.3333
104 | 2012009966 | 336.6667 | 346.6667
105 | 2012009966 | 339 | 349
106 | 2012009966 | 339.3333 | 349.3333
107 | 2012009966 | 339.6667 | 349.6667
108 | 2012009966 | 340 | 350
109 | 2012009966 | 342.3333 | 352.3333
110 | 2012009966 | 344.6667 | 354.6667
111 | 2012009966 | 347 | 357
112 | 2012009966 | 349.6667 | 359.6667
113 | 2012009966 | 352.3333 | 362.3333
114 | 2012009966 | 355 | 365
115 | 2012009966 | 360.3333 | 370.3333
116 | 2012009966 | 365.6667 | 375.6667
117 | 2012009966 | 371 | 381
118 | 2012009966 | 373.6667 | 383.6667
119 | 2012009966 | 376.3333 | 386.3333
120 | 2012009966 | 379 | 389
121 | 2012009966 | 383.3333 | 393.3333
122 | 2012009966 | 387.6667 | 377.6667
123 | 2012009966 | 392 | 382
124 | 2012009966 | 395.3333 | 385.3333
125 | 2012009966 | 398.6667 | 388.6667
126 | 2012009966 | 402 | 392
127 | 2012009966 | 404.3333 | 394.3333
128 | 2012009966 | 406.6667 | 396.6667
129 | 2012009966 | 409 | 399
130 | 2012009966 | 409 | 399
131 | 2012009966 | 409 | 399
132 | 2012009966 | 409 | 399
133 | 2012009966 | 408.3333 | 398.3333
134 | 2012009966 | 407.6667 | 397.6667
135 | 2012009966 | 407 | 397
136 | 2012009966 | 407 | 397
137 | 2012009966 | 407 | 397
138 | 2012009966 | 407 | 397
139 | 2012009966 | 407 | 397
140 | 2012009966 | 407 | 397
141 | 2012009966 | 407 | 397
142 | 2012009966 | 406 | 396
143 | 2012009966 | 405 | 395
0 | 2005007938 | 343 | 333
1 | 2005007938 | 344 | 334
2 | 2005007938 | 345 | 335
3 | 2005007938 | 346 | 336
4 | 2005007938 | 348 | 338
5 | 2005007938 | 350 | 340
6 | 2005007938 | 352 | 342
7 | 2005007938 | 353 | 343
8 | 2005007938 | 354 | 344
9 | 2005007938 | 355 | 345
10 | 2005007938 | 356.6667 | 346.6667
11 | 2005007938 | 358.3333 | 348.3333
12 | 2005007938 | 360 | 350
13 | 2005007938 | 363.6667 | 353.6667
14 | 2005007938 | 367.3333 | 357.3333
15 | 2005007938 | 371 | 361
16 | 2005007938 | 373.3333 | 363.3333
17 | 2005007938 | 375.6667 | 365.6667
18 | 2005007938 | 378 | 368
19 | 2005007938 | 378.6667 | 368.6667
20 | 2005007938 | 379.3333 | 369.3333
21 | 2005007938 | 380 | 370
22 | 2005007938 | 381.3333 | 371.3333
23 | 2005007938 | 382.6667 | 372.6667
24 | 2005007938 | 384 | 374
25 | 2005007938 | 385.3333 | 375.3333
26 | 2005007938 | 386.6667 | 376.6667
27 | 2005007938 | 388 | 378
28 | 2005007938 | 387 | 377
29 | 2005007938 | 386 | 376
30 | 2005007938 | 385 | 375
31 | 2005007938 | 383 | 373
32 | 2005007938 | 381 | 371
33 | 2005007938 | 379 | 369
34 | 2005007938 | 378.3333 | 368.3333
35 | 2005007938 | 377.6667 | 367.6667
36 | 2005007938 | 377 | 367
37 | 2005007938 | 377.3333 | 367.3333
38 | 2005007938 | 377.6667 | 367.6667
39 | 2005007938 | 378 | 368
40 | 2005007938 | 379.6667 | 369.6667
41 | 2005007938 | 381.3333 | 371.3333
42 | 2005007938 | 383 | 373
43 | 2005007938 | 385.3333 | 375.3333
44 | 2005007938 | 387.6667 | 377.6667
45 | 2005007938 | 390 | 380
46 | 2005007938 | 391.3333 | 381.3333
47 | 2005007938 | 392.6667 | 382.6667
48 | 2005007938 | 394 | 384
49 | 2005007938 | 393.3333 | 383.3333
50 | 2005007938 | 392.6667 | 382.6667
51 | 2005007938 | 392 | 382
52 | 2005007938 | 387.6667 | 377.6667
53 | 2005007938 | 383.3333 | 373.3333
54 | 2005007938 | 379 | 369
55 | 2005007938 | 372.3333 | 362.3333
56 | 2005007938 | 365.6667 | 355.6667
57 | 2005007938 | 359 | 349
58 | 2005007938 | 353.6667 | 343.6667
59 | 2005007938 | 348.3333 | 338.3333
60 | 2005007938 | 343 | 333
61 | 2005007938 | 338.3333 | 328.3333
62 | 2005007938 | 333.6667 | 323.6667
63 | 2005007938 | 329 | 319
64 | 2005007938 | 326 | 316
65 | 2005007938 | 323 | 313
66 | 2005007938 | 320 | 310
67 | 2005007938 | 318.3333 | 308.3333
68 | 2005007938 | 316.6667 | 306.6667
69 | 2005007938 | 315 | 305
70 | 2005007938 | 315.3333 | 305.3333
71 | 2005007938 | 315.6667 | 305.6667
72 | 2005007938 | 316 | 306
73 | 2005007938 | 316.3333 | 306.3333
74 | 2005007938 | 316.6667 | 306.6667
75 | 2005007938 | 317 | 307
76 | 2005007938 | 316.3333 | 306.3333
77 | 2005007938 | 315.6667 | 305.6667
78 | 2005007938 | 315 | 305
79 | 2005007938 | 314.6667 | 304.6667
80 | 2005007938 | 314.3333 | 304.3333
81 | 2005007938 | 314 | 304
82 | 2005007938 | 316.3333 | 306.3333
83 | 2005007938 | 318.6667 | 308.6667
84 | 2005007938 | 321 | 311
85 | 2005007938 | 323.3333 | 313.3333
86 | 2005007938 | 325.6667 | 315.6667
87 | 2005007938 | 328 | 318
88 | 2005007938 | 328.3333 | 318.3333
89 | 2005007938 | 328.6667 | 318.6667
90 | 2005007938 | 329 | 339
91 | 2005007938 | 329 | 339
92 | 2005007938 | 329 | 339
93 | 2005007938 | 329 | 339
94 | 2005007938 | 328.6667 | 338.6667
95 | 2005007938 | 328.3333 | 338.3333
96 | 2005007938 | 328 | 338
97 | 2005007938 | 327.6667 | 337.6667
98 | 2005007938 | 327.3333 | 337.3333
99 | 2005007938 | 327 | 337
100 | 2005007938 | 328.6667 | 338.6667
101 | 2005007938 | 330.3333 | 340.3333
102 | 2005007938 | 332 | 342
103 | 2005007938 | 334.3333 | 344.3333
104 | 2005007938 | 336.6667 | 346.6667
105 | 2005007938 | 339 | 349
106 | 2005007938 | 339.3333 | 349.3333
107 | 2005007938 | 339.6667 | 349.6667
108 | 2005007938 | 340 | 350
109 | 2005007938 | 342.3333 | 352.3333
110 | 2005007938 | 344.6667 | 354.6667
111 | 2005007938 | 347 | 357
112 | 2005007938 | 349.6667 | 359.6667
113 | 2005007938 | 352.3333 | 362.3333
114 | 2005007938 | 355 | 365
115 | 2005007938 | 360.3333 | 370.3333
116 | 2005007938 | 365.6667 | 375.6667
117 | 2005007938 | 371 | 381
118 | 2005007938 | 373.6667 | 383.6667
119 | 2005007938 | 376.3333 | 386.3333
120 | 2005007938 | 379 | 389
121 | 2005007938 | 383.3333 | 393.3333
122 | 2005007938 | 387.6667 | 377.6667
123 | 2005007938 | 392 | 382
124 | 2005007938 | 395.3333 | 385.3333
125 | 2005007938 | 398.6667 | 388.6667
126 | 2005007938 | 402 | 392
127 | 2005007938 | 404.3333 | 394.3333
128 | 2005007938 | 406.6667 | 396.6667
129 | 2005007938 | 409 | 399
130 | 2005007938 | 409 | 399
131 | 2005007938 | 409 | 399
132 | 2005007938 | 409 | 399
133 | 2005007938 | 408.3333 | 398.3333
134 | 2005007938 | 407.6667 | 397.6667
135 | 2005007938 | 407 | 397
136 | 2005007938 | 407 | 397
137 | 2005007938 | 407 | 397
138 | 2005007938 | 407 | 397
139 | 2005007938 | 407 | 397
140 | 2005007938 | 407 | 397
141 | 2005007938 | 407 | 397
142 | 2005007938 | 406 | 396
143 | 2005007938 | 405 | 395
0 | 2009008672 | 343 | 333
1 | 2009008672 | 344 | 334
2 | 2009008672 | 345 | 335
3 | 2009008672 | 346 | 336
4 | 2009008672 | 348 | 338
5 | 2009008672 | 350 | 340
6 | 2009008672 | 352 | 342
7 | 2009008672 | 353 | 343
8 | 2009008672 | 354 | 344
9 | 2009008672 | 355 | 345
10 | 2009008672 | 356.6667 | 346.6667
11 | 2009008672 | 358.3333 | 348.3333
12 | 2009008672 | 360 | 350
13 | 2009008672 | 363.6667 | 353.6667
14 | 2009008672 | 367.3333 | 357.3333
15 | 2009008672 | 371 | 361
16 | 2009008672 | 373.3333 | 363.3333
17 | 2009008672 | 375.6667 | 365.6667
18 | 2009008672 | 378 | 368
19 | 2009008672 | 378.6667 | 368.6667
20 | 2009008672 | 379.3333 | 369.3333
21 | 2009008672 | 380 | 370
22 | 2009008672 | 381.3333 | 371.3333
23 | 2009008672 | 382.6667 | 372.6667
24 | 2009008672 | 384 | 374
25 | 2009008672 | 385.3333 | 375.3333
26 | 2009008672 | 386.6667 | 376.6667
27 | 2009008672 | 388 | 378
28 | 2009008672 | 387 | 377
29 | 2009008672 | 386 | 376
30 | 2009008672 | 385 | 375
31 | 2009008672 | 383 | 373
32 | 2009008672 | 381 | 371
33 | 2009008672 | 379 | 369
34 | 2009008672 | 378.3333 | 368.3333
35 | 2009008672 | 377.6667 | 367.6667
36 | 2009008672 | 377 | 367
37 | 2009008672 | 377.3333 | 367.3333
38 | 2009008672 | 377.6667 | 367.6667
39 | 2009008672 | 378 | 368
40 | 2009008672 | 379.6667 | 369.6667
41 | 2009008672 | 381.3333 | 371.3333
42 | 2009008672 | 383 | 373
43 | 2009008672 | 385.3333 | 375.3333
44 | 2009008672 | 387.6667 | 377.6667
45 | 2009008672 | 390 | 380
46 | 2009008672 | 391.3333 | 381.3333
47 | 2009008672 | 392.6667 | 382.6667
48 | 2009008672 | 394 | 384
49 | 2009008672 | 393.3333 | 383.3333
50 | 2009008672 | 392.6667 | 382.6667
51 | 2009008672 | 392 | 382
52 | 2009008672 | 387.6667 | 377.6667
53 | 2009008672 | 383.3333 | 373.3333
54 | 2009008672 | 379 | 369
55 | 2009008672 | 372.3333 | 362.3333
56 | 2009008672 | 365.6667 | 355.6667
57 | 2009008672 | 359 | 349
58 | 2009008672 | 353.6667 | 343.6667
59 | 2009008672 | 348.3333 | 338.3333
60 | 2009008672 | 343 | 333
61 | 2009008672 | 338.3333 | 328.3333
62 | 2009008672 | 333.6667 | 323.6667
63 | 2009008672 | 329 | 319
64 | 2009008672 | 326 | 316
65 | 2009008672 | 323 | 313
66 | 2009008672 | 320 | 310
67 | 2009008672 | 318.3333 | 308.3333
68 | 2009008672 | 316.6667 | 306.6667
69 | 2009008672 | 315 | 305
70 | 2009008672 | 315.3333 | 305.3333
71 | 2009008672 | 315.6667 | 305.6667
72 | 2009008672 | 316 | 306
73 | 2009008672 | 316.3333 | 306.3333
74 | 2009008672 | 316.6667 | 306.6667
75 | 2009008672 | 317 | 307
76 | 2009008672 | 316.3333 | 306.3333
77 | 2009008672 | 315.6667 | 305.6667
78 | 2009008672 | 315 | 305
79 | 2009008672 | 314.6667 | 304.6667
80 | 2009008672 | 314.3333 | 304.3333
81 | 2009008672 | 314 | 304
82 | 2009008672 | 316.3333 | 306.3333
83 | 2009008672 | 318.6667 | 308.6667
84 | 2009008672 | 321 | 311
85 | 2009008672 | 323.3333 | 313.3333
86 | 2009008672 | 325.6667 | 315.6667
87 | 2009008672 | 328 | 318
88 | 2009008672 | 328.3333 | 318.3333
89 | 2009008672 | 328.6667 | 318.6667
90 | 2009008672 | 329 | 339
91 | 2009008672 | 329 | 339
92 | 2009008672 | 329 | 339
93 | 2009008672 | 329 | 339
94 | 2009008672 | 328.6667 | 338.6667
95 | 2009008672 | 328.3333 | 338.3333
96 | 2009008672 | 328 | 338
97 | 2009008672 | 327.6667 | 337.6667
98 | 2009008672 | 327.3333 | 337.3333
99 | 2009008672 | 327 | 337
100 | 2009008672 | 328.6667 | 338.6667
101 | 2009008672 | 330.3333 | 340.3333
102 | 2009008672 | 332 | 342
103 | 2009008672 | 334.3333 | 344.3333
104 | 2009008672 | 336.6667 | 346.6667
105 | 2009008672 | 339 | 349
106 | 2009008672 | 339.3333 | 349.3333
107 | 2009008672 | 339.6667 | 349.6667
108 | 2009008672 | 340 | 350
109 | 2009008672 | 342.3333 | 352.3333
110 | 2009008672 | 344.6667 | 354.6667
111 | 2009008672 | 347 | 357
112 | 2009008672 | 349.6667 | 359.6667
113 | 2009008672 | 352.3333 | 362.3333
114 | 2009008672 | 355 | 365
115 | 2009008672 | 360.3333 | 370.3333
116 | 2009008672 | 365.6667 | 375.6667
117 | 2009008672 | 371 | 381
118 | 2009008672 | 373.6667 | 383.6667
119 | 2009008672 | 376.3333 | 386.3333
120 | 2009008672 | 379 | 389
121 | 2009008672 | 383.3333 | 393.3333
122 | 2009008672 | 387.6667 | 377.6667
123 | 2009008672 | 392 | 382
124 | 2009008672 | 395.3333 | 385.3333
125 | 2009008672 | 398.6667 | 388.6667
126 | 2009008672 | 402 | 392
127 | 2009008672 | 404.3333 | 394.3333
128 | 2009008672 | 406.6667 | 396.6667
129 | 2009008672 | 409 | 399
130 | 2009008672 | 409 | 399
131 | 2009008672 | 409 | 399
132 | 2009008672 | 409 | 399
133 | 2009008672 | 408.3333 | 398.3333
134 | 2009008672 | 407.6667 | 397.6667
135 | 2009008672 | 407 | 397
136 | 2009008672 | 407 | 397
137 | 2009008672 | 407 | 397
138 | 2009008672 | 407 | 397
139 | 2009008672 | 407 | 397
140 | 2009008672 | 407 | 397
141 | 2009008672 | 407 | 397
142 | 2009008672 | 406 | 396
143 | 2009008672 | 405 | 395
0 | 2008000449 | 343 | 333
1 | 2008000449 | 344 | 334
2 | 2008000449 | 345 | 335
3 | 2008000449 | 346 | 336
4 | 2008000449 | 348 | 338
5 | 2008000449 | 350 | 340
6 | 2008000449 | 352 | 342
7 | 2008000449 | 353 | 343
8 | 2008000449 | 354 | 344
9 | 2008000449 | 355 | 345
10 | 2008000449 | 356.6667 | 346.6667
11 | 2008000449 | 358.3333 | 348.3333
12 | 2008000449 | 360 | 350
13 | 2008000449 | 363.6667 | 353.6667
14 | 2008000449 | 367.3333 | 357.3333
15 | 2008000449 | 371 | 361
16 | 2008000449 | 373.3333 | 363.3333
17 | 2008000449 | 375.6667 | 365.6667
18 | 2008000449 | 378 | 368
19 | 2008000449 | 378.6667 | 368.6667
20 | 2008000449 | 379.3333 | 369.3333
21 | 2008000449 | 380 | 370
22 | 2008000449 | 381.3333 | 371.3333
23 | 2008000449 | 382.6667 | 372.6667
24 | 2008000449 | 384 | 374
25 | 2008000449 | 385.3333 | 375.3333
26 | 2008000449 | 386.6667 | 376.6667
27 | 2008000449 | 388 | 378
28 | 2008000449 | 387 | 377
29 | 2008000449 | 386 | 376
30 | 2008000449 | 385 | 375
31 | 2008000449 | 383 | 373
32 | 2008000449 | 381 | 371
33 | 2008000449 | 379 | 369
34 | 2008000449 | 378.3333 | 368.3333
35 | 2008000449 | 377.6667 | 367.6667
36 | 2008000449 | 377 | 367
37 | 2008000449 | 377.3333 | 367.3333
38 | 2008000449 | 377.6667 | 367.6667
39 | 2008000449 | 378 | 368
40 | 2008000449 | 379.6667 | 369.6667
41 | 2008000449 | 381.3333 | 371.3333
42 | 2008000449 | 383 | 373
43 | 2008000449 | 385.3333 | 375.3333
44 | 2008000449 | 387.6667 | 377.6667
45 | 2008000449 | 390 | 380
46 | 2008000449 | 391.3333 | 381.3333
47 | 2008000449 | 392.6667 | 382.6667
48 | 2008000449 | 394 | 384
49 | 2008000449 | 393.3333 | 383.3333
50 | 2008000449 | 392.6667 | 382.6667
51 | 2008000449 | 392 | 382
52 | 2008000449 | 387.6667 | 377.6667
53 | 2008000449 | 383.3333 | 373.3333
54 | 2008000449 | 379 | 369
55 | 2008000449 | 372.3333 | 362.3333
56 | 2008000449 | 365.6667 | 355.6667
57 | 2008000449 | 359 | 349
58 | 2008000449 | 353.6667 | 343.6667
59 | 2008000449 | 348.3333 | 338.3333
60 | 2008000449 | 343 | 333
61 | 2008000449 | 338.3333 | 328.3333
62 | 2008000449 | 333.6667 | 323.6667
63 | 2008000449 | 329 | 319
64 | 2008000449 | 326 | 316
65 | 2008000449 | 323 | 313
66 | 2008000449 | 320 | 310
67 | 2008000449 | 318.3333 | 308.3333
68 | 2008000449 | 316.6667 | 306.6667
69 | 2008000449 | 315 | 305
70 | 2008000449 | 315.3333 | 305.3333
71 | 2008000449 | 315.6667 | 305.6667
72 | 2008000449 | 316 | 306
73 | 2008000449 | 316.3333 | 306.3333
74 | 2008000449 | 316.6667 | 306.6667
75 | 2008000449 | 317 | 307
76 | 2008000449 | 316.3333 | 306.3333
77 | 2008000449 | 315.6667 | 305.6667
78 | 2008000449 | 315 | 305
79 | 2008000449 | 314.6667 | 304.6667
80 | 2008000449 | 314.3333 | 304.3333
81 | 2008000449 | 314 | 304
82 | 2008000449 | 316.3333 | 306.3333
83 | 2008000449 | 318.6667 | 308.6667
84 | 2008000449 | 321 | 311
85 | 2008000449 | 323.3333 | 313.3333
86 | 2008000449 | 325.6667 | 315.6667
87 | 2008000449 | 328 | 318
88 | 2008000449 | 328.3333 | 318.3333
89 | 2008000449 | 328.6667 | 318.6667
90 | 2008000449 | 329 | 339
91 | 2008000449 | 329 | 339
92 | 2008000449 | 329 | 339
93 | 2008000449 | 329 | 339
94 | 2008000449 | 328.6667 | 338.6667
95 | 2008000449 | 328.3333 | 338.3333
96 | 2008000449 | 328 | 338
97 | 2008000449 | 327.6667 | 337.6667
98 | 2008000449 | 327.3333 | 337.3333
99 | 2008000449 | 327 | 337
100 | 2008000449 | 328.6667 | 338.6667
101 | 2008000449 | 330.3333 | 340.3333
102 | 2008000449 | 332 | 342
103 | 2008000449 | 334.3333 | 344.3333
104 | 2008000449 | 336.6667 | 346.6667
105 | 2008000449 | 339 | 349
106 | 2008000449 | 339.3333 | 349.3333
107 | 2008000449 | 339.6667 | 349.6667
108 | 2008000449 | 340 | 350
109 | 2008000449 | 342.3333 | 352.3333
110 | 2008000449 | 344.6667 | 354.6667
111 | 2008000449 | 347 | 357
112 | 2008000449 | 349.6667 | 359.6667
113 | 2008000449 | 352.3333 | 362.3333
114 | 2008000449 | 355 | 365
115 | 2008000449 | 360.3333 | 370.3333
116 | 2008000449 | 365.6667 | 375.6667
117 | 2008000449 | 371 | 381
118 | 2008000449 | 373.6667 | 383.6667
119 | 2008000449 | 376.3333 | 386.3333
120 | 2008000449 | 379 | 389
121 | 2008000449 | 383.3333 | 393.3333
122 | 2008000449 | 387.6667 | 377.6667
123 | 2008000449 | 392 | 382
124 | 2008000449 | 395.3333 | 385.3333
125 | 2008000449 | 398.6667 | 388.6667
126 | 2008000449 | 402 | 392
127 | 2008000449 | 404.3333 | 394.3333
128 | 2008000449 | 406.6667 | 396.6667
129 | 2008000449 | 409 | 399
130 | 2008000449 | 409 | 399
131 | 2008000449 | 409 | 399
132 | 2008000449 | 409 | 399
133 | 2008000449 | 408.3333 | 398.3333
134 | 2008000449 | 407.6667 | 397.6667
135 | 2008000449 | 407 | 397
136 | 2008000449 | 407 | 397
137 | 2008000449 | 407 | 397
138 | 2008000449 | 407 | 397
139 | 2008000449 | 407 | 397
140 | 2008000449 | 407 | 397
141 | 2008000449 | 407 | 397
142 | 2008000449 | 406 | 396
143 | 2008000449 | 405 | 395
0 | 2006003686 | 343 | 333
1 | 2006003686 | 344 | 334
2 | 2006003686 | 345 | 335
3 | 2006003686 | 346 | 336
4 | 2006003686 | 348 | 338
5 | 2006003686 | 350 | 340
6 | 2006003686 | 352 | 342
7 | 2006003686 | 353 | 343
8 | 2006003686 | 354 | 344
9 | 2006003686 | 355 | 345
10 | 2006003686 | 356.6667 | 346.6667
11 | 2006003686 | 358.3333 | 348.3333
12 | 2006003686 | 360 | 350
13 | 2006003686 | 363.6667 | 353.6667
14 | 2006003686 | 367.3333 | 357.3333
15 | 2006003686 | 371 | 361
16 | 2006003686 | 373.3333 | 363.3333
17 | 2006003686 | 375.6667 | 365.6667
18 | 2006003686 | 378 | 368
19 | 2006003686 | 378.6667 | 368.6667
20 | 2006003686 | 379.3333 | 369.3333
21 | 2006003686 | 380 | 370
22 | 2006003686 | 381.3333 | 371.3333
23 | 2006003686 | 382.6667 | 372.6667
24 | 2006003686 | 384 | 374
25 | 2006003686 | 385.3333 | 375.3333
26 | 2006003686 | 386.6667 | 376.6667
27 | 2006003686 | 388 | 378
28 | 2006003686 | 387 | 377
29 | 2006003686 | 386 | 376
30 | 2006003686 | 385 | 375
31 | 2006003686 | 383 | 373
32 | 2006003686 | 381 | 371
33 | 2006003686 | 379 | 369
34 | 2006003686 | 378.3333 | 368.3333
35 | 2006003686 | 377.6667 | 367.6667
36 | 2006003686 | 377 | 367
37 | 2006003686 | 377.3333 | 367.3333
38 | 2006003686 | 377.6667 | 367.6667
39 | 2006003686 | 378 | 368
40 | 2006003686 | 379.6667 | 369.6667
41 | 2006003686 | 381.3333 | 371.3333
42 | 2006003686 | 383 | 373
43 | 2006003686 | 385.3333 | 375.3333
44 | 2006003686 | 387.6667 | 377.6667
45 | 2006003686 | 390 | 380
46 | 2006003686 | 391.3333 | 381.3333
47 | 2006003686 | 392.6667 | 382.6667
48 | 2006003686 | 394 | 384
49 | 2006003686 | 393.3333 | 383.3333
50 | 2006003686 | 392.6667 | 382.6667
51 | 2006003686 | 392 | 382
52 | 2006003686 | 387.6667 | 377.6667
53 | 2006003686 | 383.3333 | 373.3333
54 | 2006003686 | 379 | 369
55 | 2006003686 | 372.3333 | 362.3333
56 | 2006003686 | 365.6667 | 355.6667
57 | 2006003686 | 359 | 349
58 | 2006003686 | 353.6667 | 343.6667
59 | 2006003686 | 348.3333 | 338.3333
60 | 2006003686 | 343 | 333
61 | 2006003686 | 338.3333 | 328.3333
62 | 2006003686 | 333.6667 | 323.6667
63 | 2006003686 | 329 | 319
64 | 2006003686 | 326 | 316
65 | 2006003686 | 323 | 313
66 | 2006003686 | 320 | 310
67 | 2006003686 | 318.3333 | 308.3333
68 | 2006003686 | 316.6667 | 306.6667
69 | 2006003686 | 315 | 305
70 | 2006003686 | 315.3333 | 305.3333
71 | 2006003686 | 315.6667 | 305.6667
72 | 2006003686 | 316 | 306
73 | 2006003686 | 316.3333 | 306.3333
74 | 2006003686 | 316.6667 | 306.6667
75 | 2006003686 | 317 | 307
76 | 2006003686 | 316.3333 | 306.3333
77 | 2006003686 | 315.6667 | 305.6667
78 | 2006003686 | 315 | 305
79 | 2006003686 | 314.6667 | 304.6667
80 | 2006003686 | 314.3333 | 304.3333
81 | 2006003686 | 314 | 304
82 | 2006003686 | 316.3333 | 306.3333
83 | 2006003686 | 318.6667 | 308.6667
84 | 2006003686 | 321 | 311
85 | 2006003686 | 323.3333 | 313.3333
86 | 2006003686 | 325.6667 | 315.6667
87 | 2006003686 | 328 | 318
88 | 2006003686 | 328.3333 | 318.3333
89 | 2006003686 | 328.6667 | 318.6667
90 | 2006003686 | 329 | 339
91 | 2006003686 | 329 | 339
92 | 2006003686 | 329 | 339
93 | 2006003686 | 329 | 339
94 | 2006003686 | 328.6667 | 338.6667
95 | 2006003686 | 328.3333 | 338.3333
96 | 2006003686 | 328 | 338
97 | 2006003686 | 327.6667 | 337.6667
98 | 2006003686 | 327.3333 | 337.3333
99 | 2006003686 | 327 | 337
100 | 2006003686 | 328.6667 | 338.6667
101 | 2006003686 | 330.3333 | 340.3333
102 | 2006003686 | 332 | 342
103 | 2006003686 | 334.3333 | 344.3333
104 | 2006003686 | 336.6667 | 346.6667
105 | 2006003686 | 339 | 349
106 | 2006003686 | 339.3333 | 349.3333
107 | 2006003686 | 339.6667 | 349.6667
108 | 2006003686 | 340 | 350
109 | 2006003686 | 342.3333 | 352.3333
110 | 2006003686 | 344.6667 | 354.6667
111 | 2006003686 | 347 | 357
112 | 2006003686 | 349.6667 | 359.6667
113 | 2006003686 | 352.3333 | 362.3333
114 | 2006003686 | 355 | 365
115 | 2006003686 | 360.3333 | 370.3333
116 | 2006003686 | 365.6667 | 375.6667
117 | 2006003686 | 371 | 381
118 | 2006003686 | 373.6667 | 383.6667
119 | 2006003686 | 376.3333 | 386.3333
120 | 2006003686 | 379 | 389
121 | 2006003686 | 383.3333 | 393.3333
122 | 2006003686 | 387.6667 | 377.6667
123 | 2006003686 | 392 | 382
124 | 2006003686 | 395.3333 | 385.3333
125 | 2006003686 | 398.6667 | 388.6667
126 | 2006003686 | 402 | 392
127 | 2006003686 | 404.3333 | 394.3333
128 | 2006003686 | 406.6667 | 396.6667
129 | 2006003686 | 409 | 399
130 | 2006003686 | 409 | 399
131 | 2006003686 | 409 | 399
132 | 2006003686 | 409 | 399
133 | 2006003686 | 408.3333 | 398.3333
134 | 2006003686 | 407.6667 | 397.6667
135 | 2006003686 | 407 | 397
136 | 2006003686 | 407 | 397
137 | 2006003686 | 407 | 397
138 | 2006003686 | 407 | 397
139 | 2006003686 | 407 | 397
140 | 2006003686 | 407 | 397
141 | 2006003686 | 407 | 397
142 | 2006003686 | 406 | 396
143 | 2006003686 | 405 | 395
0 | 2003005775 | 343 | 333
1 | 2003005775 | 344 | 334
2 | 2003005775 | 345 | 335
3 | 2003005775 | 346 | 336
4 | 2003005775 | 348 | 338
5 | 2003005775 | 350 | 340
6 | 2003005775 | 352 | 342
7 | 2003005775 | 353 | 343
8 | 2003005775 | 354 | 344
9 | 2003005775 | 355 | 345
10 | 2003005775 | 356.6667 | 346.6667
11 | 2003005775 | 358.3333 | 348.3333
12 | 2003005775 | 360 | 350
13 | 2003005775 | 363.6667 | 353.6667
14 | 2003005775 | 367.3333 | 357.3333
15 | 2003005775 | 371 | 361
16 | 2003005775 | 373.3333 | 363.3333
17 | 2003005775 | 375.6667 | 365.6667
18 | 2003005775 | 378 | 368
19 | 2003005775 | 378.6667 | 368.6667
20 | 2003005775 | 379.3333 | 369.3333
21 | 2003005775 | 380 | 370
22 | 2003005775 | 381.3333 | 371.3333
23 | 2003005775 | 382.6667 | 372.6667
24 | 2003005775 | 384 | 374
25 | 2003005775 | 385.3333 | 375.3333
26 | 2003005775 | 386.6667 | 376.6667
27 | 2003005775 | 388 | 378
28 | 2003005775 | 387 | 377
29 | 2003005775 | 386 | 376
30 | 2003005775 | 385 | 375
31 | 2003005775 | 383 | 373
32 | 2003005775 | 381 | 371
33 | 2003005775 | 379 | 369
34 | 2003005775 | 378.3333 | 368.3333
35 | 2003005775 | 377.6667 | 367.6667
36 | 2003005775 | 377 | 367
37 | 2003005775 | 377.3333 | 367.3333
38 | 2003005775 | 377.6667 | 367.6667
39 | 2003005775 | 378 | 368
40 | 2003005775 | 379.6667 | 369.6667
41 | 2003005775 | 381.3333 | 371.3333
42 | 2003005775 | 383 | 373
43 | 2003005775 | 385.3333 | 375.3333
44 | 2003005775 | 387.6667 | 377.6667
45 | 2003005775 | 390 | 380
46 | 2003005775 | 391.3333 | 381.3333
47 | 2003005775 | 392.6667 | 382.6667
48 | 2003005775 | 394 | 384
49 | 2003005775 | 393.3333 | 383.3333
50 | 2003005775 | 392.6667 | 382.6667
51 | 2003005775 | 392 | 382
52 | 2003005775 | 387.6667 | 377.6667
53 | 2003005775 | 383.3333 | 373.3333
54 | 2003005775 | 379 | 369
55 | 2003005775 | 372.3333 | 362.3333
56 | 2003005775 | 365.6667 | 355.6667
57 | 2003005775 | 359 | 349
58 | 2003005775 | 353.6667 | 343.6667
59 | 2003005775 | 348.3333 | 338.3333
60 | 2003005775 | 343 | 333
61 | 2003005775 | 338.3333 | 328.3333
62 | 2003005775 | 333.6667 | 323.6667
63 | 2003005775 | 329 | 319
64 | 2003005775 | 326 | 316
65 | 2003005775 | 323 | 313
66 | 2003005775 | 320 | 310
67 | 2003005775 | 318.3333 | 308.3333
68 | 2003005775 | 316.6667 | 306.6667
69 | 2003005775 | 315 | 305
70 | 2003005775 | 315.3333 | 305.3333
71 | 2003005775 | 315.6667 | 305.6667
72 | 2003005775 | 316 | 306
73 | 2003005775 | 316.3333 | 306.3333
74 | 2003005775 | 316.6667 | 306.6667
75 | 2003005775 | 317 | 307
76 | 2003005775 | 316.3333 | 306.3333
77 | 2003005775 | 315.6667 | 305.6667
78 | 2003005775 | 315 | 305
79 | 2003005775 | 314.6667 | 304.6667
80 | 2003005775 | 314.3333 | 304.3333
81 | 2003005775 | 314 | 304
82 | 2003005775 | 316.3333 | 306.3333
83 | 2003005775 | 318.6667 | 308.6667
84 | 2003005775 | 321 | 311
85 | 2003005775 | 323.3333 | 313.3333
86 | 2003005775 | 325.6667 | 315.6667
87 | 2003005775 | 328 | 318
88 | 2003005775 | 328.3333 | 318.3333
89 | 2003005775 | 328.6667 | 318.6667
90 | 2003005775 | 329 | 339
91 | 2003005775 | 329 | 339
92 | 2003005775 | 329 | 339
93 | 2003005775 | 329 | 339
94 | 2003005775 | 328.6667 | 338.6667
95 | 2003005775 | 328.3333 | 338.3333
96 | 2003005775 | 328 | 338
97 | 2003005775 | 327.6667 | 337.6667
98 | 2003005775 | 327.3333 | 337.3333
99 | 2003005775 | 327 | 337
100 | 2003005775 | 328.6667 | 338.6667
101 | 2003005775 | 330.3333 | 340.3333
102 | 2003005775 | 332 | 342
103 | 2003005775 | 334.3333 | 344.3333
104 | 2003005775 | 336.6667 | 346.6667
105 | 2003005775 | 339 | 349
106 | 2003005775 | 339.3333 | 349.3333
107 | 2003005775 | 339.6667 | 349.6667
108 | 2003005775 | 340 | 350
109 | 2003005775 | 342.3333 | 352.3333
110 | 2003005775 | 344.6667 | 354.6667
111 | 2003005775 | 347 | 357
112 | 2003005775 | 349.6667 | 359.6667
113 | 2003005775 | 352.3333 | 362.3333
114 | 2003005775 | 355 | 365
115 | 2003005775 | 360.3333 | 370.3333
116 | 2003005775 | 365.6667 | 375.6667
117 | 2003005775 | 371 | 381
118 | 2003005775 | 373.6667 | 383.6667
119 | 2003005775 | 376.3333 | 386.3333
120 | 2003005775 | 379 | 389
121 | 2003005775 | 383.3333 | 393.3333
122 | 2003005775 | 387.6667 | 377.6667
123 | 2003005775 | 392 | 382
124 | 2003005775 | 395.3333 | 385.3333
125 | 2003005775 | 398.6667 | 388.6667
126 | 2003005775 | 402 | 392
127 | 2003005775 | 404.3333 | 394.3333
128 | 2003005775 | 406.6667 | 396.6667
129 | 2003005775 | 409 | 399
130 | 2003005775 | 409 | 399
131 | 2003005775 | 409 | 399
132 | 2003005775 | 409 | 399
133 | 2003005775 | 408.3333 | 398.3333
134 | 2003005775 | 407.6667 | 397.6667
135 | 2003005775 | 407 | 397
136 | 2003005775 | 407 | 397
137 | 2003005775 | 407 | 397
138 | 2003005775 | 407 | 397
139 | 2003005775 | 407 | 397
140 | 2003005775 | 407 | 397
141 | 2003005775 | 407 | 397
142 | 2003005775 | 406 | 396
143 | 2003005775 | 405 | 395
0 | 2008009663 | 343 | 333
1 | 2008009663 | 344 | 334
2 | 2008009663 | 345 | 335
3 | 2008009663 | 346 | 336
4 | 2008009663 | 348 | 338
5 | 2008009663 | 350 | 340
6 | 2008009663 | 352 | 342
7 | 2008009663 | 353 | 343
8 | 2008009663 | 354 | 344
9 | 2008009663 | 355 | 345
10 | 2008009663 | 356.6667 | 346.6667
11 | 2008009663 | 358.3333 | 348.3333
12 | 2008009663 | 360 | 350
13 | 2008009663 | 363.6667 | 353.6667
14 | 2008009663 | 367.3333 | 357.3333
15 | 2008009663 | 371 | 361
16 | 2008009663 | 373.3333 | 363.3333
17 | 2008009663 | 375.6667 | 365.6667
18 | 2008009663 | 378 | 368
19 | 2008009663 | 378.6667 | 368.6667
20 | 2008009663 | 379.3333 | 369.3333
21 | 2008009663 | 380 | 370
22 | 2008009663 | 381.3333 | 371.3333
23 | 2008009663 | 382.6667 | 372.6667
24 | 2008009663 | 384 | 374
25 | 2008009663 | 385.3333 | 375.3333
26 | 2008009663 | 386.6667 | 376.6667
27 | 2008009663 | 388 | 378
28 | 2008009663 | 387 | 377
29 | 2008009663 | 386 | 376
30 | 2008009663 | 385 | 375
31 | 2008009663 | 383 | 373
32 | 2008009663 | 381 | 371
33 | 2008009663 | 379 | 369
34 | 2008009663 | 378.3333 | 368.3333
35 | 2008009663 | 377.6667 | 367.6667
36 | 2008009663 | 377 | 367
37 | 2008009663 | 377.3333 | 367.3333
38 | 2008009663 | 377.6667 | 367.6667
39 | 2008009663 | 378 | 368
40 | 2008009663 | 379.6667 | 369.6667
41 | 2008009663 | 381.3333 | 371.3333
42 | 2008009663 | 383 | 373
43 | 2008009663 | 385.3333 | 375.3333
44 | 2008009663 | 387.6667 | 377.6667
45 | 2008009663 | 390 | 380
46 | 2008009663 | 391.3333 | 381.3333
47 | 2008009663 | 392.6667 | 382.6667
48 | 2008009663 | 394 | 384
49 | 2008009663 | 393.3333 | 383.3333
50 | 2008009663 | 392.6667 | 382.6667
51 | 2008009663 | 392 | 382
52 | 2008009663 | 387.6667 | 377.6667
53 | 2008009663 | 383.3333 | 373.3333
54 | 2008009663 | 379 | 369
55 | 2008009663 | 372.3333 | 362.3333
56 | 2008009663 | 365.6667 | 355.6667
57 | 2008009663 | 359 | 349
58 | 2008009663 | 353.6667 | 343.6667
59 | 2008009663 | 348.3333 | 338.3333
60 | 2008009663 | 343 | 333
61 | 2008009663 | 338.3333 | 328.3333
62 | 2008009663 | 333.6667 | 323.6667
63 | 2008009663 | 329 | 319
64 | 2008009663 | 326 | 316
65 | 2008009663 | 323 | 313
66 | 2008009663 | 320 | 310
67 | 2008009663 | 318.3333 | 308.3333
68 | 2008009663 | 316.6667 | 306.6667
69 | 2008009663 | 315 | 305
70 | 2008009663 | 315.3333 | 305.3333
71 | 2008009663 | 315.6667 | 305.6667
72 | 2008009663 | 316 | 306
73 | 2008009663 | 316.3333 | 306.3333
74 | 2008009663 | 316.6667 | 306.6667
75 | 2008009663 | 317 | 307
76 | 2008009663 | 316.3333 | 306.3333
77 | 2008009663 | 315.6667 | 305.6667
78 | 2008009663 | 315 | 305
79 | 2008009663 | 314.6667 | 304.6667
80 | 2008009663 | 314.3333 | 304.3333
81 | 2008009663 | 314 | 304
82 | 2008009663 | 316.3333 | 306.3333
83 | 2008009663 | 318.6667 | 308.6667
84 | 2008009663 | 321 | 311
85 | 2008009663 | 323.3333 | 313.3333
86 | 2008009663 | 325.6667 | 315.6667
87 | 2008009663 | 328 | 318
88 | 2008009663 | 328.3333 | 318.3333
89 | 2008009663 | 328.6667 | 318.6667
90 | 2008009663 | 329 | 339
91 | 2008009663 | 329 | 339
92 | 2008009663 | 329 | 339
93 | 2008009663 | 329 | 339
94 | 2008009663 | 328.6667 | 338.6667
95 | 2008009663 | 328.3333 | 338.3333
96 | 2008009663 | 328 | 338
97 | 2008009663 | 327.6667 | 337.6667
98 | 2008009663 | 327.3333 | 337.3333
99 | 2008009663 | 327 | 337
100 | 2008009663 | 328.6667 | 338.6667
101 | 2008009663 | 330.3333 | 340.3333
102 | 2008009663 | 332 | 342
103 | 2008009663 | 334.3333 | 344.3333
104 | 2008009663 | 336.6667 | 346.6667
105 | 2008009663 | 339 | 349
106 | 2008009663 | 339.3333 | 349.3333
107 | 2008009663 | 339.6667 | 349.6667
108 | 2008009663 | 340 | 350
109 | 2008009663 | 342.3333 | 352.3333
110 | 2008009663 | 344.6667 | 354.6667
111 | 2008009663 | 347 | 357
112 | 2008009663 | 349.6667 | 359.6667
113 | 2008009663 | 352.3333 | 362.3333
114 | 2008009663 | 355 | 365
115 | 2008009663 | 360.3333 | 370.3333
116 | 2008009663 | 365.6667 | 375.6667
117 | 2008009663 | 371 | 381
118 | 2008009663 | 373.6667 | 383.6667
119 | 2008009663 | 376.3333 | 386.3333
120 | 2008009663 | 379 | 389
121 | 2008009663 | 383.3333 | 393.3333
122 | 2008009663 | 387.6667 | 377.6667
123 | 2008009663 | 392 | 382
124 | 2008009663 | 395.3333 | 385.3333
125 | 2008009663 | 398.6667 | 388.6667
126 | 2008009663 | 402 | 392
127 | 2008009663 | 404.3333 | 394.3333
128 | 2008009663 | 406.6667 | 396.6667
129 | 2008009663 | 409 | 399
130 | 2008009663 | 409 | 399
131 | 2008009663 | 409 | 399
132 | 2008009663 | 409 | 399
133 | 2008009663 | 408.3333 | 398.3333
134 | 2008009663 | 407.6667 | 397.6667
135 | 2008009663 | 407 | 397
136 | 2008009663 | 407 | 397
137 | 2008009663 | 407 | 397
138 | 2008009663 | 407 | 397
139 | 2008009663 | 407 | 397
140 | 2008009663 | 407 | 397
141 | 2008009663 | 407 | 397
142 | 2008009663 | 406 | 396
143 | 2008009663 | 405 | 395
0 | 2013006311 | 343 | 333
1 | 2013006311 | 344 | 334
2 | 2013006311 | 345 | 335
3 | 2013006311 | 346 | 336
4 | 2013006311 | 348 | 338
5 | 2013006311 | 350 | 340
6 | 2013006311 | 352 | 342
7 | 2013006311 | 353 | 343
8 | 2013006311 | 354 | 344
9 | 2013006311 | 355 | 345
10 | 2013006311 | 356.6667 | 346.6667
11 | 2013006311 | 358.3333 | 348.3333
12 | 2013006311 | 360 | 350
13 | 2013006311 | 363.6667 | 353.6667
14 | 2013006311 | 367.3333 | 357.3333
15 | 2013006311 | 371 | 361
16 | 2013006311 | 373.3333 | 363.3333
17 | 2013006311 | 375.6667 | 365.6667
18 | 2013006311 | 378 | 368
19 | 2013006311 | 378.6667 | 368.6667
20 | 2013006311 | 379.3333 | 369.3333
21 | 2013006311 | 380 | 370
22 | 2013006311 | 381.3333 | 371.3333
23 | 2013006311 | 382.6667 | 372.6667
24 | 2013006311 | 384 | 374
25 | 2013006311 | 385.3333 | 375.3333
26 | 2013006311 | 386.6667 | 376.6667
27 | 2013006311 | 388 | 378
28 | 2013006311 | 387 | 377
29 | 2013006311 | 386 | 376
30 | 2013006311 | 385 | 375
31 | 2013006311 | 383 | 373
32 | 2013006311 | 381 | 371
33 | 2013006311 | 379 | 369
34 | 2013006311 | 378.3333 | 368.3333
35 | 2013006311 | 377.6667 | 367.6667
36 | 2013006311 | 377 | 367
37 | 2013006311 | 377.3333 | 367.3333
38 | 2013006311 | 377.6667 | 367.6667
39 | 2013006311 | 378 | 368
40 | 2013006311 | 379.6667 | 369.6667
41 | 2013006311 | 381.3333 | 371.3333
42 | 2013006311 | 383 | 373
43 | 2013006311 | 385.3333 | 375.3333
44 | 2013006311 | 387.6667 | 377.6667
45 | 2013006311 | 390 | 380
46 | 2013006311 | 391.3333 | 381.3333
47 | 2013006311 | 392.6667 | 382.6667
48 | 2013006311 | 394 | 384
49 | 2013006311 | 393.3333 | 383.3333
50 | 2013006311 | 392.6667 | 382.6667
51 | 2013006311 | 392 | 382
52 | 2013006311 | 387.6667 | 377.6667
53 | 2013006311 | 383.3333 | 373.3333
54 | 2013006311 | 379 | 369
55 | 2013006311 | 372.3333 | 362.3333
56 | 2013006311 | 365.6667 | 355.6667
57 | 2013006311 | 359 | 349
58 | 2013006311 | 353.6667 | 343.6667
59 | 2013006311 | 348.3333 | 338.3333
60 | 2013006311 | 343 | 333
61 | 2013006311 | 338.3333 | 328.3333
62 | 2013006311 | 333.6667 | 323.6667
63 | 2013006311 | 329 | 319
64 | 2013006311 | 326 | 316
65 | 2013006311 | 323 | 313
66 | 2013006311 | 320 | 310
67 | 2013006311 | 318.3333 | 308.3333
68 | 2013006311 | 316.6667 | 306.6667
69 | 2013006311 | 315 | 305
70 | 2013006311 | 315.3333 | 305.3333
71 | 2013006311 | 315.6667 | 305.6667
72 | 2013006311 | 316 | 306
73 | 2013006311 | 316.3333 | 306.3333
74 | 2013006311 | 316.6667 | 306.6667
75 | 2013006311 | 317 | 307
76 | 2013006311 | 316.3333 | 306.3333
77 | 2013006311 | 315.6667 | 305.6667
78 | 2013006311 | 315 | 305
79 | 2013006311 | 314.6667 | 304.6667
80 | 2013006311 | 314.3333 | 304.3333
81 | 2013006311 | 314 | 304
82 | 2013006311 | 316.3333 | 306.3333
83 | 2013006311 | 318.6667 | 308.6667
84 | 2013006311 | 321 | 311
85 | 2013006311 | 323.3333 | 313.3333
86 | 2013006311 | 325.6667 | 315.6667
87 | 2013006311 | 328 | 318
88 | 2013006311 | 328.3333 | 318.3333
89 | 2013006311 | 328.6667 | 318.6667
90 | 2013006311 | 329 | 339
91 | 2013006311 | 329 | 339
92 | 2013006311 | 329 | 339
93 | 2013006311 | 329 | 339
94 | 2013006311 | 328.6667 | 338.6667
95 | 2013006311 | 328.3333 | 338.3333
96 | 2013006311 | 328 | 338
97 | 2013006311 | 327.6667 | 337.6667
98 | 2013006311 | 327.3333 | 337.3333
99 | 2013006311 | 327 | 337
100 | 2013006311 | 328.6667 | 338.6667
101 | 2013006311 | 330.3333 | 340.3333
102 | 2013006311 | 332 | 342
103 | 2013006311 | 334.3333 | 344.3333
104 | 2013006311 | 336.6667 | 346.6667
105 | 2013006311 | 339 | 349
106 | 2013006311 | 339.3333 | 349.3333
107 | 2013006311 | 339.6667 | 349.6667
108 | 2013006311 | 340 | 350
109 | 2013006311 | 342.3333 | 352.3333
110 | 2013006311 | 344.6667 | 354.6667
111 | 2013006311 | 347 | 357
112 | 2013006311 | 349.6667 | 359.6667
113 | 2013006311 | 352.3333 | 362.3333
114 | 2013006311 | 355 | 365
115 | 2013006311 | 360.3333 | 370.3333
116 | 2013006311 | 365.6667 | 375.6667
117 | 2013006311 | 371 | 381
118 | 2013006311 | 373.6667 | 383.6667
119 | 2013006311 | 376.3333 | 386.3333
120 | 2013006311 | 379 | 389
121 | 2013006311 | 383.3333 | 393.3333
122 | 2013006311 | 387.6667 | 377.6667
123 | 2013006311 | 392 | 382
124 | 2013006311 | 395.3333 | 385.3333
125 | 2013006311 | 398.6667 | 388.6667
126 | 2013006311 | 402 | 392
127 | 2013006311 | 404.3333 | 394.3333
128 | 2013006311 | 406.6667 | 396.6667
129 | 2013006311 | 409 | 399
130 | 2013006311 | 409 | 399
131 | 2013006311 | 409 | 399
132 | 2013006311 | 409 | 399
133 | 2013006311 | 408.3333 | 398.3333
134 | 2013006311 | 407.6667 | 397.6667
135 | 2013006311 | 407 | 397
136 | 2013006311 | 407 | 397
137 | 2013006311 | 407 | 397
138 | 2013006311 | 407 | 397
139 | 2013006311 | 407 | 397
140 | 2013006311 | 407 | 397
141 | 2013006311 | 407 | 397
142 | 2013006311 | 406 | 396
143 | 2013006311 | 405 | 395
0 | 2015003915 | 343 | 333
1 | 2015003915 | 344 | 334
2 | 2015003915 | 345 | 335
3 | 2015003915 | 346 | 336
4 | 2015003915 | 348 | 338
5 | 2015003915 | 350 | 340
6 | 2015003915 | 352 | 342
7 | 2015003915 | 353 | 343
8 | 2015003915 | 354 | 344
9 | 2015003915 | 355 | 345
10 | 2015003915 | 356.6667 | 346.6667
11 | 2015003915 | 358.3333 | 348.3333
12 | 2015003915 | 360 | 350
13 | 2015003915 | 363.6667 | 353.6667
14 | 2015003915 | 367.3333 | 357.3333
15 | 2015003915 | 371 | 361
16 | 2015003915 | 373.3333 | 363.3333
17 | 2015003915 | 375.6667 | 365.6667
18 | 2015003915 | 378 | 368
19 | 2015003915 | 378.6667 | 368.6667
20 | 2015003915 | 379.3333 | 369.3333
21 | 2015003915 | 380 | 370
22 | 2015003915 | 381.3333 | 371.3333
23 | 2015003915 | 382.6667 | 372.6667
24 | 2015003915 | 384 | 374
25 | 2015003915 | 385.3333 | 375.3333
26 | 2015003915 | 386.6667 | 376.6667
27 | 2015003915 | 388 | 378
28 | 2015003915 | 387 | 377
29 | 2015003915 | 386 | 376
30 | 2015003915 | 385 | 375
31 | 2015003915 | 383 | 373
32 | 2015003915 | 381 | 371
33 | 2015003915 | 379 | 369
34 | 2015003915 | 378.3333 | 368.3333
35 | 2015003915 | 377.6667 | 367.6667
36 | 2015003915 | 377 | 367
37 | 2015003915 | 377.3333 | 367.3333
38 | 2015003915 | 377.6667 | 367.6667
39 | 2015003915 | 378 | 368
40 | 2015003915 | 379.6667 | 369.6667
41 | 2015003915 | 381.3333 | 371.3333
42 | 2015003915 | 383 | 373
43 | 2015003915 | 385.3333 | 375.3333
44 | 2015003915 | 387.6667 | 377.6667
45 | 2015003915 | 390 | 380
46 | 2015003915 | 391.3333 | 381.3333
47 | 2015003915 | 392.6667 | 382.6667
48 | 2015003915 | 394 | 384
49 | 2015003915 | 393.3333 | 383.3333
50 | 2015003915 | 392.6667 | 382.6667
51 | 2015003915 | 392 | 382
52 | 2015003915 | 387.6667 | 377.6667
53 | 2015003915 | 383.3333 | 373.3333
54 | 2015003915 | 379 | 369
55 | 2015003915 | 372.3333 | 362.3333
56 | 2015003915 | 365.6667 | 355.6667
57 | 2015003915 | 359 | 349
58 | 2015003915 | 353.6667 | 343.6667
59 | 2015003915 | 348.3333 | 338.3333
60 | 2015003915 | 343 | 333
61 | 2015003915 | 338.3333 | 328.3333
62 | 2015003915 | 333.6667 | 323.6667
63 | 2015003915 | 329 | 319
64 | 2015003915 | 326 | 316
65 | 2015003915 | 323 | 313
66 | 2015003915 | 320 | 310
67 | 2015003915 | 318.3333 | 308.3333
68 | 2015003915 | 316.6667 | 306.6667
69 | 2015003915 | 315 | 305
70 | 2015003915 | 315.3333 | 305.3333
71 | 2015003915 | 315.6667 | 305.6667
72 | 2015003915 | 316 | 306
73 | 2015003915 | 316.3333 | 306.3333
74 | 2015003915 | 316.6667 | 306.6667
75 | 2015003915 | 317 | 307
76 | 2015003915 | 316.3333 | 306.3333
77 | 2015003915 | 315.6667 | 305.6667
78 | 2015003915 | 315 | 305
79 | 2015003915 | 314.6667 | 304.6667
80 | 2015003915 | 314.3333 | 304.3333
81 | 2015003915 | 314 | 304
82 | 2015003915 | 316.3333 | 306.3333
83 | 2015003915 | 318.6667 | 308.6667
84 | 2015003915 | 321 | 311
85 | 2015003915 | 323.3333 | 313.3333
86 | 2015003915 | 325.6667 | 315.6667
87 | 2015003915 | 328 | 318
88 | 2015003915 | 328.3333 | 318.3333
89 | 2015003915 | 328.6667 | 318.6667
90 | 2015003915 | 329 | 339
91 | 2015003915 | 329 | 339
92 | 2015003915 | 329 | 339
93 | 2015003915 | 329 | 339
94 | 2015003915 | 328.6667 | 338.6667
95 | 2015003915 | 328.3333 | 338.3333
96 | 2015003915 | 328 | 338
97 | 2015003915 | 327.6667 | 337.6667
98 | 2015003915 | 327.3333 | 337.3333
99 | 2015003915 | 327 | 337
100 | 2015003915 | 328.6667 | 338.6667
101 | 2015003915 | 330.3333 | 340.3333
102 | 2015003915 | 332 | 342
103 | 2015003915 | 334.3333 | 344.3333
104 | 2015003915 | 336.6667 | 346.6667
105 | 2015003915 | 339 | 349
106 | 2015003915 | 339.3333 | 349.3333
107 | 2015003915 | 339.6667 | 349.6667
108 | 2015003915 | 340 | 350
109 | 2015003915 | 342.3333 | 352.3333
110 | 2015003915 | 344.6667 | 354.6667
111 | 2015003915 | 347 | 357
112 | 2015003915 | 349.6667 | 359.6667
113 | 2015003915 | 352.3333 | 362.3333
114 | 2015003915 | 355 | 365
115 | 2015003915 | 360.3333 | 370.3333
116 | 2015003915 | 365.6667 | 375.6667
117 | 2015003915 | 371 | 381
118 | 2015003915 | 373.6667 | 383.6667
119 | 2015003915 | 376.3333 | 386.3333
120 | 2015003915 | 379 | 389
121 | 2015003915 | 383.3333 | 393.3333
122 | 2015003915 | 387.6667 | 377.6667
123 | 2015003915 | 392 | 382
124 | 2015003915 | 395.3333 | 385.3333
125 | 2015003915 | 398.6667 | 388.6667
126 | 2015003915 | 402 | 392
127 | 2015003915 | 404.3333 | 394.3333
128 | 2015003915 | 406.6667 | 396.6667
129 | 2015003915 | 409 | 399
130 | 2015003915 | 409 | 399
131 | 2015003915 | 409 | 399
132 | 2015003915 | 409 | 399
133 | 2015003915 | 408.3333 | 398.3333
134 | 2015003915 | 407.6667 | 397.6667
135 | 2015003915 | 407 | 397
136 | 2015003915 | 407 | 397
137 | 2015003915 | 407 | 397
138 | 2015003915 | 407 | 397
139 | 2015003915 | 407 | 397
140 | 2015003915 | 407 | 397
141 | 2015003915 | 407 | 397
142 | 2015003915 | 406 | 396
143 | 2015003915 | 405 | 395
0 | 2016002687 | 343 | 333
1 | 2016002687 | 344 | 334
2 | 2016002687 | 345 | 335
3 | 2016002687 | 346 | 336
4 | 2016002687 | 348 | 338
5 | 2016002687 | 350 | 340
6 | 2016002687 | 352 | 342
7 | 2016002687 | 353 | 343
8 | 2016002687 | 354 | 344
9 | 2016002687 | 355 | 345
10 | 2016002687 | 356.6667 | 346.6667
11 | 2016002687 | 358.3333 | 348.3333
12 | 2016002687 | 360 | 350
13 | 2016002687 | 363.6667 | 353.6667
14 | 2016002687 | 367.3333 | 357.3333
15 | 2016002687 | 371 | 361
16 | 2016002687 | 373.3333 | 363.3333
17 | 2016002687 | 375.6667 | 365.6667
18 | 2016002687 | 378 | 368
19 | 2016002687 | 378.6667 | 368.6667
20 | 2016002687 | 379.3333 | 369.3333
21 | 2016002687 | 380 | 370
22 | 2016002687 | 381.3333 | 371.3333
23 | 2016002687 | 382.6667 | 372.6667
24 | 2016002687 | 384 | 374
25 | 2016002687 | 385.3333 | 375.3333
26 | 2016002687 | 386.6667 | 376.6667
27 | 2016002687 | 388 | 378
28 | 2016002687 | 387 | 377
29 | 2016002687 | 386 | 376
30 | 2016002687 | 385 | 375
31 | 2016002687 | 383 | 373
32 | 2016002687 | 381 | 371
33 | 2016002687 | 379 | 369
34 | 2016002687 | 378.3333 | 368.3333
35 | 2016002687 | 377.6667 | 367.6667
36 | 2016002687 | 377 | 367
37 | 2016002687 | 377.3333 | 367.3333
38 | 2016002687 | 377.6667 | 367.6667
39 | 2016002687 | 378 | 368
40 | 2016002687 | 379.6667 | 369.6667
41 | 2016002687 | 381.3333 | 371.3333
42 | 2016002687 | 383 | 373
43 | 2016002687 | 385.3333 | 375.3333
44 | 2016002687 | 387.6667 | 377.6667
45 | 2016002687 | 390 | 380
46 | 2016002687 | 391.3333 | 381.3333
47 | 2016002687 | 392.6667 | 382.6667
48 | 2016002687 | 394 | 384
49 | 2016002687 | 393.3333 | 383.3333
50 | 2016002687 | 392.6667 | 382.6667
51 | 2016002687 | 392 | 382
52 | 2016002687 | 387.6667 | 377.6667
53 | 2016002687 | 383.3333 | 373.3333
54 | 2016002687 | 379 | 369
55 | 2016002687 | 372.3333 | 362.3333
56 | 2016002687 | 365.6667 | 355.6667
57 | 2016002687 | 359 | 349
58 | 2016002687 | 353.6667 | 343.6667
59 | 2016002687 | 348.3333 | 338.3333
60 | 2016002687 | 343 | 333
61 | 2016002687 | 338.3333 | 328.3333
62 | 2016002687 | 333.6667 | 323.6667
63 | 2016002687 | 329 | 319
64 | 2016002687 | 326 | 316
65 | 2016002687 | 323 | 313
66 | 2016002687 | 320 | 310
67 | 2016002687 | 318.3333 | 308.3333
68 | 2016002687 | 316.6667 | 306.6667
69 | 2016002687 | 315 | 305
70 | 2016002687 | 315.3333 | 305.3333
71 | 2016002687 | 315.6667 | 305.6667
72 | 2016002687 | 316 | 306
73 | 2016002687 | 316.3333 | 306.3333
74 | 2016002687 | 316.6667 | 306.6667
75 | 2016002687 | 317 | 307
76 | 2016002687 | 316.3333 | 306.3333
77 | 2016002687 | 315.6667 | 305.6667
78 | 2016002687 | 315 | 305
79 | 2016002687 | 314.6667 | 304.6667
80 | 2016002687 | 314.3333 | 304.3333
81 | 2016002687 | 314 | 304
82 | 2016002687 | 316.3333 | 306.3333
83 | 2016002687 | 318.6667 | 308.6667
84 | 2016002687 | 321 | 311
85 | 2016002687 | 323.3333 | 313.3333
86 | 2016002687 | 325.6667 | 315.6667
87 | 2016002687 | 328 | 318
88 | 2016002687 | 328.3333 | 318.3333
89 | 2016002687 | 328.6667 | 318.6667
90 | 2016002687 | 329 | 339
91 | 2016002687 | 329 | 339
92 | 2016002687 | 329 | 339
93 | 2016002687 | 329 | 339
94 | 2016002687 | 328.6667 | 338.6667
95 | 2016002687 | 328.3333 | 338.3333
96 | 2016002687 | 328 | 338
97 | 2016002687 | 327.6667 | 337.6667
98 | 2016002687 | 327.3333 | 337.3333
99 | 2016002687 | 327 | 337
100 | 2016002687 | 328.6667 | 338.6667
101 | 2016002687 | 330.3333 | 340.3333
102 | 2016002687 | 332 | 342
103 | 2016002687 | 334.3333 | 344.3333
104 | 2016002687 | 336.6667 | 346.6667
105 | 2016002687 | 339 | 349
106 | 2016002687 | 339.3333 | 349.3333
107 | 2016002687 | 339.6667 | 349.6667
108 | 2016002687 | 340 | 350
109 | 2016002687 | 342.3333 | 352.3333
110 | 2016002687 | 344.6667 | 354.6667
111 | 2016002687 | 347 | 357
112 | 2016002687 | 349.6667 | 359.6667
113 | 2016002687 | 352.3333 | 362.3333
114 | 2016002687 | 355 | 365
115 | 2016002687 | 360.3333 | 370.3333
116 | 2016002687 | 365.6667 | 375.6667
117 | 2016002687 | 371 | 381
118 | 2016002687 | 373.6667 | 383.6667
119 | 2016002687 | 376.3333 | 386.3333
120 | 2016002687 | 379 | 389
121 | 2016002687 | 383.3333 | 393.3333
122 | 2016002687 | 387.6667 | 377.6667
123 | 2016002687 | 392 | 382
124 | 2016002687 | 395.3333 | 385.3333
125 | 2016002687 | 398.6667 | 388.6667
126 | 2016002687 | 402 | 392
127 | 2016002687 | 404.3333 | 394.3333
128 | 2016002687 | 406.6667 | 396.6667
129 | 2016002687 | 409 | 399
130 | 2016002687 | 409 | 399
131 | 2016002687 | 409 | 399
132 | 2016002687 | 409 | 399
133 | 2016002687 | 408.3333 | 398.3333
134 | 2016002687 | 407.6667 | 397.6667
135 | 2016002687 | 407 | 397
136 | 2016002687 | 407 | 397
137 | 2016002687 | 407 | 397
138 | 2016002687 | 407 | 397
139 | 2016002687 | 407 | 397
140 | 2016002687 | 407 | 397
141 | 2016002687 | 407 | 397
142 | 2016002687 | 406 | 396
143 | 2016002687 | 405 | 395
0 | 2006004135 | 343 | 333
1 | 2006004135 | 344 | 334
2 | 2006004135 | 345 | 335
3 | 2006004135 | 346 | 336
4 | 2006004135 | 348 | 338
5 | 2006004135 | 350 | 340
6 | 2006004135 | 352 | 342
7 | 2006004135 | 353 | 343
8 | 2006004135 | 354 | 344
9 | 2006004135 | 355 | 345
10 | 2006004135 | 356.6667 | 346.6667
11 | 2006004135 | 358.3333 | 348.3333
12 | 2006004135 | 360 | 350
13 | 2006004135 | 363.6667 | 353.6667
14 | 2006004135 | 367.3333 | 357.3333
15 | 2006004135 | 371 | 361
16 | 2006004135 | 373.3333 | 363.3333
17 | 2006004135 | 375.6667 | 365.6667
18 | 2006004135 | 378 | 368
19 | 2006004135 | 378.6667 | 368.6667
20 | 2006004135 | 379.3333 | 369.3333
21 | 2006004135 | 380 | 370
22 | 2006004135 | 381.3333 | 371.3333
23 | 2006004135 | 382.6667 | 372.6667
24 | 2006004135 | 384 | 374
25 | 2006004135 | 385.3333 | 375.3333
26 | 2006004135 | 386.6667 | 376.6667
27 | 2006004135 | 388 | 378
28 | 2006004135 | 387 | 377
29 | 2006004135 | 386 | 376
30 | 2006004135 | 385 | 375
31 | 2006004135 | 383 | 373
32 | 2006004135 | 381 | 371
33 | 2006004135 | 379 | 369
34 | 2006004135 | 378.3333 | 368.3333
35 | 2006004135 | 377.6667 | 367.6667
36 | 2006004135 | 377 | 367
37 | 2006004135 | 377.3333 | 367.3333
38 | 2006004135 | 377.6667 | 367.6667
39 | 2006004135 | 378 | 368
40 | 2006004135 | 379.6667 | 369.6667
41 | 2006004135 | 381.3333 | 371.3333
42 | 2006004135 | 383 | 373
43 | 2006004135 | 385.3333 | 375.3333
44 | 2006004135 | 387.6667 | 377.6667
45 | 2006004135 | 390 | 380
46 | 2006004135 | 391.3333 | 381.3333
47 | 2006004135 | 392.6667 | 382.6667
48 | 2006004135 | 394 | 384
49 | 2006004135 | 393.3333 | 383.3333
50 | 2006004135 | 392.6667 | 382.6667
51 | 2006004135 | 392 | 382
52 | 2006004135 | 387.6667 | 377.6667
53 | 2006004135 | 383.3333 | 373.3333
54 | 2006004135 | 379 | 369
55 | 2006004135 | 372.3333 | 362.3333
56 | 2006004135 | 365.6667 | 355.6667
57 | 2006004135 | 359 | 349
58 | 2006004135 | 353.6667 | 343.6667
59 | 2006004135 | 348.3333 | 338.3333
60 | 2006004135 | 343 | 333
61 | 2006004135 | 338.3333 | 328.3333
62 | 2006004135 | 333.6667 | 323.6667
63 | 2006004135 | 329 | 319
64 | 2006004135 | 326 | 316
65 | 2006004135 | 323 | 313
66 | 2006004135 | 320 | 310
67 | 2006004135 | 318.3333 | 308.3333
68 | 2006004135 | 316.6667 | 306.6667
69 | 2006004135 | 315 | 305
70 | 2006004135 | 315.3333 | 305.3333
71 | 2006004135 | 315.6667 | 305.6667
72 | 2006004135 | 316 | 306
73 | 2006004135 | 316.3333 | 306.3333
74 | 2006004135 | 316.6667 | 306.6667
75 | 2006004135 | 317 | 307
76 | 2006004135 | 316.3333 | 306.3333
77 | 2006004135 | 315.6667 | 305.6667
78 | 2006004135 | 315 | 305
79 | 2006004135 | 314.6667 | 304.6667
80 | 2006004135 | 314.3333 | 304.3333
81 | 2006004135 | 314 | 304
82 | 2006004135 | 316.3333 | 306.3333
83 | 2006004135 | 318.6667 | 308.6667
84 | 2006004135 | 321 | 311
85 | 2006004135 | 323.3333 | 313.3333
86 | 2006004135 | 325.6667 | 315.6667
87 | 2006004135 | 328 | 318
88 | 2006004135 | 328.3333 | 318.3333
89 | 2006004135 | 328.6667 | 318.6667
90 | 2006004135 | 329 | 339
91 | 2006004135 | 329 | 339
92 | 2006004135 | 329 | 339
93 | 2006004135 | 329 | 339
94 | 2006004135 | 328.6667 | 338.6667
95 | 2006004135 | 328.3333 | 338.3333
96 | 2006004135 | 328 | 338
97 | 2006004135 | 327.6667 | 337.6667
98 | 2006004135 | 327.3333 | 337.3333
99 | 2006004135 | 327 | 337
100 | 2006004135 | 328.6667 | 338.6667
101 | 2006004135 | 330.3333 | 340.3333
102 | 2006004135 | 332 | 342
103 | 2006004135 | 334.3333 | 344.3333
104 | 2006004135 | 336.6667 | 346.6667
105 | 2006004135 | 339 | 349
106 | 2006004135 | 339.3333 | 349.3333
107 | 2006004135 | 339.6667 | 349.6667
108 | 2006004135 | 340 | 350
109 | 2006004135 | 342.3333 | 352.3333
110 | 2006004135 | 344.6667 | 354.6667
111 | 2006004135 | 347 | 357
112 | 2006004135 | 349.6667 | 359.6667
113 | 2006004135 | 352.3333 | 362.3333
114 | 2006004135 | 355 | 365
115 | 2006004135 | 360.3333 | 370.3333
116 | 2006004135 | 365.6667 | 375.6667
117 | 2006004135 | 371 | 381
118 | 2006004135 | 373.6667 | 383.6667
119 | 2006004135 | 376.3333 | 386.3333
120 | 2006004135 | 379 | 389
121 | 2006004135 | 383.3333 | 393.3333
122 | 2006004135 | 387.6667 | 377.6667
123 | 2006004135 | 392 | 382
124 | 2006004135 | 395.3333 | 385.3333
125 | 2006004135 | 398.6667 | 388.6667
126 | 2006004135 | 402 | 392
127 | 2006004135 | 404.3333 | 394.3333
128 | 2006004135 | 406.6667 | 396.6667
129 | 2006004135 | 409 | 399
130 | 2006004135 | 409 | 399
131 | 2006004135 | 409 | 399
132 | 2006004135 | 409 | 399
133 | 2006004135 | 408.3333 | 398.3333
134 | 2006004135 | 407.6667 | 397.6667
135 | 2006004135 | 407 | 397
136 | 2006004135 | 407 | 397
137 | 2006004135 | 407 | 397
138 | 2006004135 | 407 | 397
139 | 2006004135 | 407 | 397
140 | 2006004135 | 407 | 397
141 | 2006004135 | 407 | 397
142 | 2006004135 | 406 | 396
143 | 2006004135 | 405 | 395
0 | 2007006901 | 343 | 333
1 | 2007006901 | 344 | 334
2 | 2007006901 | 345 | 335
3 | 2007006901 | 346 | 336
4 | 2007006901 | 348 | 338
5 | 2007006901 | 350 | 340
6 | 2007006901 | 352 | 342
7 | 2007006901 | 353 | 343
8 | 2007006901 | 354 | 344
9 | 2007006901 | 355 | 345
10 | 2007006901 | 356.6667 | 346.6667
11 | 2007006901 | 358.3333 | 348.3333
12 | 2007006901 | 360 | 350
13 | 2007006901 | 363.6667 | 353.6667
14 | 2007006901 | 367.3333 | 357.3333
15 | 2007006901 | 371 | 361
16 | 2007006901 | 373.3333 | 363.3333
17 | 2007006901 | 375.6667 | 365.6667
18 | 2007006901 | 378 | 368
19 | 2007006901 | 378.6667 | 368.6667
20 | 2007006901 | 379.3333 | 369.3333
21 | 2007006901 | 380 | 370
22 | 2007006901 | 381.3333 | 371.3333
23 | 2007006901 | 382.6667 | 372.6667
24 | 2007006901 | 384 | 374
25 | 2007006901 | 385.3333 | 375.3333
26 | 2007006901 | 386.6667 | 376.6667
27 | 2007006901 | 388 | 378
28 | 2007006901 | 387 | 377
29 | 2007006901 | 386 | 376
30 | 2007006901 | 385 | 375
31 | 2007006901 | 383 | 373
32 | 2007006901 | 381 | 371
33 | 2007006901 | 379 | 369
34 | 2007006901 | 378.3333 | 368.3333
35 | 2007006901 | 377.6667 | 367.6667
36 | 2007006901 | 377 | 367
37 | 2007006901 | 377.3333 | 367.3333
38 | 2007006901 | 377.6667 | 367.6667
39 | 2007006901 | 378 | 368
40 | 2007006901 | 379.6667 | 369.6667
41 | 2007006901 | 381.3333 | 371.3333
42 | 2007006901 | 383 | 373
43 | 2007006901 | 385.3333 | 375.3333
44 | 2007006901 | 387.6667 | 377.6667
45 | 2007006901 | 390 | 380
46 | 2007006901 | 391.3333 | 381.3333
47 | 2007006901 | 392.6667 | 382.6667
48 | 2007006901 | 394 | 384
49 | 2007006901 | 393.3333 | 383.3333
50 | 2007006901 | 392.6667 | 382.6667
51 | 2007006901 | 392 | 382
52 | 2007006901 | 387.6667 | 377.6667
53 | 2007006901 | 383.3333 | 373.3333
54 | 2007006901 | 379 | 369
55 | 2007006901 | 372.3333 | 362.3333
56 | 2007006901 | 365.6667 | 355.6667
57 | 2007006901 | 359 | 349
58 | 2007006901 | 353.6667 | 343.6667
59 | 2007006901 | 348.3333 | 338.3333
60 | 2007006901 | 343 | 333
61 | 2007006901 | 338.3333 | 328.3333
62 | 2007006901 | 333.6667 | 323.6667
63 | 2007006901 | 329 | 319
64 | 2007006901 | 326 | 316
65 | 2007006901 | 323 | 313
66 | 2007006901 | 320 | 310
67 | 2007006901 | 318.3333 | 308.3333
68 | 2007006901 | 316.6667 | 306.6667
69 | 2007006901 | 315 | 305
70 | 2007006901 | 315.3333 | 305.3333
71 | 2007006901 | 315.6667 | 305.6667
72 | 2007006901 | 316 | 306
73 | 2007006901 | 316.3333 | 306.3333
74 | 2007006901 | 316.6667 | 306.6667
75 | 2007006901 | 317 | 307
76 | 2007006901 | 316.3333 | 306.3333
77 | 2007006901 | 315.6667 | 305.6667
78 | 2007006901 | 315 | 305
79 | 2007006901 | 314.6667 | 304.6667
80 | 2007006901 | 314.3333 | 304.3333
81 | 2007006901 | 314 | 304
82 | 2007006901 | 316.3333 | 306.3333
83 | 2007006901 | 318.6667 | 308.6667
84 | 2007006901 | 321 | 311
85 | 2007006901 | 323.3333 | 313.3333
86 | 2007006901 | 325.6667 | 315.6667
87 | 2007006901 | 328 | 318
88 | 2007006901 | 328.3333 | 318.3333
89 | 2007006901 | 328.6667 | 318.6667
90 | 2007006901 | 329 | 339
91 | 2007006901 | 329 | 339
92 | 2007006901 | 329 | 339
93 | 2007006901 | 329 | 339
94 | 2007006901 | 328.6667 | 338.6667
95 | 2007006901 | 328.3333 | 338.3333
96 | 2007006901 | 328 | 338
97 | 2007006901 | 327.6667 | 337.6667
98 | 2007006901 | 327.3333 | 337.3333
99 | 2007006901 | 327 | 337
100 | 2007006901 | 328.6667 | 338.6667
101 | 2007006901 | 330.3333 | 340.3333
102 | 2007006901 | 332 | 342
103 | 2007006901 | 334.3333 | 344.3333
104 | 2007006901 | 336.6667 | 346.6667
105 | 2007006901 | 339 | 349
106 | 2007006901 | 339.3333 | 349.3333
107 | 2007006901 | 339.6667 | 349.6667
108 | 2007006901 | 340 | 350
109 | 2007006901 | 342.3333 | 352.3333
110 | 2007006901 | 344.6667 | 354.6667
111 | 2007006901 | 347 | 357
112 | 2007006901 | 349.6667 | 359.6667
113 | 2007006901 | 352.3333 | 362.3333
114 | 2007006901 | 355 | 365
115 | 2007006901 | 360.3333 | 370.3333
116 | 2007006901 | 365.6667 | 375.6667
117 | 2007006901 | 371 | 381
118 | 2007006901 | 373.6667 | 383.6667
119 | 2007006901 | 376.3333 | 386.3333
120 | 2007006901 | 379 | 389
121 | 2007006901 | 383.3333 | 393.3333
122 | 2007006901 | 387.6667 | 377.6667
123 | 2007006901 | 392 | 382
124 | 2007006901 | 395.3333 | 385.3333
125 | 2007006901 | 398.6667 | 388.6667
126 | 2007006901 | 402 | 392
127 | 2007006901 | 404.3333 | 394.3333
128 | 2007006901 | 406.6667 | 396.6667
129 | 2007006901 | 409 | 399
130 | 2007006901 | 409 | 399
131 | 2007006901 | 409 | 399
132 | 2007006901 | 409 | 399
133 | 2007006901 | 408.3333 | 398.3333
134 | 2007006901 | 407.6667 | 397.6667
135 | 2007006901 | 407 | 397
136 | 2007006901 | 407 | 397
137 | 2007006901 | 407 | 397
138 | 2007006901 | 407 | 397
139 | 2007006901 | 407 | 397
140 | 2007006901 | 407 | 397
141 | 2007006901 | 407 | 397
142 | 2007006901 | 406 | 396
143 | 2007006901 | 405 | 395
0 | 2013006239 | 343 | 333
1 | 2013006239 | 344 | 334
2 | 2013006239 | 345 | 335
3 | 2013006239 | 346 | 336
4 | 2013006239 | 348 | 338
5 | 2013006239 | 350 | 340
6 | 2013006239 | 352 | 342
7 | 2013006239 | 353 | 343
8 | 2013006239 | 354 | 344
9 | 2013006239 | 355 | 345
10 | 2013006239 | 356.6667 | 346.6667
11 | 2013006239 | 358.3333 | 348.3333
12 | 2013006239 | 360 | 350
13 | 2013006239 | 363.6667 | 353.6667
14 | 2013006239 | 367.3333 | 357.3333
15 | 2013006239 | 371 | 361
16 | 2013006239 | 373.3333 | 363.3333
17 | 2013006239 | 375.6667 | 365.6667
18 | 2013006239 | 378 | 368
19 | 2013006239 | 378.6667 | 368.6667
20 | 2013006239 | 379.3333 | 369.3333
21 | 2013006239 | 380 | 370
22 | 2013006239 | 381.3333 | 371.3333
23 | 2013006239 | 382.6667 | 372.6667
24 | 2013006239 | 384 | 374
25 | 2013006239 | 385.3333 | 375.3333
26 | 2013006239 | 386.6667 | 376.6667
27 | 2013006239 | 388 | 378
28 | 2013006239 | 387 | 377
29 | 2013006239 | 386 | 376
30 | 2013006239 | 385 | 375
31 | 2013006239 | 383 | 373
32 | 2013006239 | 381 | 371
33 | 2013006239 | 379 | 369
34 | 2013006239 | 378.3333 | 368.3333
35 | 2013006239 | 377.6667 | 367.6667
36 | 2013006239 | 377 | 367
37 | 2013006239 | 377.3333 | 367.3333
38 | 2013006239 | 377.6667 | 367.6667
39 | 2013006239 | 378 | 368
40 | 2013006239 | 379.6667 | 369.6667
41 | 2013006239 | 381.3333 | 371.3333
42 | 2013006239 | 383 | 373
43 | 2013006239 | 385.3333 | 375.3333
44 | 2013006239 | 387.6667 | 377.6667
45 | 2013006239 | 390 | 380
46 | 2013006239 | 391.3333 | 381.3333
47 | 2013006239 | 392.6667 | 382.6667
48 | 2013006239 | 394 | 384
49 | 2013006239 | 393.3333 | 383.3333
50 | 2013006239 | 392.6667 | 382.6667
51 | 2013006239 | 392 | 382
52 | 2013006239 | 387.6667 | 377.6667
53 | 2013006239 | 383.3333 | 373.3333
54 | 2013006239 | 379 | 369
55 | 2013006239 | 372.3333 | 362.3333
56 | 2013006239 | 365.6667 | 355.6667
57 | 2013006239 | 359 | 349
58 | 2013006239 | 353.6667 | 343.6667
59 | 2013006239 | 348.3333 | 338.3333
60 | 2013006239 | 343 | 333
61 | 2013006239 | 338.3333 | 328.3333
62 | 2013006239 | 333.6667 | 323.6667
63 | 2013006239 | 329 | 319
64 | 2013006239 | 326 | 316
65 | 2013006239 | 323 | 313
66 | 2013006239 | 320 | 310
67 | 2013006239 | 318.3333 | 308.3333
68 | 2013006239 | 316.6667 | 306.6667
69 | 2013006239 | 315 | 305
70 | 2013006239 | 315.3333 | 305.3333
71 | 2013006239 | 315.6667 | 305.6667
72 | 2013006239 | 316 | 306
73 | 2013006239 | 316.3333 | 306.3333
74 | 2013006239 | 316.6667 | 306.6667
75 | 2013006239 | 317 | 307
76 | 2013006239 | 316.3333 | 306.3333
77 | 2013006239 | 315.6667 | 305.6667
78 | 2013006239 | 315 | 305
79 | 2013006239 | 314.6667 | 304.6667
80 | 2013006239 | 314.3333 | 304.3333
81 | 2013006239 | 314 | 304
82 | 2013006239 | 316.3333 | 306.3333
83 | 2013006239 | 318.6667 | 308.6667
84 | 2013006239 | 321 | 311
85 | 2013006239 | 323.3333 | 313.3333
86 | 2013006239 | 325.6667 | 315.6667
87 | 2013006239 | 328 | 318
88 | 2013006239 | 328.3333 | 318.3333
89 | 2013006239 | 328.6667 | 318.6667
90 | 2013006239 | 329 | 339
91 | 2013006239 | 329 | 339
92 | 2013006239 | 329 | 339
93 | 2013006239 | 329 | 339
94 | 2013006239 | 328.6667 | 338.6667
95 | 2013006239 | 328.3333 | 338.3333
96 | 2013006239 | 328 | 338
97 | 2013006239 | 327.6667 | 337.6667
98 | 2013006239 | 327.3333 | 337.3333
99 | 2013006239 | 327 | 337
100 | 2013006239 | 328.6667 | 338.6667
101 | 2013006239 | 330.3333 | 340.3333
102 | 2013006239 | 332 | 342
103 | 2013006239 | 334.3333 | 344.3333
104 | 2013006239 | 336.6667 | 346.6667
105 | 2013006239 | 339 | 349
106 | 2013006239 | 339.3333 | 349.3333
107 | 2013006239 | 339.6667 | 349.6667
108 | 2013006239 | 340 | 350
109 | 2013006239 | 342.3333 | 352.3333
110 | 2013006239 | 344.6667 | 354.6667
111 | 2013006239 | 347 | 357
112 | 2013006239 | 349.6667 | 359.6667
113 | 2013006239 | 352.3333 | 362.3333
114 | 2013006239 | 355 | 365
115 | 2013006239 | 360.3333 | 370.3333
116 | 2013006239 | 365.6667 | 375.6667
117 | 2013006239 | 371 | 381
118 | 2013006239 | 373.6667 | 383.6667
119 | 2013006239 | 376.3333 | 386.3333
120 | 2013006239 | 379 | 389
121 | 2013006239 | 383.3333 | 393.3333
122 | 2013006239 | 387.6667 | 377.6667
123 | 2013006239 | 392 | 382
124 | 2013006239 | 395.3333 | 385.3333
125 | 2013006239 | 398.6667 | 388.6667
126 | 2013006239 | 402 | 392
127 | 2013006239 | 404.3333 | 394.3333
128 | 2013006239 | 406.6667 | 396.6667
129 | 2013006239 | 409 | 399
130 | 2013006239 | 409 | 399
131 | 2013006239 | 409 | 399
132 | 2013006239 | 409 | 399
133 | 2013006239 | 408.3333 | 398.3333
134 | 2013006239 | 407.6667 | 397.6667
135 | 2013006239 | 407 | 397
136 | 2013006239 | 407 | 397
137 | 2013006239 | 407 | 397
138 | 2013006239 | 407 | 397
139 | 2013006239 | 407 | 397
140 | 2013006239 | 407 | 397
141 | 2013006239 | 407 | 397
142 | 2013006239 | 406 | 396
143 | 2013006239 | 405 | 395
0 | 2003007425 | 343 | 333
1 | 2003007425 | 344 | 334
2 | 2003007425 | 345 | 335
3 | 2003007425 | 346 | 336
4 | 2003007425 | 348 | 338
5 | 2003007425 | 350 | 340
6 | 2003007425 | 352 | 342
7 | 2003007425 | 353 | 343
8 | 2003007425 | 354 | 344
9 | 2003007425 | 355 | 345
10 | 2003007425 | 356.6667 | 346.6667
11 | 2003007425 | 358.3333 | 348.3333
12 | 2003007425 | 360 | 350
13 | 2003007425 | 363.6667 | 353.6667
14 | 2003007425 | 367.3333 | 357.3333
15 | 2003007425 | 371 | 361
16 | 2003007425 | 373.3333 | 363.3333
17 | 2003007425 | 375.6667 | 365.6667
18 | 2003007425 | 378 | 368
19 | 2003007425 | 378.6667 | 368.6667
20 | 2003007425 | 379.3333 | 369.3333
21 | 2003007425 | 380 | 370
22 | 2003007425 | 381.3333 | 371.3333
23 | 2003007425 | 382.6667 | 372.6667
24 | 2003007425 | 384 | 374
25 | 2003007425 | 385.3333 | 375.3333
26 | 2003007425 | 386.6667 | 376.6667
27 | 2003007425 | 388 | 378
28 | 2003007425 | 387 | 377
29 | 2003007425 | 386 | 376
30 | 2003007425 | 385 | 375
31 | 2003007425 | 383 | 373
32 | 2003007425 | 381 | 371
33 | 2003007425 | 379 | 369
34 | 2003007425 | 378.3333 | 368.3333
35 | 2003007425 | 377.6667 | 367.6667
36 | 2003007425 | 377 | 367
37 | 2003007425 | 377.3333 | 367.3333
38 | 2003007425 | 377.6667 | 367.6667
39 | 2003007425 | 378 | 368
40 | 2003007425 | 379.6667 | 369.6667
41 | 2003007425 | 381.3333 | 371.3333
42 | 2003007425 | 383 | 373
43 | 2003007425 | 385.3333 | 375.3333
44 | 2003007425 | 387.6667 | 377.6667
45 | 2003007425 | 390 | 380
46 | 2003007425 | 391.3333 | 381.3333
47 | 2003007425 | 392.6667 | 382.6667
48 | 2003007425 | 394 | 384
49 | 2003007425 | 393.3333 | 383.3333
50 | 2003007425 | 392.6667 | 382.6667
51 | 2003007425 | 392 | 382
52 | 2003007425 | 387.6667 | 377.6667
53 | 2003007425 | 383.3333 | 373.3333
54 | 2003007425 | 379 | 369
55 | 2003007425 | 372.3333 | 362.3333
56 | 2003007425 | 365.6667 | 355.6667
57 | 2003007425 | 359 | 349
58 | 2003007425 | 353.6667 | 343.6667
59 | 2003007425 | 348.3333 | 338.3333
60 | 2003007425 | 343 | 333
61 | 2003007425 | 338.3333 | 328.3333
62 | 2003007425 | 333.6667 | 323.6667
63 | 2003007425 | 329 | 319
64 | 2003007425 | 326 | 316
65 | 2003007425 | 323 | 313
66 | 2003007425 | 320 | 310
67 | 2003007425 | 318.3333 | 308.3333
68 | 2003007425 | 316.6667 | 306.6667
69 | 2003007425 | 315 | 305
70 | 2003007425 | 315.3333 | 305.3333
71 | 2003007425 | 315.6667 | 305.6667
72 | 2003007425 | 316 | 306
73 | 2003007425 | 316.3333 | 306.3333
74 | 2003007425 | 316.6667 | 306.6667
75 | 2003007425 | 317 | 307
76 | 2003007425 | 316.3333 | 306.3333
77 | 2003007425 | 315.6667 | 305.6667
78 | 2003007425 | 315 | 305
79 | 2003007425 | 314.6667 | 304.6667
80 | 2003007425 | 314.3333 | 304.3333
81 | 2003007425 | 314 | 304
82 | 2003007425 | 316.3333 | 306.3333
83 | 2003007425 | 318.6667 | 308.6667
84 | 2003007425 | 321 | 311
85 | 2003007425 | 323.3333 | 313.3333
86 | 2003007425 | 325.6667 | 315.6667
87 | 2003007425 | 328 | 318
88 | 2003007425 | 328.3333 | 318.3333
89 | 2003007425 | 328.6667 | 318.6667
90 | 2003007425 | 329 | 339
91 | 2003007425 | 329 | 339
92 | 2003007425 | 329 | 339
93 | 2003007425 | 329 | 339
94 | 2003007425 | 328.6667 | 338.6667
95 | 2003007425 | 328.3333 | 338.3333
96 | 2003007425 | 328 | 338
97 | 2003007425 | 327.6667 | 337.6667
98 | 2003007425 | 327.3333 | 337.3333
99 | 2003007425 | 327 | 337
100 | 2003007425 | 328.6667 | 338.6667
101 | 2003007425 | 330.3333 | 340.3333
102 | 2003007425 | 332 | 342
103 | 2003007425 | 334.3333 | 344.3333
104 | 2003007425 | 336.6667 | 346.6667
105 | 2003007425 | 339 | 349
106 | 2003007425 | 339.3333 | 349.3333
107 | 2003007425 | 339.6667 | 349.6667
108 | 2003007425 | 340 | 350
109 | 2003007425 | 342.3333 | 352.3333
110 | 2003007425 | 344.6667 | 354.6667
111 | 2003007425 | 347 | 357
112 | 2003007425 | 349.6667 | 359.6667
113 | 2003007425 | 352.3333 | 362.3333
114 | 2003007425 | 355 | 365
115 | 2003007425 | 360.3333 | 370.3333
116 | 2003007425 | 365.6667 | 375.6667
117 | 2003007425 | 371 | 381
118 | 2003007425 | 373.6667 | 383.6667
119 | 2003007425 | 376.3333 | 386.3333
120 | 2003007425 | 379 | 389
121 | 2003007425 | 383.3333 | 393.3333
122 | 2003007425 | 387.6667 | 377.6667
123 | 2003007425 | 392 | 382
124 | 2003007425 | 395.3333 | 385.3333
125 | 2003007425 | 398.6667 | 388.6667
126 | 2003007425 | 402 | 392
127 | 2003007425 | 404.3333 | 394.3333
128 | 2003007425 | 406.6667 | 396.6667
129 | 2003007425 | 409 | 399
130 | 2003007425 | 409 | 399
131 | 2003007425 | 409 | 399
132 | 2003007425 | 409 | 399
133 | 2003007425 | 408.3333 | 398.3333
134 | 2003007425 | 407.6667 | 397.6667
135 | 2003007425 | 407 | 397
136 | 2003007425 | 407 | 397
137 | 2003007425 | 407 | 397
138 | 2003007425 | 407 | 397
139 | 2003007425 | 407 | 397
140 | 2003007425 | 407 | 397
141 | 2003007425 | 407 | 397
142 | 2003007425 | 406 | 396
143 | 2003007425 | 405 | 395
0 | 2016007026 | 343 | 333
1 | 2016007026 | 344 | 334
2 | 2016007026 | 345 | 335
3 | 2016007026 | 346 | 336
4 | 2016007026 | 348 | 338
5 | 2016007026 | 350 | 340
6 | 2016007026 | 352 | 342
7 | 2016007026 | 353 | 343
8 | 2016007026 | 354 | 344
9 | 2016007026 | 355 | 345
10 | 2016007026 | 356.6667 | 346.6667
11 | 2016007026 | 358.3333 | 348.3333
12 | 2016007026 | 360 | 350
13 | 2016007026 | 363.6667 | 353.6667
14 | 2016007026 | 367.3333 | 357.3333
15 | 2016007026 | 371 | 361
16 | 2016007026 | 373.3333 | 363.3333
17 | 2016007026 | 375.6667 | 365.6667
18 | 2016007026 | 378 | 368
19 | 2016007026 | 378.6667 | 368.6667
20 | 2016007026 | 379.3333 | 369.3333
21 | 2016007026 | 380 | 370
22 | 2016007026 | 381.3333 | 371.3333
23 | 2016007026 | 382.6667 | 372.6667
24 | 2016007026 | 384 | 374
25 | 2016007026 | 385.3333 | 375.3333
26 | 2016007026 | 386.6667 | 376.6667
27 | 2016007026 | 388 | 378
28 | 2016007026 | 387 | 377
29 | 2016007026 | 386 | 376
30 | 2016007026 | 385 | 375
31 | 2016007026 | 383 | 373
32 | 2016007026 | 381 | 371
33 | 2016007026 | 379 | 369
34 | 2016007026 | 378.3333 | 368.3333
35 | 2016007026 | 377.6667 | 367.6667
36 | 2016007026 | 377 | 367
37 | 2016007026 | 377.3333 | 367.3333
38 | 2016007026 | 377.6667 | 367.6667
39 | 2016007026 | 378 | 368
40 | 2016007026 | 379.6667 | 369.6667
41 | 2016007026 | 381.3333 | 371.3333
42 | 2016007026 | 383 | 373
43 | 2016007026 | 385.3333 | 375.3333
44 | 2016007026 | 387.6667 | 377.6667
45 | 2016007026 | 390 | 380
46 | 2016007026 | 391.3333 | 381.3333
47 | 2016007026 | 392.6667 | 382.6667
48 | 2016007026 | 394 | 384
49 | 2016007026 | 393.3333 | 383.3333
50 | 2016007026 | 392.6667 | 382.6667
51 | 2016007026 | 392 | 382
52 | 2016007026 | 387.6667 | 377.6667
53 | 2016007026 | 383.3333 | 373.3333
54 | 2016007026 | 379 | 369
55 | 2016007026 | 372.3333 | 362.3333
56 | 2016007026 | 365.6667 | 355.6667
57 | 2016007026 | 359 | 349
58 | 2016007026 | 353.6667 | 343.6667
59 | 2016007026 | 348.3333 | 338.3333
60 | 2016007026 | 343 | 333
61 | 2016007026 | 338.3333 | 328.3333
62 | 2016007026 | 333.6667 | 323.6667
63 | 2016007026 | 329 | 319
64 | 2016007026 | 326 | 316
65 | 2016007026 | 323 | 313
66 | 2016007026 | 320 | 310
67 | 2016007026 | 318.3333 | 308.3333
68 | 2016007026 | 316.6667 | 306.6667
69 | 2016007026 | 315 | 305
70 | 2016007026 | 315.3333 | 305.3333
71 | 2016007026 | 315.6667 | 305.6667
72 | 2016007026 | 316 | 306
73 | 2016007026 | 316.3333 | 306.3333
74 | 2016007026 | 316.6667 | 306.6667
75 | 2016007026 | 317 | 307
76 | 2016007026 | 316.3333 | 306.3333
77 | 2016007026 | 315.6667 | 305.6667
78 | 2016007026 | 315 | 305
79 | 2016007026 | 314.6667 | 304.6667
80 | 2016007026 | 314.3333 | 304.3333
81 | 2016007026 | 314 | 304
82 | 2016007026 | 316.3333 | 306.3333
83 | 2016007026 | 318.6667 | 308.6667
84 | 2016007026 | 321 | 311
85 | 2016007026 | 323.3333 | 313.3333
86 | 2016007026 | 325.6667 | 315.6667
87 | 2016007026 | 328 | 318
88 | 2016007026 | 328.3333 | 318.3333
89 | 2016007026 | 328.6667 | 318.6667
90 | 2016007026 | 329 | 339
91 | 2016007026 | 329 | 339
92 | 2016007026 | 329 | 339
93 | 2016007026 | 329 | 339
94 | 2016007026 | 328.6667 | 338.6667
95 | 2016007026 | 328.3333 | 338.3333
96 | 2016007026 | 328 | 338
97 | 2016007026 | 327.6667 | 337.6667
98 | 2016007026 | 327.3333 | 337.3333
99 | 2016007026 | 327 | 337
100 | 2016007026 | 328.6667 | 338.6667
101 | 2016007026 | 330.3333 | 340.3333
102 | 2016007026 | 332 | 342
103 | 2016007026 | 334.3333 | 344.3333
104 | 2016007026 | 336.6667 | 346.6667
105 | 2016007026 | 339 | 349
106 | 2016007026 | 339.3333 | 349.3333
107 | 2016007026 | 339.6667 | 349.6667
108 | 2016007026 | 340 | 350
109 | 2016007026 | 342.3333 | 352.3333
110 | 2016007026 | 344.6667 | 354.6667
111 | 2016007026 | 347 | 357
112 | 2016007026 | 349.6667 | 359.6667
113 | 2016007026 | 352.3333 | 362.3333
114 | 2016007026 | 355 | 365
115 | 2016007026 | 360.3333 | 370.3333
116 | 2016007026 | 365.6667 | 375.6667
117 | 2016007026 | 371 | 381
118 | 2016007026 | 373.6667 | 383.6667
119 | 2016007026 | 376.3333 | 386.3333
120 | 2016007026 | 379 | 389
121 | 2016007026 | 383.3333 | 393.3333
122 | 2016007026 | 387.6667 | 377.6667
123 | 2016007026 | 392 | 382
124 | 2016007026 | 395.3333 | 385.3333
125 | 2016007026 | 398.6667 | 388.6667
126 | 2016007026 | 402 | 392
127 | 2016007026 | 404.3333 | 394.3333
128 | 2016007026 | 406.6667 | 396.6667
129 | 2016007026 | 409 | 399
130 | 2016007026 | 409 | 399
131 | 2016007026 | 409 | 399
132 | 2016007026 | 409 | 399
133 | 2016007026 | 408.3333 | 398.3333
134 | 2016007026 | 407.6667 | 397.6667
135 | 2016007026 | 407 | 397
136 | 2016007026 | 407 | 397
137 | 2016007026 | 407 | 397
138 | 2016007026 | 407 | 397
139 | 2016007026 | 407 | 397
140 | 2016007026 | 407 | 397
141 | 2016007026 | 407 | 397
142 | 2016007026 | 406 | 396
143 | 2016007026 | 405 | 395
0 | 2011005873 | 343 | 333
1 | 2011005873 | 344 | 334
2 | 2011005873 | 345 | 335
3 | 2011005873 | 346 | 336
4 | 2011005873 | 348 | 338
5 | 2011005873 | 350 | 340
6 | 2011005873 | 352 | 342
7 | 2011005873 | 353 | 343
8 | 2011005873 | 354 | 344
9 | 2011005873 | 355 | 345
10 | 2011005873 | 356.6667 | 346.6667
11 | 2011005873 | 358.3333 | 348.3333
12 | 2011005873 | 360 | 350
13 | 2011005873 | 363.6667 | 353.6667
14 | 2011005873 | 367.3333 | 357.3333
15 | 2011005873 | 371 | 361
16 | 2011005873 | 373.3333 | 363.3333
17 | 2011005873 | 375.6667 | 365.6667
18 | 2011005873 | 378 | 368
19 | 2011005873 | 378.6667 | 368.6667
20 | 2011005873 | 379.3333 | 369.3333
21 | 2011005873 | 380 | 370
22 | 2011005873 | 381.3333 | 371.3333
23 | 2011005873 | 382.6667 | 372.6667
24 | 2011005873 | 384 | 374
25 | 2011005873 | 385.3333 | 375.3333
26 | 2011005873 | 386.6667 | 376.6667
27 | 2011005873 | 388 | 378
28 | 2011005873 | 387 | 377
29 | 2011005873 | 386 | 376
30 | 2011005873 | 385 | 375
31 | 2011005873 | 383 | 373
32 | 2011005873 | 381 | 371
33 | 2011005873 | 379 | 369
34 | 2011005873 | 378.3333 | 368.3333
35 | 2011005873 | 377.6667 | 367.6667
36 | 2011005873 | 377 | 367
37 | 2011005873 | 377.3333 | 367.3333
38 | 2011005873 | 377.6667 | 367.6667
39 | 2011005873 | 378 | 368
40 | 2011005873 | 379.6667 | 369.6667
41 | 2011005873 | 381.3333 | 371.3333
42 | 2011005873 | 383 | 373
43 | 2011005873 | 385.3333 | 375.3333
44 | 2011005873 | 387.6667 | 377.6667
45 | 2011005873 | 390 | 380
46 | 2011005873 | 391.3333 | 381.3333
47 | 2011005873 | 392.6667 | 382.6667
48 | 2011005873 | 394 | 384
49 | 2011005873 | 393.3333 | 383.3333
50 | 2011005873 | 392.6667 | 382.6667
51 | 2011005873 | 392 | 382
52 | 2011005873 | 387.6667 | 377.6667
53 | 2011005873 | 383.3333 | 373.3333
54 | 2011005873 | 379 | 369
55 | 2011005873 | 372.3333 | 362.3333
56 | 2011005873 | 365.6667 | 355.6667
57 | 2011005873 | 359 | 349
58 | 2011005873 | 353.6667 | 343.6667
59 | 2011005873 | 348.3333 | 338.3333
60 | 2011005873 | 343 | 333
61 | 2011005873 | 338.3333 | 328.3333
62 | 2011005873 | 333.6667 | 323.6667
63 | 2011005873 | 329 | 319
64 | 2011005873 | 326 | 316
65 | 2011005873 | 323 | 313
66 | 2011005873 | 320 | 310
67 | 2011005873 | 318.3333 | 308.3333
68 | 2011005873 | 316.6667 | 306.6667
69 | 2011005873 | 315 | 305
70 | 2011005873 | 315.3333 | 305.3333
71 | 2011005873 | 315.6667 | 305.6667
72 | 2011005873 | 316 | 306
73 | 2011005873 | 316.3333 | 306.3333
74 | 2011005873 | 316.6667 | 306.6667
75 | 2011005873 | 317 | 307
76 | 2011005873 | 316.3333 | 306.3333
77 | 2011005873 | 315.6667 | 305.6667
78 | 2011005873 | 315 | 305
79 | 2011005873 | 314.6667 | 304.6667
80 | 2011005873 | 314.3333 | 304.3333
81 | 2011005873 | 314 | 304
82 | 2011005873 | 316.3333 | 306.3333
83 | 2011005873 | 318.6667 | 308.6667
84 | 2011005873 | 321 | 311
85 | 2011005873 | 323.3333 | 313.3333
86 | 2011005873 | 325.6667 | 315.6667
87 | 2011005873 | 328 | 318
88 | 2011005873 | 328.3333 | 318.3333
89 | 2011005873 | 328.6667 | 318.6667
90 | 2011005873 | 329 | 339
91 | 2011005873 | 329 | 339
92 | 2011005873 | 329 | 339
93 | 2011005873 | 329 | 339
94 | 2011005873 | 328.6667 | 338.6667
95 | 2011005873 | 328.3333 | 338.3333
96 | 2011005873 | 328 | 338
97 | 2011005873 | 327.6667 | 337.6667
98 | 2011005873 | 327.3333 | 337.3333
99 | 2011005873 | 327 | 337
100 | 2011005873 | 328.6667 | 338.6667
101 | 2011005873 | 330.3333 | 340.3333
102 | 2011005873 | 332 | 342
103 | 2011005873 | 334.3333 | 344.3333
104 | 2011005873 | 336.6667 | 346.6667
105 | 2011005873 | 339 | 349
106 | 2011005873 | 339.3333 | 349.3333
107 | 2011005873 | 339.6667 | 349.6667
108 | 2011005873 | 340 | 350
109 | 2011005873 | 342.3333 | 352.3333
110 | 2011005873 | 344.6667 | 354.6667
111 | 2011005873 | 347 | 357
112 | 2011005873 | 349.6667 | 359.6667
113 | 2011005873 | 352.3333 | 362.3333
114 | 2011005873 | 355 | 365
115 | 2011005873 | 360.3333 | 370.3333
116 | 2011005873 | 365.6667 | 375.6667
117 | 2011005873 | 371 | 381
118 | 2011005873 | 373.6667 | 383.6667
119 | 2011005873 | 376.3333 | 386.3333
120 | 2011005873 | 379 | 389
121 | 2011005873 | 383.3333 | 393.3333
122 | 2011005873 | 387.6667 | 377.6667
123 | 2011005873 | 392 | 382
124 | 2011005873 | 395.3333 | 385.3333
125 | 2011005873 | 398.6667 | 388.6667
126 | 2011005873 | 402 | 392
127 | 2011005873 | 404.3333 | 394.3333
128 | 2011005873 | 406.6667 | 396.6667
129 | 2011005873 | 409 | 399
130 | 2011005873 | 409 | 399
131 | 2011005873 | 409 | 399
132 | 2011005873 | 409 | 399
133 | 2011005873 | 408.3333 | 398.3333
134 | 2011005873 | 407.6667 | 397.6667
135 | 2011005873 | 407 | 397
136 | 2011005873 | 407 | 397
137 | 2011005873 | 407 | 397
138 | 2011005873 | 407 | 397
139 | 2011005873 | 407 | 397
140 | 2011005873 | 407 | 397
141 | 2011005873 | 407 | 397
142 | 2011005873 | 406 | 396
143 | 2011005873 | 405 | 395
0 | 2004002156 | 343 | 333
1 | 2004002156 | 344 | 334
2 | 2004002156 | 345 | 335
3 | 2004002156 | 346 | 336
4 | 2004002156 | 348 | 338
5 | 2004002156 | 350 | 340
6 | 2004002156 | 352 | 342
7 | 2004002156 | 353 | 343
8 | 2004002156 | 354 | 344
9 | 2004002156 | 355 | 345
10 | 2004002156 | 356.6667 | 346.6667
11 | 2004002156 | 358.3333 | 348.3333
12 | 2004002156 | 360 | 350
13 | 2004002156 | 363.6667 | 353.6667
14 | 2004002156 | 367.3333 | 357.3333
15 | 2004002156 | 371 | 361
16 | 2004002156 | 373.3333 | 363.3333
17 | 2004002156 | 375.6667 | 365.6667
18 | 2004002156 | 378 | 368
19 | 2004002156 | 378.6667 | 368.6667
20 | 2004002156 | 379.3333 | 369.3333
21 | 2004002156 | 380 | 370
22 | 2004002156 | 381.3333 | 371.3333
23 | 2004002156 | 382.6667 | 372.6667
24 | 2004002156 | 384 | 374
25 | 2004002156 | 385.3333 | 375.3333
26 | 2004002156 | 386.6667 | 376.6667
27 | 2004002156 | 388 | 378
28 | 2004002156 | 387 | 377
29 | 2004002156 | 386 | 376
30 | 2004002156 | 385 | 375
31 | 2004002156 | 383 | 373
32 | 2004002156 | 381 | 371
33 | 2004002156 | 379 | 369
34 | 2004002156 | 378.3333 | 368.3333
35 | 2004002156 | 377.6667 | 367.6667
36 | 2004002156 | 377 | 367
37 | 2004002156 | 377.3333 | 367.3333
38 | 2004002156 | 377.6667 | 367.6667
39 | 2004002156 | 378 | 368
40 | 2004002156 | 379.6667 | 369.6667
41 | 2004002156 | 381.3333 | 371.3333
42 | 2004002156 | 383 | 373
43 | 2004002156 | 385.3333 | 375.3333
44 | 2004002156 | 387.6667 | 377.6667
45 | 2004002156 | 390 | 380
46 | 2004002156 | 391.3333 | 381.3333
47 | 2004002156 | 392.6667 | 382.6667
48 | 2004002156 | 394 | 384
49 | 2004002156 | 393.3333 | 383.3333
50 | 2004002156 | 392.6667 | 382.6667
51 | 2004002156 | 392 | 382
52 | 2004002156 | 387.6667 | 377.6667
53 | 2004002156 | 383.3333 | 373.3333
54 | 2004002156 | 379 | 369
55 | 2004002156 | 372.3333 | 362.3333
56 | 2004002156 | 365.6667 | 355.6667
57 | 2004002156 | 359 | 349
58 | 2004002156 | 353.6667 | 343.6667
59 | 2004002156 | 348.3333 | 338.3333
60 | 2004002156 | 343 | 333
61 | 2004002156 | 338.3333 | 328.3333
62 | 2004002156 | 333.6667 | 323.6667
63 | 2004002156 | 329 | 319
64 | 2004002156 | 326 | 316
65 | 2004002156 | 323 | 313
66 | 2004002156 | 320 | 310
67 | 2004002156 | 318.3333 | 308.3333
68 | 2004002156 | 316.6667 | 306.6667
69 | 2004002156 | 315 | 305
70 | 2004002156 | 315.3333 | 305.3333
71 | 2004002156 | 315.6667 | 305.6667
72 | 2004002156 | 316 | 306
73 | 2004002156 | 316.3333 | 306.3333
74 | 2004002156 | 316.6667 | 306.6667
75 | 2004002156 | 317 | 307
76 | 2004002156 | 316.3333 | 306.3333
77 | 2004002156 | 315.6667 | 305.6667
78 | 2004002156 | 315 | 305
79 | 2004002156 | 314.6667 | 304.6667
80 | 2004002156 | 314.3333 | 304.3333
81 | 2004002156 | 314 | 304
82 | 2004002156 | 316.3333 | 306.3333
83 | 2004002156 | 318.6667 | 308.6667
84 | 2004002156 | 321 | 311
85 | 2004002156 | 323.3333 | 313.3333
86 | 2004002156 | 325.6667 | 315.6667
87 | 2004002156 | 328 | 318
88 | 2004002156 | 328.3333 | 318.3333
89 | 2004002156 | 328.6667 | 318.6667
90 | 2004002156 | 329 | 339
91 | 2004002156 | 329 | 339
92 | 2004002156 | 329 | 339
93 | 2004002156 | 329 | 339
94 | 2004002156 | 328.6667 | 338.6667
95 | 2004002156 | 328.3333 | 338.3333
96 | 2004002156 | 328 | 338
97 | 2004002156 | 327.6667 | 337.6667
98 | 2004002156 | 327.3333 | 337.3333
99 | 2004002156 | 327 | 337
100 | 2004002156 | 328.6667 | 338.6667
101 | 2004002156 | 330.3333 | 340.3333
102 | 2004002156 | 332 | 342
103 | 2004002156 | 334.3333 | 344.3333
104 | 2004002156 | 336.6667 | 346.6667
105 | 2004002156 | 339 | 349
106 | 2004002156 | 339.3333 | 349.3333
107 | 2004002156 | 339.6667 | 349.6667
108 | 2004002156 | 340 | 350
109 | 2004002156 | 342.3333 | 352.3333
110 | 2004002156 | 344.6667 | 354.6667
111 | 2004002156 | 347 | 357
112 | 2004002156 | 349.6667 | 359.6667
113 | 2004002156 | 352.3333 | 362.3333
114 | 2004002156 | 355 | 365
115 | 2004002156 | 360.3333 | 370.3333
116 | 2004002156 | 365.6667 | 375.6667
117 | 2004002156 | 371 | 381
118 | 2004002156 | 373.6667 | 383.6667
119 | 2004002156 | 376.3333 | 386.3333
120 | 2004002156 | 379 | 389
121 | 2004002156 | 383.3333 | 393.3333
122 | 2004002156 | 387.6667 | 377.6667
123 | 2004002156 | 392 | 382
124 | 2004002156 | 395.3333 | 385.3333
125 | 2004002156 | 398.6667 | 388.6667
126 | 2004002156 | 402 | 392
127 | 2004002156 | 404.3333 | 394.3333
128 | 2004002156 | 406.6667 | 396.6667
129 | 2004002156 | 409 | 399
130 | 2004002156 | 409 | 399
131 | 2004002156 | 409 | 399
132 | 2004002156 | 409 | 399
133 | 2004002156 | 408.3333 | 398.3333
134 | 2004002156 | 407.6667 | 397.6667
135 | 2004002156 | 407 | 397
136 | 2004002156 | 407 | 397
137 | 2004002156 | 407 | 397
138 | 2004002156 | 407 | 397
139 | 2004002156 | 407 | 397
140 | 2004002156 | 407 | 397
141 | 2004002156 | 407 | 397
142 | 2004002156 | 406 | 396
143 | 2004002156 | 405 | 395
0 | 2012003003 | 343 | 333
1 | 2012003003 | 344 | 334
2 | 2012003003 | 345 | 335
3 | 2012003003 | 346 | 336
4 | 2012003003 | 348 | 338
5 | 2012003003 | 350 | 340
6 | 2012003003 | 352 | 342
7 | 2012003003 | 353 | 343
8 | 2012003003 | 354 | 344
9 | 2012003003 | 355 | 345
10 | 2012003003 | 356.6667 | 346.6667
11 | 2012003003 | 358.3333 | 348.3333
12 | 2012003003 | 360 | 350
13 | 2012003003 | 363.6667 | 353.6667
14 | 2012003003 | 367.3333 | 357.3333
15 | 2012003003 | 371 | 361
16 | 2012003003 | 373.3333 | 363.3333
17 | 2012003003 | 375.6667 | 365.6667
18 | 2012003003 | 378 | 368
19 | 2012003003 | 378.6667 | 368.6667
20 | 2012003003 | 379.3333 | 369.3333
21 | 2012003003 | 380 | 370
22 | 2012003003 | 381.3333 | 371.3333
23 | 2012003003 | 382.6667 | 372.6667
24 | 2012003003 | 384 | 374
25 | 2012003003 | 385.3333 | 375.3333
26 | 2012003003 | 386.6667 | 376.6667
27 | 2012003003 | 388 | 378
28 | 2012003003 | 387 | 377
29 | 2012003003 | 386 | 376
30 | 2012003003 | 385 | 375
31 | 2012003003 | 383 | 373
32 | 2012003003 | 381 | 371
33 | 2012003003 | 379 | 369
34 | 2012003003 | 378.3333 | 368.3333
35 | 2012003003 | 377.6667 | 367.6667
36 | 2012003003 | 377 | 367
37 | 2012003003 | 377.3333 | 367.3333
38 | 2012003003 | 377.6667 | 367.6667
39 | 2012003003 | 378 | 368
40 | 2012003003 | 379.6667 | 369.6667
41 | 2012003003 | 381.3333 | 371.3333
42 | 2012003003 | 383 | 373
43 | 2012003003 | 385.3333 | 375.3333
44 | 2012003003 | 387.6667 | 377.6667
45 | 2012003003 | 390 | 380
46 | 2012003003 | 391.3333 | 381.3333
47 | 2012003003 | 392.6667 | 382.6667
48 | 2012003003 | 394 | 384
49 | 2012003003 | 393.3333 | 383.3333
50 | 2012003003 | 392.6667 | 382.6667
51 | 2012003003 | 392 | 382
52 | 2012003003 | 387.6667 | 377.6667
53 | 2012003003 | 383.3333 | 373.3333
54 | 2012003003 | 379 | 369
55 | 2012003003 | 372.3333 | 362.3333
56 | 2012003003 | 365.6667 | 355.6667
57 | 2012003003 | 359 | 349
58 | 2012003003 | 353.6667 | 343.6667
59 | 2012003003 | 348.3333 | 338.3333
60 | 2012003003 | 343 | 333
61 | 2012003003 | 338.3333 | 328.3333
62 | 2012003003 | 333.6667 | 323.6667
63 | 2012003003 | 329 | 319
64 | 2012003003 | 326 | 316
65 | 2012003003 | 323 | 313
66 | 2012003003 | 320 | 310
67 | 2012003003 | 318.3333 | 308.3333
68 | 2012003003 | 316.6667 | 306.6667
69 | 2012003003 | 315 | 305
70 | 2012003003 | 315.3333 | 305.3333
71 | 2012003003 | 315.6667 | 305.6667
72 | 2012003003 | 316 | 306
73 | 2012003003 | 316.3333 | 306.3333
74 | 2012003003 | 316.6667 | 306.6667
75 | 2012003003 | 317 | 307
76 | 2012003003 | 316.3333 | 306.3333
77 | 2012003003 | 315.6667 | 305.6667
78 | 2012003003 | 315 | 305
79 | 2012003003 | 314.6667 | 304.6667
80 | 2012003003 | 314.3333 | 304.3333
81 | 2012003003 | 314 | 304
82 | 2012003003 | 316.3333 | 306.3333
83 | 2012003003 | 318.6667 | 308.6667
84 | 2012003003 | 321 | 311
85 | 2012003003 | 323.3333 | 313.3333
86 | 2012003003 | 325.6667 | 315.6667
87 | 2012003003 | 328 | 318
88 | 2012003003 | 328.3333 | 318.3333
89 | 2012003003 | 328.6667 | 318.6667
90 | 2012003003 | 329 | 339
91 | 2012003003 | 329 | 339
92 | 2012003003 | 329 | 339
93 | 2012003003 | 329 | 339
94 | 2012003003 | 328.6667 | 338.6667
95 | 2012003003 | 328.3333 | 338.3333
96 | 2012003003 | 328 | 338
97 | 2012003003 | 327.6667 | 337.6667
98 | 2012003003 | 327.3333 | 337.3333
99 | 2012003003 | 327 | 337
100 | 2012003003 | 328.6667 | 338.6667
101 | 2012003003 | 330.3333 | 340.3333
102 | 2012003003 | 332 | 342
103 | 2012003003 | 334.3333 | 344.3333
104 | 2012003003 | 336.6667 | 346.6667
105 | 2012003003 | 339 | 349
106 | 2012003003 | 339.3333 | 349.3333
107 | 2012003003 | 339.6667 | 349.6667
108 | 2012003003 | 340 | 350
109 | 2012003003 | 342.3333 | 352.3333
110 | 2012003003 | 344.6667 | 354.6667
111 | 2012003003 | 347 | 357
112 | 2012003003 | 349.6667 | 359.6667
113 | 2012003003 | 352.3333 | 362.3333
114 | 2012003003 | 355 | 365
115 | 2012003003 | 360.3333 | 370.3333
116 | 2012003003 | 365.6667 | 375.6667
117 | 2012003003 | 371 | 381
118 | 2012003003 | 373.6667 | 383.6667
119 | 2012003003 | 376.3333 | 386.3333
120 | 2012003003 | 379 | 389
121 | 2012003003 | 383.3333 | 393.3333
122 | 2012003003 | 387.6667 | 377.6667
123 | 2012003003 | 392 | 382
124 | 2012003003 | 395.3333 | 385.3333
125 | 2012003003 | 398.6667 | 388.6667
126 | 2012003003 | 402 | 392
127 | 2012003003 | 404.3333 | 394.3333
128 | 2012003003 | 406.6667 | 396.6667
129 | 2012003003 | 409 | 399
130 | 2012003003 | 409 | 399
131 | 2012003003 | 409 | 399
132 | 2012003003 | 409 | 399
133 | 2012003003 | 408.3333 | 398.3333
134 | 2012003003 | 407.6667 | 397.6667
135 | 2012003003 | 407 | 397
136 | 2012003003 | 407 | 397
137 | 2012003003 | 407 | 397
138 | 2012003003 | 407 | 397
139 | 2012003003 | 407 | 397
140 | 2012003003 | 407 | 397
141 | 2012003003 | 407 | 397
142 | 2012003003 | 406 | 396
143 | 2012003003 | 405 | 395
0 | 2005010660 | 343 | 333
1 | 2005010660 | 344 | 334
2 | 2005010660 | 345 | 335
3 | 2005010660 | 346 | 336
4 | 2005010660 | 348 | 338
5 | 2005010660 | 350 | 340
6 | 2005010660 | 352 | 342
7 | 2005010660 | 353 | 343
8 | 2005010660 | 354 | 344
9 | 2005010660 | 355 | 345
10 | 2005010660 | 356.6667 | 346.6667
11 | 2005010660 | 358.3333 | 348.3333
12 | 2005010660 | 360 | 350
13 | 2005010660 | 363.6667 | 353.6667
14 | 2005010660 | 367.3333 | 357.3333
15 | 2005010660 | 371 | 361
16 | 2005010660 | 373.3333 | 363.3333
17 | 2005010660 | 375.6667 | 365.6667
18 | 2005010660 | 378 | 368
19 | 2005010660 | 378.6667 | 368.6667
20 | 2005010660 | 379.3333 | 369.3333
21 | 2005010660 | 380 | 370
22 | 2005010660 | 381.3333 | 371.3333
23 | 2005010660 | 382.6667 | 372.6667
24 | 2005010660 | 384 | 374
25 | 2005010660 | 385.3333 | 375.3333
26 | 2005010660 | 386.6667 | 376.6667
27 | 2005010660 | 388 | 378
28 | 2005010660 | 387 | 377
29 | 2005010660 | 386 | 376
30 | 2005010660 | 385 | 375
31 | 2005010660 | 383 | 373
32 | 2005010660 | 381 | 371
33 | 2005010660 | 379 | 369
34 | 2005010660 | 378.3333 | 368.3333
35 | 2005010660 | 377.6667 | 367.6667
36 | 2005010660 | 377 | 367
37 | 2005010660 | 377.3333 | 367.3333
38 | 2005010660 | 377.6667 | 367.6667
39 | 2005010660 | 378 | 368
40 | 2005010660 | 379.6667 | 369.6667
41 | 2005010660 | 381.3333 | 371.3333
42 | 2005010660 | 383 | 373
43 | 2005010660 | 385.3333 | 375.3333
44 | 2005010660 | 387.6667 | 377.6667
45 | 2005010660 | 390 | 380
46 | 2005010660 | 391.3333 | 381.3333
47 | 2005010660 | 392.6667 | 382.6667
48 | 2005010660 | 394 | 384
49 | 2005010660 | 393.3333 | 383.3333
50 | 2005010660 | 392.6667 | 382.6667
51 | 2005010660 | 392 | 382
52 | 2005010660 | 387.6667 | 377.6667
53 | 2005010660 | 383.3333 | 373.3333
54 | 2005010660 | 379 | 369
55 | 2005010660 | 372.3333 | 362.3333
56 | 2005010660 | 365.6667 | 355.6667
57 | 2005010660 | 359 | 349
58 | 2005010660 | 353.6667 | 343.6667
59 | 2005010660 | 348.3333 | 338.3333
60 | 2005010660 | 343 | 333
61 | 2005010660 | 338.3333 | 328.3333
62 | 2005010660 | 333.6667 | 323.6667
63 | 2005010660 | 329 | 319
64 | 2005010660 | 326 | 316
65 | 2005010660 | 323 | 313
66 | 2005010660 | 320 | 310
67 | 2005010660 | 318.3333 | 308.3333
68 | 2005010660 | 316.6667 | 306.6667
69 | 2005010660 | 315 | 305
70 | 2005010660 | 315.3333 | 305.3333
71 | 2005010660 | 315.6667 | 305.6667
72 | 2005010660 | 316 | 306
73 | 2005010660 | 316.3333 | 306.3333
74 | 2005010660 | 316.6667 | 306.6667
75 | 2005010660 | 317 | 307
76 | 2005010660 | 316.3333 | 306.3333
77 | 2005010660 | 315.6667 | 305.6667
78 | 2005010660 | 315 | 305
79 | 2005010660 | 314.6667 | 304.6667
80 | 2005010660 | 314.3333 | 304.3333
81 | 2005010660 | 314 | 304
82 | 2005010660 | 316.3333 | 306.3333
83 | 2005010660 | 318.6667 | 308.6667
84 | 2005010660 | 321 | 311
85 | 2005010660 | 323.3333 | 313.3333
86 | 2005010660 | 325.6667 | 315.6667
87 | 2005010660 | 328 | 318
88 | 2005010660 | 328.3333 | 318.3333
89 | 2005010660 | 328.6667 | 318.6667
90 | 2005010660 | 329 | 339
91 | 2005010660 | 329 | 339
92 | 2005010660 | 329 | 339
93 | 2005010660 | 329 | 339
94 | 2005010660 | 328.6667 | 338.6667
95 | 2005010660 | 328.3333 | 338.3333
96 | 2005010660 | 328 | 338
97 | 2005010660 | 327.6667 | 337.6667
98 | 2005010660 | 327.3333 | 337.3333
99 | 2005010660 | 327 | 337
100 | 2005010660 | 328.6667 | 338.6667
101 | 2005010660 | 330.3333 | 340.3333
102 | 2005010660 | 332 | 342
103 | 2005010660 | 334.3333 | 344.3333
104 | 2005010660 | 336.6667 | 346.6667
105 | 2005010660 | 339 | 349
106 | 2005010660 | 339.3333 | 349.3333
107 | 2005010660 | 339.6667 | 349.6667
108 | 2005010660 | 340 | 350
109 | 2005010660 | 342.3333 | 352.3333
110 | 2005010660 | 344.6667 | 354.6667
111 | 2005010660 | 347 | 357
112 | 2005010660 | 349.6667 | 359.6667
113 | 2005010660 | 352.3333 | 362.3333
114 | 2005010660 | 355 | 365
115 | 2005010660 | 360.3333 | 370.3333
116 | 2005010660 | 365.6667 | 375.6667
117 | 2005010660 | 371 | 381
118 | 2005010660 | 373.6667 | 383.6667
119 | 2005010660 | 376.3333 | 386.3333
120 | 2005010660 | 379 | 389
121 | 2005010660 | 383.3333 | 393.3333
122 | 2005010660 | 387.6667 | 377.6667
123 | 2005010660 | 392 | 382
124 | 2005010660 | 395.3333 | 385.3333
125 | 2005010660 | 398.6667 | 388.6667
126 | 2005010660 | 402 | 392
127 | 2005010660 | 404.3333 | 394.3333
128 | 2005010660 | 406.6667 | 396.6667
129 | 2005010660 | 409 | 399
130 | 2005010660 | 409 | 399
131 | 2005010660 | 409 | 399
132 | 2005010660 | 409 | 399
133 | 2005010660 | 408.3333 | 398.3333
134 | 2005010660 | 407.6667 | 397.6667
135 | 2005010660 | 407 | 397
136 | 2005010660 | 407 | 397
137 | 2005010660 | 407 | 397
138 | 2005010660 | 407 | 397
139 | 2005010660 | 407 | 397
140 | 2005010660 | 407 | 397
141 | 2005010660 | 407 | 397
142 | 2005010660 | 406 | 396
143 | 2005010660 | 405 | 395
0 | 2009006000 | 343 | 333
1 | 2009006000 | 344 | 334
2 | 2009006000 | 345 | 335
3 | 2009006000 | 346 | 336
4 | 2009006000 | 348 | 338
5 | 2009006000 | 350 | 340
6 | 2009006000 | 352 | 342
7 | 2009006000 | 353 | 343
8 | 2009006000 | 354 | 344
9 | 2009006000 | 355 | 345
10 | 2009006000 | 356.6667 | 346.6667
11 | 2009006000 | 358.3333 | 348.3333
12 | 2009006000 | 360 | 350
13 | 2009006000 | 363.6667 | 353.6667
14 | 2009006000 | 367.3333 | 357.3333
15 | 2009006000 | 371 | 361
16 | 2009006000 | 373.3333 | 363.3333
17 | 2009006000 | 375.6667 | 365.6667
18 | 2009006000 | 378 | 368
19 | 2009006000 | 378.6667 | 368.6667
20 | 2009006000 | 379.3333 | 369.3333
21 | 2009006000 | 380 | 370
22 | 2009006000 | 381.3333 | 371.3333
23 | 2009006000 | 382.6667 | 372.6667
24 | 2009006000 | 384 | 374
25 | 2009006000 | 385.3333 | 375.3333
26 | 2009006000 | 386.6667 | 376.6667
27 | 2009006000 | 388 | 378
28 | 2009006000 | 387 | 377
29 | 2009006000 | 386 | 376
30 | 2009006000 | 385 | 375
31 | 2009006000 | 383 | 373
32 | 2009006000 | 381 | 371
33 | 2009006000 | 379 | 369
34 | 2009006000 | 378.3333 | 368.3333
35 | 2009006000 | 377.6667 | 367.6667
36 | 2009006000 | 377 | 367
37 | 2009006000 | 377.3333 | 367.3333
38 | 2009006000 | 377.6667 | 367.6667
39 | 2009006000 | 378 | 368
40 | 2009006000 | 379.6667 | 369.6667
41 | 2009006000 | 381.3333 | 371.3333
42 | 2009006000 | 383 | 373
43 | 2009006000 | 385.3333 | 375.3333
44 | 2009006000 | 387.6667 | 377.6667
45 | 2009006000 | 390 | 380
46 | 2009006000 | 391.3333 | 381.3333
47 | 2009006000 | 392.6667 | 382.6667
48 | 2009006000 | 394 | 384
49 | 2009006000 | 393.3333 | 383.3333
50 | 2009006000 | 392.6667 | 382.6667
51 | 2009006000 | 392 | 382
52 | 2009006000 | 387.6667 | 377.6667
53 | 2009006000 | 383.3333 | 373.3333
54 | 2009006000 | 379 | 369
55 | 2009006000 | 372.3333 | 362.3333
56 | 2009006000 | 365.6667 | 355.6667
57 | 2009006000 | 359 | 349
58 | 2009006000 | 353.6667 | 343.6667
59 | 2009006000 | 348.3333 | 338.3333
60 | 2009006000 | 343 | 333
61 | 2009006000 | 338.3333 | 328.3333
62 | 2009006000 | 333.6667 | 323.6667
63 | 2009006000 | 329 | 319
64 | 2009006000 | 326 | 316
65 | 2009006000 | 323 | 313
66 | 2009006000 | 320 | 310
67 | 2009006000 | 318.3333 | 308.3333
68 | 2009006000 | 316.6667 | 306.6667
69 | 2009006000 | 315 | 305
70 | 2009006000 | 315.3333 | 305.3333
71 | 2009006000 | 315.6667 | 305.6667
72 | 2009006000 | 316 | 306
73 | 2009006000 | 316.3333 | 306.3333
74 | 2009006000 | 316.6667 | 306.6667
75 | 2009006000 | 317 | 307
76 | 2009006000 | 316.3333 | 306.3333
77 | 2009006000 | 315.6667 | 305.6667
78 | 2009006000 | 315 | 305
79 | 2009006000 | 314.6667 | 304.6667
80 | 2009006000 | 314.3333 | 304.3333
81 | 2009006000 | 314 | 304
82 | 2009006000 | 316.3333 | 306.3333
83 | 2009006000 | 318.6667 | 308.6667
84 | 2009006000 | 321 | 311
85 | 2009006000 | 323.3333 | 313.3333
86 | 2009006000 | 325.6667 | 315.6667
87 | 2009006000 | 328 | 318
88 | 2009006000 | 328.3333 | 318.3333
89 | 2009006000 | 328.6667 | 318.6667
90 | 2009006000 | 329 | 339
91 | 2009006000 | 329 | 339
92 | 2009006000 | 329 | 339
93 | 2009006000 | 329 | 339
94 | 2009006000 | 328.6667 | 338.6667
95 | 2009006000 | 328.3333 | 338.3333
96 | 2009006000 | 328 | 338
97 | 2009006000 | 327.6667 | 337.6667
98 | 2009006000 | 327.3333 | 337.3333
99 | 2009006000 | 327 | 337
100 | 2009006000 | 328.6667 | 338.6667
101 | 2009006000 | 330.3333 | 340.3333
102 | 2009006000 | 332 | 342
103 | 2009006000 | 334.3333 | 344.3333
104 | 2009006000 | 336.6667 | 346.6667
105 | 2009006000 | 339 | 349
106 | 2009006000 | 339.3333 | 349.3333
107 | 2009006000 | 339.6667 | 349.6667
108 | 2009006000 | 340 | 350
109 | 2009006000 | 342.3333 | 352.3333
110 | 2009006000 | 344.6667 | 354.6667
111 | 2009006000 | 347 | 357
112 | 2009006000 | 349.6667 | 359.6667
113 | 2009006000 | 352.3333 | 362.3333
114 | 2009006000 | 355 | 365
115 | 2009006000 | 360.3333 | 370.3333
116 | 2009006000 | 365.6667 | 375.6667
117 | 2009006000 | 371 | 381
118 | 2009006000 | 373.6667 | 383.6667
119 | 2009006000 | 376.3333 | 386.3333
120 | 2009006000 | 379 | 389
121 | 2009006000 | 383.3333 | 393.3333
122 | 2009006000 | 387.6667 | 377.6667
123 | 2009006000 | 392 | 382
124 | 2009006000 | 395.3333 | 385.3333
125 | 2009006000 | 398.6667 | 388.6667
126 | 2009006000 | 402 | 392
127 | 2009006000 | 404.3333 | 394.3333
128 | 2009006000 | 406.6667 | 396.6667
129 | 2009006000 | 409 | 399
130 | 2009006000 | 409 | 399
131 | 2009006000 | 409 | 399
132 | 2009006000 | 409 | 399
133 | 2009006000 | 408.3333 | 398.3333
134 | 2009006000 | 407.6667 | 397.6667
135 | 2009006000 | 407 | 397
136 | 2009006000 | 407 | 397
137 | 2009006000 | 407 | 397
138 | 2009006000 | 407 | 397
139 | 2009006000 | 407 | 397
140 | 2009006000 | 407 | 397
141 | 2009006000 | 407 | 397
142 | 2009006000 | 406 | 396
143 | 2009006000 | 405 | 395
0 | 2010007390 | 343 | 333
1 | 2010007390 | 344 | 334
2 | 2010007390 | 345 | 335
3 | 2010007390 | 346 | 336
4 | 2010007390 | 348 | 338
5 | 2010007390 | 350 | 340
6 | 2010007390 | 352 | 342
7 | 2010007390 | 353 | 343
8 | 2010007390 | 354 | 344
9 | 2010007390 | 355 | 345
10 | 2010007390 | 356.6667 | 346.6667
11 | 2010007390 | 358.3333 | 348.3333
12 | 2010007390 | 360 | 350
13 | 2010007390 | 363.6667 | 353.6667
14 | 2010007390 | 367.3333 | 357.3333
15 | 2010007390 | 371 | 361
16 | 2010007390 | 373.3333 | 363.3333
17 | 2010007390 | 375.6667 | 365.6667
18 | 2010007390 | 378 | 368
19 | 2010007390 | 378.6667 | 368.6667
20 | 2010007390 | 379.3333 | 369.3333
21 | 2010007390 | 380 | 370
22 | 2010007390 | 381.3333 | 371.3333
23 | 2010007390 | 382.6667 | 372.6667
24 | 2010007390 | 384 | 374
25 | 2010007390 | 385.3333 | 375.3333
26 | 2010007390 | 386.6667 | 376.6667
27 | 2010007390 | 388 | 378
28 | 2010007390 | 387 | 377
29 | 2010007390 | 386 | 376
30 | 2010007390 | 385 | 375
31 | 2010007390 | 383 | 373
32 | 2010007390 | 381 | 371
33 | 2010007390 | 379 | 369
34 | 2010007390 | 378.3333 | 368.3333
35 | 2010007390 | 377.6667 | 367.6667
36 | 2010007390 | 377 | 367
37 | 2010007390 | 377.3333 | 367.3333
38 | 2010007390 | 377.6667 | 367.6667
39 | 2010007390 | 378 | 368
40 | 2010007390 | 379.6667 | 369.6667
41 | 2010007390 | 381.3333 | 371.3333
42 | 2010007390 | 383 | 373
43 | 2010007390 | 385.3333 | 375.3333
44 | 2010007390 | 387.6667 | 377.6667
45 | 2010007390 | 390 | 380
46 | 2010007390 | 391.3333 | 381.3333
47 | 2010007390 | 392.6667 | 382.6667
48 | 2010007390 | 394 | 384
49 | 2010007390 | 393.3333 | 383.3333
50 | 2010007390 | 392.6667 | 382.6667
51 | 2010007390 | 392 | 382
52 | 2010007390 | 387.6667 | 377.6667
53 | 2010007390 | 383.3333 | 373.3333
54 | 2010007390 | 379 | 369
55 | 2010007390 | 372.3333 | 362.3333
56 | 2010007390 | 365.6667 | 355.6667
57 | 2010007390 | 359 | 349
58 | 2010007390 | 353.6667 | 343.6667
59 | 2010007390 | 348.3333 | 338.3333
60 | 2010007390 | 343 | 333
61 | 2010007390 | 338.3333 | 328.3333
62 | 2010007390 | 333.6667 | 323.6667
63 | 2010007390 | 329 | 319
64 | 2010007390 | 326 | 316
65 | 2010007390 | 323 | 313
66 | 2010007390 | 320 | 310
67 | 2010007390 | 318.3333 | 308.3333
68 | 2010007390 | 316.6667 | 306.6667
69 | 2010007390 | 315 | 305
70 | 2010007390 | 315.3333 | 305.3333
71 | 2010007390 | 315.6667 | 305.6667
72 | 2010007390 | 316 | 306
73 | 2010007390 | 316.3333 | 306.3333
74 | 2010007390 | 316.6667 | 306.6667
75 | 2010007390 | 317 | 307
76 | 2010007390 | 316.3333 | 306.3333
77 | 2010007390 | 315.6667 | 305.6667
78 | 2010007390 | 315 | 305
79 | 2010007390 | 314.6667 | 304.6667
80 | 2010007390 | 314.3333 | 304.3333
81 | 2010007390 | 314 | 304
82 | 2010007390 | 316.3333 | 306.3333
83 | 2010007390 | 318.6667 | 308.6667
84 | 2010007390 | 321 | 311
85 | 2010007390 | 323.3333 | 313.3333
86 | 2010007390 | 325.6667 | 315.6667
87 | 2010007390 | 328 | 318
88 | 2010007390 | 328.3333 | 318.3333
89 | 2010007390 | 328.6667 | 318.6667
90 | 2010007390 | 329 | 339
91 | 2010007390 | 329 | 339
92 | 2010007390 | 329 | 339
93 | 2010007390 | 329 | 339
94 | 2010007390 | 328.6667 | 338.6667
95 | 2010007390 | 328.3333 | 338.3333
96 | 2010007390 | 328 | 338
97 | 2010007390 | 327.6667 | 337.6667
98 | 2010007390 | 327.3333 | 337.3333
99 | 2010007390 | 327 | 337
100 | 2010007390 | 328.6667 | 338.6667
101 | 2010007390 | 330.3333 | 340.3333
102 | 2010007390 | 332 | 342
103 | 2010007390 | 334.3333 | 344.3333
104 | 2010007390 | 336.6667 | 346.6667
105 | 2010007390 | 339 | 349
106 | 2010007390 | 339.3333 | 349.3333
107 | 2010007390 | 339.6667 | 349.6667
108 | 2010007390 | 340 | 350
109 | 2010007390 | 342.3333 | 352.3333
110 | 2010007390 | 344.6667 | 354.6667
111 | 2010007390 | 347 | 357
112 | 2010007390 | 349.6667 | 359.6667
113 | 2010007390 | 352.3333 | 362.3333
114 | 2010007390 | 355 | 365
115 | 2010007390 | 360.3333 | 370.3333
116 | 2010007390 | 365.6667 | 375.6667
117 | 2010007390 | 371 | 381
118 | 2010007390 | 373.6667 | 383.6667
119 | 2010007390 | 376.3333 | 386.3333
120 | 2010007390 | 379 | 389
121 | 2010007390 | 383.3333 | 393.3333
122 | 2010007390 | 387.6667 | 377.6667
123 | 2010007390 | 392 | 382
124 | 2010007390 | 395.3333 | 385.3333
125 | 2010007390 | 398.6667 | 388.6667
126 | 2010007390 | 402 | 392
127 | 2010007390 | 404.3333 | 394.3333
128 | 2010007390 | 406.6667 | 396.6667
129 | 2010007390 | 409 | 399
130 | 2010007390 | 409 | 399
131 | 2010007390 | 409 | 399
132 | 2010007390 | 409 | 399
133 | 2010007390 | 408.3333 | 398.3333
134 | 2010007390 | 407.6667 | 397.6667
135 | 2010007390 | 407 | 397
136 | 2010007390 | 407 | 397
137 | 2010007390 | 407 | 397
138 | 2010007390 | 407 | 397
139 | 2010007390 | 407 | 397
140 | 2010007390 | 407 | 397
141 | 2010007390 | 407 | 397
142 | 2010007390 | 406 | 396
143 | 2010007390 | 405 | 395
0 | 2005002754 | 343 | 333
1 | 2005002754 | 344 | 334
2 | 2005002754 | 345 | 335
3 | 2005002754 | 346 | 336
4 | 2005002754 | 348 | 338
5 | 2005002754 | 350 | 340
6 | 2005002754 | 352 | 342
7 | 2005002754 | 353 | 343
8 | 2005002754 | 354 | 344
9 | 2005002754 | 355 | 345
10 | 2005002754 | 356.6667 | 346.6667
11 | 2005002754 | 358.3333 | 348.3333
12 | 2005002754 | 360 | 350
13 | 2005002754 | 363.6667 | 353.6667
14 | 2005002754 | 367.3333 | 357.3333
15 | 2005002754 | 371 | 361
16 | 2005002754 | 373.3333 | 363.3333
17 | 2005002754 | 375.6667 | 365.6667
18 | 2005002754 | 378 | 368
19 | 2005002754 | 378.6667 | 368.6667
20 | 2005002754 | 379.3333 | 369.3333
21 | 2005002754 | 380 | 370
22 | 2005002754 | 381.3333 | 371.3333
23 | 2005002754 | 382.6667 | 372.6667
24 | 2005002754 | 384 | 374
25 | 2005002754 | 385.3333 | 375.3333
26 | 2005002754 | 386.6667 | 376.6667
27 | 2005002754 | 388 | 378
28 | 2005002754 | 387 | 377
29 | 2005002754 | 386 | 376
30 | 2005002754 | 385 | 375
31 | 2005002754 | 383 | 373
32 | 2005002754 | 381 | 371
33 | 2005002754 | 379 | 369
34 | 2005002754 | 378.3333 | 368.3333
35 | 2005002754 | 377.6667 | 367.6667
36 | 2005002754 | 377 | 367
37 | 2005002754 | 377.3333 | 367.3333
38 | 2005002754 | 377.6667 | 367.6667
39 | 2005002754 | 378 | 368
40 | 2005002754 | 379.6667 | 369.6667
41 | 2005002754 | 381.3333 | 371.3333
42 | 2005002754 | 383 | 373
43 | 2005002754 | 385.3333 | 375.3333
44 | 2005002754 | 387.6667 | 377.6667
45 | 2005002754 | 390 | 380
46 | 2005002754 | 391.3333 | 381.3333
47 | 2005002754 | 392.6667 | 382.6667
48 | 2005002754 | 394 | 384
49 | 2005002754 | 393.3333 | 383.3333
50 | 2005002754 | 392.6667 | 382.6667
51 | 2005002754 | 392 | 382
52 | 2005002754 | 387.6667 | 377.6667
53 | 2005002754 | 383.3333 | 373.3333
54 | 2005002754 | 379 | 369
55 | 2005002754 | 372.3333 | 362.3333
56 | 2005002754 | 365.6667 | 355.6667
57 | 2005002754 | 359 | 349
58 | 2005002754 | 353.6667 | 343.6667
59 | 2005002754 | 348.3333 | 338.3333
60 | 2005002754 | 343 | 333
61 | 2005002754 | 338.3333 | 328.3333
62 | 2005002754 | 333.6667 | 323.6667
63 | 2005002754 | 329 | 319
64 | 2005002754 | 326 | 316
65 | 2005002754 | 323 | 313
66 | 2005002754 | 320 | 310
67 | 2005002754 | 318.3333 | 308.3333
68 | 2005002754 | 316.6667 | 306.6667
69 | 2005002754 | 315 | 305
70 | 2005002754 | 315.3333 | 305.3333
71 | 2005002754 | 315.6667 | 305.6667
72 | 2005002754 | 316 | 306
73 | 2005002754 | 316.3333 | 306.3333
74 | 2005002754 | 316.6667 | 306.6667
75 | 2005002754 | 317 | 307
76 | 2005002754 | 316.3333 | 306.3333
77 | 2005002754 | 315.6667 | 305.6667
78 | 2005002754 | 315 | 305
79 | 2005002754 | 314.6667 | 304.6667
80 | 2005002754 | 314.3333 | 304.3333
81 | 2005002754 | 314 | 304
82 | 2005002754 | 316.3333 | 306.3333
83 | 2005002754 | 318.6667 | 308.6667
84 | 2005002754 | 321 | 311
85 | 2005002754 | 323.3333 | 313.3333
86 | 2005002754 | 325.6667 | 315.6667
87 | 2005002754 | 328 | 318
88 | 2005002754 | 328.3333 | 318.3333
89 | 2005002754 | 328.6667 | 318.6667
90 | 2005002754 | 329 | 339
91 | 2005002754 | 329 | 339
92 | 2005002754 | 329 | 339
93 | 2005002754 | 329 | 339
94 | 2005002754 | 328.6667 | 338.6667
95 | 2005002754 | 328.3333 | 338.3333
96 | 2005002754 | 328 | 338
97 | 2005002754 | 327.6667 | 337.6667
98 | 2005002754 | 327.3333 | 337.3333
99 | 2005002754 | 327 | 337
100 | 2005002754 | 328.6667 | 338.6667
101 | 2005002754 | 330.3333 | 340.3333
102 | 2005002754 | 332 | 342
103 | 2005002754 | 334.3333 | 344.3333
104 | 2005002754 | 336.6667 | 346.6667
105 | 2005002754 | 339 | 349
106 | 2005002754 | 339.3333 | 349.3333
107 | 2005002754 | 339.6667 | 349.6667
108 | 2005002754 | 340 | 350
109 | 2005002754 | 342.3333 | 352.3333
110 | 2005002754 | 344.6667 | 354.6667
111 | 2005002754 | 347 | 357
112 | 2005002754 | 349.6667 | 359.6667
113 | 2005002754 | 352.3333 | 362.3333
114 | 2005002754 | 355 | 365
115 | 2005002754 | 360.3333 | 370.3333
116 | 2005002754 | 365.6667 | 375.6667
117 | 2005002754 | 371 | 381
118 | 2005002754 | 373.6667 | 383.6667
119 | 2005002754 | 376.3333 | 386.3333
120 | 2005002754 | 379 | 389
121 | 2005002754 | 383.3333 | 393.3333
122 | 2005002754 | 387.6667 | 377.6667
123 | 2005002754 | 392 | 382
124 | 2005002754 | 395.3333 | 385.3333
125 | 2005002754 | 398.6667 | 388.6667
126 | 2005002754 | 402 | 392
127 | 2005002754 | 404.3333 | 394.3333
128 | 2005002754 | 406.6667 | 396.6667
129 | 2005002754 | 409 | 399
130 | 2005002754 | 409 | 399
131 | 2005002754 | 409 | 399
132 | 2005002754 | 409 | 399
133 | 2005002754 | 408.3333 | 398.3333
134 | 2005002754 | 407.6667 | 397.6667
135 | 2005002754 | 407 | 397
136 | 2005002754 | 407 | 397
137 | 2005002754 | 407 | 397
138 | 2005002754 | 407 | 397
139 | 2005002754 | 407 | 397
140 | 2005002754 | 407 | 397
141 | 2005002754 | 407 | 397
142 | 2005002754 | 406 | 396
143 | 2005002754 | 405 | 395
0 | 2009003120 | 343 | 333
1 | 2009003120 | 344 | 334
2 | 2009003120 | 345 | 335
3 | 2009003120 | 346 | 336
4 | 2009003120 | 348 | 338
5 | 2009003120 | 350 | 340
6 | 2009003120 | 352 | 342
7 | 2009003120 | 353 | 343
8 | 2009003120 | 354 | 344
9 | 2009003120 | 355 | 345
10 | 2009003120 | 356.6667 | 346.6667
11 | 2009003120 | 358.3333 | 348.3333
12 | 2009003120 | 360 | 350
13 | 2009003120 | 363.6667 | 353.6667
14 | 2009003120 | 367.3333 | 357.3333
15 | 2009003120 | 371 | 361
16 | 2009003120 | 373.3333 | 363.3333
17 | 2009003120 | 375.6667 | 365.6667
18 | 2009003120 | 378 | 368
19 | 2009003120 | 378.6667 | 368.6667
20 | 2009003120 | 379.3333 | 369.3333
21 | 2009003120 | 380 | 370
22 | 2009003120 | 381.3333 | 371.3333
23 | 2009003120 | 382.6667 | 372.6667
24 | 2009003120 | 384 | 374
25 | 2009003120 | 385.3333 | 375.3333
26 | 2009003120 | 386.6667 | 376.6667
27 | 2009003120 | 388 | 378
28 | 2009003120 | 387 | 377
29 | 2009003120 | 386 | 376
30 | 2009003120 | 385 | 375
31 | 2009003120 | 383 | 373
32 | 2009003120 | 381 | 371
33 | 2009003120 | 379 | 369
34 | 2009003120 | 378.3333 | 368.3333
35 | 2009003120 | 377.6667 | 367.6667
36 | 2009003120 | 377 | 367
37 | 2009003120 | 377.3333 | 367.3333
38 | 2009003120 | 377.6667 | 367.6667
39 | 2009003120 | 378 | 368
40 | 2009003120 | 379.6667 | 369.6667
41 | 2009003120 | 381.3333 | 371.3333
42 | 2009003120 | 383 | 373
43 | 2009003120 | 385.3333 | 375.3333
44 | 2009003120 | 387.6667 | 377.6667
45 | 2009003120 | 390 | 380
46 | 2009003120 | 391.3333 | 381.3333
47 | 2009003120 | 392.6667 | 382.6667
48 | 2009003120 | 394 | 384
49 | 2009003120 | 393.3333 | 383.3333
50 | 2009003120 | 392.6667 | 382.6667
51 | 2009003120 | 392 | 382
52 | 2009003120 | 387.6667 | 377.6667
53 | 2009003120 | 383.3333 | 373.3333
54 | 2009003120 | 379 | 369
55 | 2009003120 | 372.3333 | 362.3333
56 | 2009003120 | 365.6667 | 355.6667
57 | 2009003120 | 359 | 349
58 | 2009003120 | 353.6667 | 343.6667
59 | 2009003120 | 348.3333 | 338.3333
60 | 2009003120 | 343 | 333
61 | 2009003120 | 338.3333 | 328.3333
62 | 2009003120 | 333.6667 | 323.6667
63 | 2009003120 | 329 | 319
64 | 2009003120 | 326 | 316
65 | 2009003120 | 323 | 313
66 | 2009003120 | 320 | 310
67 | 2009003120 | 318.3333 | 308.3333
68 | 2009003120 | 316.6667 | 306.6667
69 | 2009003120 | 315 | 305
70 | 2009003120 | 315.3333 | 305.3333
71 | 2009003120 | 315.6667 | 305.6667
72 | 2009003120 | 316 | 306
73 | 2009003120 | 316.3333 | 306.3333
74 | 2009003120 | 316.6667 | 306.6667
75 | 2009003120 | 317 | 307
76 | 2009003120 | 316.3333 | 306.3333
77 | 2009003120 | 315.6667 | 305.6667
78 | 2009003120 | 315 | 305
79 | 2009003120 | 314.6667 | 304.6667
80 | 2009003120 | 314.3333 | 304.3333
81 | 2009003120 | 314 | 304
82 | 2009003120 | 316.3333 | 306.3333
83 | 2009003120 | 318.6667 | 308.6667
84 | 2009003120 | 321 | 311
85 | 2009003120 | 323.3333 | 313.3333
86 | 2009003120 | 325.6667 | 315.6667
87 | 2009003120 | 328 | 318
88 | 2009003120 | 328.3333 | 318.3333
89 | 2009003120 | 328.6667 | 318.6667
90 | 2009003120 | 329 | 339
91 | 2009003120 | 329 | 339
92 | 2009003120 | 329 | 339
93 | 2009003120 | 329 | 339
94 | 2009003120 | 328.6667 | 338.6667
95 | 2009003120 | 328.3333 | 338.3333
96 | 2009003120 | 328 | 338
97 | 2009003120 | 327.6667 | 337.6667
98 | 2009003120 | 327.3333 | 337.3333
99 | 2009003120 | 327 | 337
100 | 2009003120 | 328.6667 | 338.6667
101 | 2009003120 | 330.3333 | 340.3333
102 | 2009003120 | 332 | 342
103 | 2009003120 | 334.3333 | 344.3333
104 | 2009003120 | 336.6667 | 346.6667
105 | 2009003120 | 339 | 349
106 | 2009003120 | 339.3333 | 349.3333
107 | 2009003120 | 339.6667 | 349.6667
108 | 2009003120 | 340 | 350
109 | 2009003120 | 342.3333 | 352.3333
110 | 2009003120 | 344.6667 | 354.6667
111 | 2009003120 | 347 | 357
112 | 2009003120 | 349.6667 | 359.6667
113 | 2009003120 | 352.3333 | 362.3333
114 | 2009003120 | 355 | 365
115 | 2009003120 | 360.3333 | 370.3333
116 | 2009003120 | 365.6667 | 375.6667
117 | 2009003120 | 371 | 381
118 | 2009003120 | 373.6667 | 383.6667
119 | 2009003120 | 376.3333 | 386.3333
120 | 2009003120 | 379 | 389
121 | 2009003120 | 383.3333 | 393.3333
122 | 2009003120 | 387.6667 | 377.6667
123 | 2009003120 | 392 | 382
124 | 2009003120 | 395.3333 | 385.3333
125 | 2009003120 | 398.6667 | 388.6667
126 | 2009003120 | 402 | 392
127 | 2009003120 | 404.3333 | 394.3333
128 | 2009003120 | 406.6667 | 396.6667
129 | 2009003120 | 409 | 399
130 | 2009003120 | 409 | 399
131 | 2009003120 | 409 | 399
132 | 2009003120 | 409 | 399
133 | 2009003120 | 408.3333 | 398.3333
134 | 2009003120 | 407.6667 | 397.6667
135 | 2009003120 | 407 | 397
136 | 2009003120 | 407 | 397
137 | 2009003120 | 407 | 397
138 | 2009003120 | 407 | 397
139 | 2009003120 | 407 | 397
140 | 2009003120 | 407 | 397
141 | 2009003120 | 407 | 397
142 | 2009003120 | 406 | 396
143 | 2009003120 | 405 | 395
0 | 2016004565 | 343 | 333
1 | 2016004565 | 344 | 334
2 | 2016004565 | 345 | 335
3 | 2016004565 | 346 | 336
4 | 2016004565 | 348 | 338
5 | 2016004565 | 350 | 340
6 | 2016004565 | 352 | 342
7 | 2016004565 | 353 | 343
8 | 2016004565 | 354 | 344
9 | 2016004565 | 355 | 345
10 | 2016004565 | 356.6667 | 346.6667
11 | 2016004565 | 358.3333 | 348.3333
12 | 2016004565 | 360 | 350
13 | 2016004565 | 363.6667 | 353.6667
14 | 2016004565 | 367.3333 | 357.3333
15 | 2016004565 | 371 | 361
16 | 2016004565 | 373.3333 | 363.3333
17 | 2016004565 | 375.6667 | 365.6667
18 | 2016004565 | 378 | 368
19 | 2016004565 | 378.6667 | 368.6667
20 | 2016004565 | 379.3333 | 369.3333
21 | 2016004565 | 380 | 370
22 | 2016004565 | 381.3333 | 371.3333
23 | 2016004565 | 382.6667 | 372.6667
24 | 2016004565 | 384 | 374
25 | 2016004565 | 385.3333 | 375.3333
26 | 2016004565 | 386.6667 | 376.6667
27 | 2016004565 | 388 | 378
28 | 2016004565 | 387 | 377
29 | 2016004565 | 386 | 376
30 | 2016004565 | 385 | 375
31 | 2016004565 | 383 | 373
32 | 2016004565 | 381 | 371
33 | 2016004565 | 379 | 369
34 | 2016004565 | 378.3333 | 368.3333
35 | 2016004565 | 377.6667 | 367.6667
36 | 2016004565 | 377 | 367
37 | 2016004565 | 377.3333 | 367.3333
38 | 2016004565 | 377.6667 | 367.6667
39 | 2016004565 | 378 | 368
40 | 2016004565 | 379.6667 | 369.6667
41 | 2016004565 | 381.3333 | 371.3333
42 | 2016004565 | 383 | 373
43 | 2016004565 | 385.3333 | 375.3333
44 | 2016004565 | 387.6667 | 377.6667
45 | 2016004565 | 390 | 380
46 | 2016004565 | 391.3333 | 381.3333
47 | 2016004565 | 392.6667 | 382.6667
48 | 2016004565 | 394 | 384
49 | 2016004565 | 393.3333 | 383.3333
50 | 2016004565 | 392.6667 | 382.6667
51 | 2016004565 | 392 | 382
52 | 2016004565 | 387.6667 | 377.6667
53 | 2016004565 | 383.3333 | 373.3333
54 | 2016004565 | 379 | 369
55 | 2016004565 | 372.3333 | 362.3333
56 | 2016004565 | 365.6667 | 355.6667
57 | 2016004565 | 359 | 349
58 | 2016004565 | 353.6667 | 343.6667
59 | 2016004565 | 348.3333 | 338.3333
60 | 2016004565 | 343 | 333
61 | 2016004565 | 338.3333 | 328.3333
62 | 2016004565 | 333.6667 | 323.6667
63 | 2016004565 | 329 | 319
64 | 2016004565 | 326 | 316
65 | 2016004565 | 323 | 313
66 | 2016004565 | 320 | 310
67 | 2016004565 | 318.3333 | 308.3333
68 | 2016004565 | 316.6667 | 306.6667
69 | 2016004565 | 315 | 305
70 | 2016004565 | 315.3333 | 305.3333
71 | 2016004565 | 315.6667 | 305.6667
72 | 2016004565 | 316 | 306
73 | 2016004565 | 316.3333 | 306.3333
74 | 2016004565 | 316.6667 | 306.6667
75 | 2016004565 | 317 | 307
76 | 2016004565 | 316.3333 | 306.3333
77 | 2016004565 | 315.6667 | 305.6667
78 | 2016004565 | 315 | 305
79 | 2016004565 | 314.6667 | 304.6667
80 | 2016004565 | 314.3333 | 304.3333
81 | 2016004565 | 314 | 304
82 | 2016004565 | 316.3333 | 306.3333
83 | 2016004565 | 318.6667 | 308.6667
84 | 2016004565 | 321 | 311
85 | 2016004565 | 323.3333 | 313.3333
86 | 2016004565 | 325.6667 | 315.6667
87 | 2016004565 | 328 | 318
88 | 2016004565 | 328.3333 | 318.3333
89 | 2016004565 | 328.6667 | 318.6667
90 | 2016004565 | 329 | 339
91 | 2016004565 | 329 | 339
92 | 2016004565 | 329 | 339
93 | 2016004565 | 329 | 339
94 | 2016004565 | 328.6667 | 338.6667
95 | 2016004565 | 328.3333 | 338.3333
96 | 2016004565 | 328 | 338
97 | 2016004565 | 327.6667 | 337.6667
98 | 2016004565 | 327.3333 | 337.3333
99 | 2016004565 | 327 | 337
100 | 2016004565 | 328.6667 | 338.6667
101 | 2016004565 | 330.3333 | 340.3333
102 | 2016004565 | 332 | 342
103 | 2016004565 | 334.3333 | 344.3333
104 | 2016004565 | 336.6667 | 346.6667
105 | 2016004565 | 339 | 349
106 | 2016004565 | 339.3333 | 349.3333
107 | 2016004565 | 339.6667 | 349.6667
108 | 2016004565 | 340 | 350
109 | 2016004565 | 342.3333 | 352.3333
110 | 2016004565 | 344.6667 | 354.6667
111 | 2016004565 | 347 | 357
112 | 2016004565 | 349.6667 | 359.6667
113 | 2016004565 | 352.3333 | 362.3333
114 | 2016004565 | 355 | 365
115 | 2016004565 | 360.3333 | 370.3333
116 | 2016004565 | 365.6667 | 375.6667
117 | 2016004565 | 371 | 381
118 | 2016004565 | 373.6667 | 383.6667
119 | 2016004565 | 376.3333 | 386.3333
120 | 2016004565 | 379 | 389
121 | 2016004565 | 383.3333 | 393.3333
122 | 2016004565 | 387.6667 | 377.6667
123 | 2016004565 | 392 | 382
124 | 2016004565 | 395.3333 | 385.3333
125 | 2016004565 | 398.6667 | 388.6667
126 | 2016004565 | 402 | 392
127 | 2016004565 | 404.3333 | 394.3333
128 | 2016004565 | 406.6667 | 396.6667
129 | 2016004565 | 409 | 399
130 | 2016004565 | 409 | 399
131 | 2016004565 | 409 | 399
132 | 2016004565 | 409 | 399
133 | 2016004565 | 408.3333 | 398.3333
134 | 2016004565 | 407.6667 | 397.6667
135 | 2016004565 | 407 | 397
136 | 2016004565 | 407 | 397
137 | 2016004565 | 407 | 397
138 | 2016004565 | 407 | 397
139 | 2016004565 | 407 | 397
140 | 2016004565 | 407 | 397
141 | 2016004565 | 407 | 397
142 | 2016004565 | 406 | 396
143 | 2016004565 | 405 | 395
0 | 2005000386 | 343 | 333
1 | 2005000386 | 344 | 334
2 | 2005000386 | 345 | 335
3 | 2005000386 | 346 | 336
4 | 2005000386 | 348 | 338
5 | 2005000386 | 350 | 340
6 | 2005000386 | 352 | 342
7 | 2005000386 | 353 | 343
8 | 2005000386 | 354 | 344
9 | 2005000386 | 355 | 345
10 | 2005000386 | 356.6667 | 346.6667
11 | 2005000386 | 358.3333 | 348.3333
12 | 2005000386 | 360 | 350
13 | 2005000386 | 363.6667 | 353.6667
14 | 2005000386 | 367.3333 | 357.3333
15 | 2005000386 | 371 | 361
16 | 2005000386 | 373.3333 | 363.3333
17 | 2005000386 | 375.6667 | 365.6667
18 | 2005000386 | 378 | 368
19 | 2005000386 | 378.6667 | 368.6667
20 | 2005000386 | 379.3333 | 369.3333
21 | 2005000386 | 380 | 370
22 | 2005000386 | 381.3333 | 371.3333
23 | 2005000386 | 382.6667 | 372.6667
24 | 2005000386 | 384 | 374
25 | 2005000386 | 385.3333 | 375.3333
26 | 2005000386 | 386.6667 | 376.6667
27 | 2005000386 | 388 | 378
28 | 2005000386 | 387 | 377
29 | 2005000386 | 386 | 376
30 | 2005000386 | 385 | 375
31 | 2005000386 | 383 | 373
32 | 2005000386 | 381 | 371
33 | 2005000386 | 379 | 369
34 | 2005000386 | 378.3333 | 368.3333
35 | 2005000386 | 377.6667 | 367.6667
36 | 2005000386 | 377 | 367
37 | 2005000386 | 377.3333 | 367.3333
38 | 2005000386 | 377.6667 | 367.6667
39 | 2005000386 | 378 | 368
40 | 2005000386 | 379.6667 | 369.6667
41 | 2005000386 | 381.3333 | 371.3333
42 | 2005000386 | 383 | 373
43 | 2005000386 | 385.3333 | 375.3333
44 | 2005000386 | 387.6667 | 377.6667
45 | 2005000386 | 390 | 380
46 | 2005000386 | 391.3333 | 381.3333
47 | 2005000386 | 392.6667 | 382.6667
48 | 2005000386 | 394 | 384
49 | 2005000386 | 393.3333 | 383.3333
50 | 2005000386 | 392.6667 | 382.6667
51 | 2005000386 | 392 | 382
52 | 2005000386 | 387.6667 | 377.6667
53 | 2005000386 | 383.3333 | 373.3333
54 | 2005000386 | 379 | 369
55 | 2005000386 | 372.3333 | 362.3333
56 | 2005000386 | 365.6667 | 355.6667
57 | 2005000386 | 359 | 349
58 | 2005000386 | 353.6667 | 343.6667
59 | 2005000386 | 348.3333 | 338.3333
60 | 2005000386 | 343 | 333
61 | 2005000386 | 338.3333 | 328.3333
62 | 2005000386 | 333.6667 | 323.6667
63 | 2005000386 | 329 | 319
64 | 2005000386 | 326 | 316
65 | 2005000386 | 323 | 313
66 | 2005000386 | 320 | 310
67 | 2005000386 | 318.3333 | 308.3333
68 | 2005000386 | 316.6667 | 306.6667
69 | 2005000386 | 315 | 305
70 | 2005000386 | 315.3333 | 305.3333
71 | 2005000386 | 315.6667 | 305.6667
72 | 2005000386 | 316 | 306
73 | 2005000386 | 316.3333 | 306.3333
74 | 2005000386 | 316.6667 | 306.6667
75 | 2005000386 | 317 | 307
76 | 2005000386 | 316.3333 | 306.3333
77 | 2005000386 | 315.6667 | 305.6667
78 | 2005000386 | 315 | 305
79 | 2005000386 | 314.6667 | 304.6667
80 | 2005000386 | 314.3333 | 304.3333
81 | 2005000386 | 314 | 304
82 | 2005000386 | 316.3333 | 306.3333
83 | 2005000386 | 318.6667 | 308.6667
84 | 2005000386 | 321 | 311
85 | 2005000386 | 323.3333 | 313.3333
86 | 2005000386 | 325.6667 | 315.6667
87 | 2005000386 | 328 | 318
88 | 2005000386 | 328.3333 | 318.3333
89 | 2005000386 | 328.6667 | 318.6667
90 | 2005000386 | 329 | 339
91 | 2005000386 | 329 | 339
92 | 2005000386 | 329 | 339
93 | 2005000386 | 329 | 339
94 | 2005000386 | 328.6667 | 338.6667
95 | 2005000386 | 328.3333 | 338.3333
96 | 2005000386 | 328 | 338
97 | 2005000386 | 327.6667 | 337.6667
98 | 2005000386 | 327.3333 | 337.3333
99 | 2005000386 | 327 | 337
100 | 2005000386 | 328.6667 | 338.6667
101 | 2005000386 | 330.3333 | 340.3333
102 | 2005000386 | 332 | 342
103 | 2005000386 | 334.3333 | 344.3333
104 | 2005000386 | 336.6667 | 346.6667
105 | 2005000386 | 339 | 349
106 | 2005000386 | 339.3333 | 349.3333
107 | 2005000386 | 339.6667 | 349.6667
108 | 2005000386 | 340 | 350
109 | 2005000386 | 342.3333 | 352.3333
110 | 2005000386 | 344.6667 | 354.6667
111 | 2005000386 | 347 | 357
112 | 2005000386 | 349.6667 | 359.6667
113 | 2005000386 | 352.3333 | 362.3333
114 | 2005000386 | 355 | 365
115 | 2005000386 | 360.3333 | 370.3333
116 | 2005000386 | 365.6667 | 375.6667
117 | 2005000386 | 371 | 381
118 | 2005000386 | 373.6667 | 383.6667
119 | 2005000386 | 376.3333 | 386.3333
120 | 2005000386 | 379 | 389
121 | 2005000386 | 383.3333 | 393.3333
122 | 2005000386 | 387.6667 | 377.6667
123 | 2005000386 | 392 | 382
124 | 2005000386 | 395.3333 | 385.3333
125 | 2005000386 | 398.6667 | 388.6667
126 | 2005000386 | 402 | 392
127 | 2005000386 | 404.3333 | 394.3333
128 | 2005000386 | 406.6667 | 396.6667
129 | 2005000386 | 409 | 399
130 | 2005000386 | 409 | 399
131 | 2005000386 | 409 | 399
132 | 2005000386 | 409 | 399
133 | 2005000386 | 408.3333 | 398.3333
134 | 2005000386 | 407.6667 | 397.6667
135 | 2005000386 | 407 | 397
136 | 2005000386 | 407 | 397
137 | 2005000386 | 407 | 397
138 | 2005000386 | 407 | 397
139 | 2005000386 | 407 | 397
140 | 2005000386 | 407 | 397
141 | 2005000386 | 407 | 397
142 | 2005000386 | 406 | 396
143 | 2005000386 | 405 | 395
0 | 2004010086 | 343 | 333
1 | 2004010086 | 344 | 334
2 | 2004010086 | 345 | 335
3 | 2004010086 | 346 | 336
4 | 2004010086 | 348 | 338
5 | 2004010086 | 350 | 340
6 | 2004010086 | 352 | 342
7 | 2004010086 | 353 | 343
8 | 2004010086 | 354 | 344
9 | 2004010086 | 355 | 345
10 | 2004010086 | 356.6667 | 346.6667
11 | 2004010086 | 358.3333 | 348.3333
12 | 2004010086 | 360 | 350
13 | 2004010086 | 363.6667 | 353.6667
14 | 2004010086 | 367.3333 | 357.3333
15 | 2004010086 | 371 | 361
16 | 2004010086 | 373.3333 | 363.3333
17 | 2004010086 | 375.6667 | 365.6667
18 | 2004010086 | 378 | 368
19 | 2004010086 | 378.6667 | 368.6667
20 | 2004010086 | 379.3333 | 369.3333
21 | 2004010086 | 380 | 370
22 | 2004010086 | 381.3333 | 371.3333
23 | 2004010086 | 382.6667 | 372.6667
24 | 2004010086 | 384 | 374
25 | 2004010086 | 385.3333 | 375.3333
26 | 2004010086 | 386.6667 | 376.6667
27 | 2004010086 | 388 | 378
28 | 2004010086 | 387 | 377
29 | 2004010086 | 386 | 376
30 | 2004010086 | 385 | 375
31 | 2004010086 | 383 | 373
32 | 2004010086 | 381 | 371
33 | 2004010086 | 379 | 369
34 | 2004010086 | 378.3333 | 368.3333
35 | 2004010086 | 377.6667 | 367.6667
36 | 2004010086 | 377 | 367
37 | 2004010086 | 377.3333 | 367.3333
38 | 2004010086 | 377.6667 | 367.6667
39 | 2004010086 | 378 | 368
40 | 2004010086 | 379.6667 | 369.6667
41 | 2004010086 | 381.3333 | 371.3333
42 | 2004010086 | 383 | 373
43 | 2004010086 | 385.3333 | 375.3333
44 | 2004010086 | 387.6667 | 377.6667
45 | 2004010086 | 390 | 380
46 | 2004010086 | 391.3333 | 381.3333
47 | 2004010086 | 392.6667 | 382.6667
48 | 2004010086 | 394 | 384
49 | 2004010086 | 393.3333 | 383.3333
50 | 2004010086 | 392.6667 | 382.6667
51 | 2004010086 | 392 | 382
52 | 2004010086 | 387.6667 | 377.6667
53 | 2004010086 | 383.3333 | 373.3333
54 | 2004010086 | 379 | 369
55 | 2004010086 | 372.3333 | 362.3333
56 | 2004010086 | 365.6667 | 355.6667
57 | 2004010086 | 359 | 349
58 | 2004010086 | 353.6667 | 343.6667
59 | 2004010086 | 348.3333 | 338.3333
60 | 2004010086 | 343 | 333
61 | 2004010086 | 338.3333 | 328.3333
62 | 2004010086 | 333.6667 | 323.6667
63 | 2004010086 | 329 | 319
64 | 2004010086 | 326 | 316
65 | 2004010086 | 323 | 313
66 | 2004010086 | 320 | 310
67 | 2004010086 | 318.3333 | 308.3333
68 | 2004010086 | 316.6667 | 306.6667
69 | 2004010086 | 315 | 305
70 | 2004010086 | 315.3333 | 305.3333
71 | 2004010086 | 315.6667 | 305.6667
72 | 2004010086 | 316 | 306
73 | 2004010086 | 316.3333 | 306.3333
74 | 2004010086 | 316.6667 | 306.6667
75 | 2004010086 | 317 | 307
76 | 2004010086 | 316.3333 | 306.3333
77 | 2004010086 | 315.6667 | 305.6667
78 | 2004010086 | 315 | 305
79 | 2004010086 | 314.6667 | 304.6667
80 | 2004010086 | 314.3333 | 304.3333
81 | 2004010086 | 314 | 304
82 | 2004010086 | 316.3333 | 306.3333
83 | 2004010086 | 318.6667 | 308.6667
84 | 2004010086 | 321 | 311
85 | 2004010086 | 323.3333 | 313.3333
86 | 2004010086 | 325.6667 | 315.6667
87 | 2004010086 | 328 | 318
88 | 2004010086 | 328.3333 | 318.3333
89 | 2004010086 | 328.6667 | 318.6667
90 | 2004010086 | 329 | 339
91 | 2004010086 | 329 | 339
92 | 2004010086 | 329 | 339
93 | 2004010086 | 329 | 339
94 | 2004010086 | 328.6667 | 338.6667
95 | 2004010086 | 328.3333 | 338.3333
96 | 2004010086 | 328 | 338
97 | 2004010086 | 327.6667 | 337.6667
98 | 2004010086 | 327.3333 | 337.3333
99 | 2004010086 | 327 | 337
100 | 2004010086 | 328.6667 | 338.6667
101 | 2004010086 | 330.3333 | 340.3333
102 | 2004010086 | 332 | 342
103 | 2004010086 | 334.3333 | 344.3333
104 | 2004010086 | 336.6667 | 346.6667
105 | 2004010086 | 339 | 349
106 | 2004010086 | 339.3333 | 349.3333
107 | 2004010086 | 339.6667 | 349.6667
108 | 2004010086 | 340 | 350
109 | 2004010086 | 342.3333 | 352.3333
110 | 2004010086 | 344.6667 | 354.6667
111 | 2004010086 | 347 | 357
112 | 2004010086 | 349.6667 | 359.6667
113 | 2004010086 | 352.3333 | 362.3333
114 | 2004010086 | 355 | 365
115 | 2004010086 | 360.3333 | 370.3333
116 | 2004010086 | 365.6667 | 375.6667
117 | 2004010086 | 371 | 381
118 | 2004010086 | 373.6667 | 383.6667
119 | 2004010086 | 376.3333 | 386.3333
120 | 2004010086 | 379 | 389
121 | 2004010086 | 383.3333 | 393.3333
122 | 2004010086 | 387.6667 | 377.6667
123 | 2004010086 | 392 | 382
124 | 2004010086 | 395.3333 | 385.3333
125 | 2004010086 | 398.6667 | 388.6667
126 | 2004010086 | 402 | 392
127 | 2004010086 | 404.3333 | 394.3333
128 | 2004010086 | 406.6667 | 396.6667
129 | 2004010086 | 409 | 399
130 | 2004010086 | 409 | 399
131 | 2004010086 | 409 | 399
132 | 2004010086 | 409 | 399
133 | 2004010086 | 408.3333 | 398.3333
134 | 2004010086 | 407.6667 | 397.6667
135 | 2004010086 | 407 | 397
136 | 2004010086 | 407 | 397
137 | 2004010086 | 407 | 397
138 | 2004010086 | 407 | 397
139 | 2004010086 | 407 | 397
140 | 2004010086 | 407 | 397
141 | 2004010086 | 407 | 397
142 | 2004010086 | 406 | 396
143 | 2004010086 | 405 | 395
0 | 2011000235 | 343 | 333
1 | 2011000235 | 344 | 334
2 | 2011000235 | 345 | 335
3 | 2011000235 | 346 | 336
4 | 2011000235 | 348 | 338
5 | 2011000235 | 350 | 340
6 | 2011000235 | 352 | 342
7 | 2011000235 | 353 | 343
8 | 2011000235 | 354 | 344
9 | 2011000235 | 355 | 345
10 | 2011000235 | 356.6667 | 346.6667
11 | 2011000235 | 358.3333 | 348.3333
12 | 2011000235 | 360 | 350
13 | 2011000235 | 363.6667 | 353.6667
14 | 2011000235 | 367.3333 | 357.3333
15 | 2011000235 | 371 | 361
16 | 2011000235 | 373.3333 | 363.3333
17 | 2011000235 | 375.6667 | 365.6667
18 | 2011000235 | 378 | 368
19 | 2011000235 | 378.6667 | 368.6667
20 | 2011000235 | 379.3333 | 369.3333
21 | 2011000235 | 380 | 370
22 | 2011000235 | 381.3333 | 371.3333
23 | 2011000235 | 382.6667 | 372.6667
24 | 2011000235 | 384 | 374
25 | 2011000235 | 385.3333 | 375.3333
26 | 2011000235 | 386.6667 | 376.6667
27 | 2011000235 | 388 | 378
28 | 2011000235 | 387 | 377
29 | 2011000235 | 386 | 376
30 | 2011000235 | 385 | 375
31 | 2011000235 | 383 | 373
32 | 2011000235 | 381 | 371
33 | 2011000235 | 379 | 369
34 | 2011000235 | 378.3333 | 368.3333
35 | 2011000235 | 377.6667 | 367.6667
36 | 2011000235 | 377 | 367
37 | 2011000235 | 377.3333 | 367.3333
38 | 2011000235 | 377.6667 | 367.6667
39 | 2011000235 | 378 | 368
40 | 2011000235 | 379.6667 | 369.6667
41 | 2011000235 | 381.3333 | 371.3333
42 | 2011000235 | 383 | 373
43 | 2011000235 | 385.3333 | 375.3333
44 | 2011000235 | 387.6667 | 377.6667
45 | 2011000235 | 390 | 380
46 | 2011000235 | 391.3333 | 381.3333
47 | 2011000235 | 392.6667 | 382.6667
48 | 2011000235 | 394 | 384
49 | 2011000235 | 393.3333 | 383.3333
50 | 2011000235 | 392.6667 | 382.6667
51 | 2011000235 | 392 | 382
52 | 2011000235 | 387.6667 | 377.6667
53 | 2011000235 | 383.3333 | 373.3333
54 | 2011000235 | 379 | 369
55 | 2011000235 | 372.3333 | 362.3333
56 | 2011000235 | 365.6667 | 355.6667
57 | 2011000235 | 359 | 349
58 | 2011000235 | 353.6667 | 343.6667
59 | 2011000235 | 348.3333 | 338.3333
60 | 2011000235 | 343 | 333
61 | 2011000235 | 338.3333 | 328.3333
62 | 2011000235 | 333.6667 | 323.6667
63 | 2011000235 | 329 | 319
64 | 2011000235 | 326 | 316
65 | 2011000235 | 323 | 313
66 | 2011000235 | 320 | 310
67 | 2011000235 | 318.3333 | 308.3333
68 | 2011000235 | 316.6667 | 306.6667
69 | 2011000235 | 315 | 305
70 | 2011000235 | 315.3333 | 305.3333
71 | 2011000235 | 315.6667 | 305.6667
72 | 2011000235 | 316 | 306
73 | 2011000235 | 316.3333 | 306.3333
74 | 2011000235 | 316.6667 | 306.6667
75 | 2011000235 | 317 | 307
76 | 2011000235 | 316.3333 | 306.3333
77 | 2011000235 | 315.6667 | 305.6667
78 | 2011000235 | 315 | 305
79 | 2011000235 | 314.6667 | 304.6667
80 | 2011000235 | 314.3333 | 304.3333
81 | 2011000235 | 314 | 304
82 | 2011000235 | 316.3333 | 306.3333
83 | 2011000235 | 318.6667 | 308.6667
84 | 2011000235 | 321 | 311
85 | 2011000235 | 323.3333 | 313.3333
86 | 2011000235 | 325.6667 | 315.6667
87 | 2011000235 | 328 | 318
88 | 2011000235 | 328.3333 | 318.3333
89 | 2011000235 | 328.6667 | 318.6667
90 | 2011000235 | 329 | 339
91 | 2011000235 | 329 | 339
92 | 2011000235 | 329 | 339
93 | 2011000235 | 329 | 339
94 | 2011000235 | 328.6667 | 338.6667
95 | 2011000235 | 328.3333 | 338.3333
96 | 2011000235 | 328 | 338
97 | 2011000235 | 327.6667 | 337.6667
98 | 2011000235 | 327.3333 | 337.3333
99 | 2011000235 | 327 | 337
100 | 2011000235 | 328.6667 | 338.6667
101 | 2011000235 | 330.3333 | 340.3333
102 | 2011000235 | 332 | 342
103 | 2011000235 | 334.3333 | 344.3333
104 | 2011000235 | 336.6667 | 346.6667
105 | 2011000235 | 339 | 349
106 | 2011000235 | 339.3333 | 349.3333
107 | 2011000235 | 339.6667 | 349.6667
108 | 2011000235 | 340 | 350
109 | 2011000235 | 342.3333 | 352.3333
110 | 2011000235 | 344.6667 | 354.6667
111 | 2011000235 | 347 | 357
112 | 2011000235 | 349.6667 | 359.6667
113 | 2011000235 | 352.3333 | 362.3333
114 | 2011000235 | 355 | 365
115 | 2011000235 | 360.3333 | 370.3333
116 | 2011000235 | 365.6667 | 375.6667
117 | 2011000235 | 371 | 381
118 | 2011000235 | 373.6667 | 383.6667
119 | 2011000235 | 376.3333 | 386.3333
120 | 2011000235 | 379 | 389
121 | 2011000235 | 383.3333 | 393.3333
122 | 2011000235 | 387.6667 | 377.6667
123 | 2011000235 | 392 | 382
124 | 2011000235 | 395.3333 | 385.3333
125 | 2011000235 | 398.6667 | 388.6667
126 | 2011000235 | 402 | 392
127 | 2011000235 | 404.3333 | 394.3333
128 | 2011000235 | 406.6667 | 396.6667
129 | 2011000235 | 409 | 399
130 | 2011000235 | 409 | 399
131 | 2011000235 | 409 | 399
132 | 2011000235 | 409 | 399
133 | 2011000235 | 408.3333 | 398.3333
134 | 2011000235 | 407.6667 | 397.6667
135 | 2011000235 | 407 | 397
136 | 2011000235 | 407 | 397
137 | 2011000235 | 407 | 397
138 | 2011000235 | 407 | 397
139 | 2011000235 | 407 | 397
140 | 2011000235 | 407 | 397
141 | 2011000235 | 407 | 397
142 | 2011000235 | 406 | 396
143 | 2011000235 | 405 | 395
0 | 2008000518 | 343 | 333
1 | 2008000518 | 344 | 334
2 | 2008000518 | 345 | 335
3 | 2008000518 | 346 | 336
4 | 2008000518 | 348 | 338
5 | 2008000518 | 350 | 340
6 | 2008000518 | 352 | 342
7 | 2008000518 | 353 | 343
8 | 2008000518 | 354 | 344
9 | 2008000518 | 355 | 345
10 | 2008000518 | 356.6667 | 346.6667
11 | 2008000518 | 358.3333 | 348.3333
12 | 2008000518 | 360 | 350
13 | 2008000518 | 363.6667 | 353.6667
14 | 2008000518 | 367.3333 | 357.3333
15 | 2008000518 | 371 | 361
16 | 2008000518 | 373.3333 | 363.3333
17 | 2008000518 | 375.6667 | 365.6667
18 | 2008000518 | 378 | 368
19 | 2008000518 | 378.6667 | 368.6667
20 | 2008000518 | 379.3333 | 369.3333
21 | 2008000518 | 380 | 370
22 | 2008000518 | 381.3333 | 371.3333
23 | 2008000518 | 382.6667 | 372.6667
24 | 2008000518 | 384 | 374
25 | 2008000518 | 385.3333 | 375.3333
26 | 2008000518 | 386.6667 | 376.6667
27 | 2008000518 | 388 | 378
28 | 2008000518 | 387 | 377
29 | 2008000518 | 386 | 376
30 | 2008000518 | 385 | 375
31 | 2008000518 | 383 | 373
32 | 2008000518 | 381 | 371
33 | 2008000518 | 379 | 369
34 | 2008000518 | 378.3333 | 368.3333
35 | 2008000518 | 377.6667 | 367.6667
36 | 2008000518 | 377 | 367
37 | 2008000518 | 377.3333 | 367.3333
38 | 2008000518 | 377.6667 | 367.6667
39 | 2008000518 | 378 | 368
40 | 2008000518 | 379.6667 | 369.6667
41 | 2008000518 | 381.3333 | 371.3333
42 | 2008000518 | 383 | 373
43 | 2008000518 | 385.3333 | 375.3333
44 | 2008000518 | 387.6667 | 377.6667
45 | 2008000518 | 390 | 380
46 | 2008000518 | 391.3333 | 381.3333
47 | 2008000518 | 392.6667 | 382.6667
48 | 2008000518 | 394 | 384
49 | 2008000518 | 393.3333 | 383.3333
50 | 2008000518 | 392.6667 | 382.6667
51 | 2008000518 | 392 | 382
52 | 2008000518 | 387.6667 | 377.6667
53 | 2008000518 | 383.3333 | 373.3333
54 | 2008000518 | 379 | 369
55 | 2008000518 | 372.3333 | 362.3333
56 | 2008000518 | 365.6667 | 355.6667
57 | 2008000518 | 359 | 349
58 | 2008000518 | 353.6667 | 343.6667
59 | 2008000518 | 348.3333 | 338.3333
60 | 2008000518 | 343 | 333
61 | 2008000518 | 338.3333 | 328.3333
62 | 2008000518 | 333.6667 | 323.6667
63 | 2008000518 | 329 | 319
64 | 2008000518 | 326 | 316
65 | 2008000518 | 323 | 313
66 | 2008000518 | 320 | 310
67 | 2008000518 | 318.3333 | 308.3333
68 | 2008000518 | 316.6667 | 306.6667
69 | 2008000518 | 315 | 305
70 | 2008000518 | 315.3333 | 305.3333
71 | 2008000518 | 315.6667 | 305.6667
72 | 2008000518 | 316 | 306
73 | 2008000518 | 316.3333 | 306.3333
74 | 2008000518 | 316.6667 | 306.6667
75 | 2008000518 | 317 | 307
76 | 2008000518 | 316.3333 | 306.3333
77 | 2008000518 | 315.6667 | 305.6667
78 | 2008000518 | 315 | 305
79 | 2008000518 | 314.6667 | 304.6667
80 | 2008000518 | 314.3333 | 304.3333
81 | 2008000518 | 314 | 304
82 | 2008000518 | 316.3333 | 306.3333
83 | 2008000518 | 318.6667 | 308.6667
84 | 2008000518 | 321 | 311
85 | 2008000518 | 323.3333 | 313.3333
86 | 2008000518 | 325.6667 | 315.6667
87 | 2008000518 | 328 | 318
88 | 2008000518 | 328.3333 | 318.3333
89 | 2008000518 | 328.6667 | 318.6667
90 | 2008000518 | 329 | 339
91 | 2008000518 | 329 | 339
92 | 2008000518 | 329 | 339
93 | 2008000518 | 329 | 339
94 | 2008000518 | 328.6667 | 338.6667
95 | 2008000518 | 328.3333 | 338.3333
96 | 2008000518 | 328 | 338
97 | 2008000518 | 327.6667 | 337.6667
98 | 2008000518 | 327.3333 | 337.3333
99 | 2008000518 | 327 | 337
100 | 2008000518 | 328.6667 | 338.6667
101 | 2008000518 | 330.3333 | 340.3333
102 | 2008000518 | 332 | 342
103 | 2008000518 | 334.3333 | 344.3333
104 | 2008000518 | 336.6667 | 346.6667
105 | 2008000518 | 339 | 349
106 | 2008000518 | 339.3333 | 349.3333
107 | 2008000518 | 339.6667 | 349.6667
108 | 2008000518 | 340 | 350
109 | 2008000518 | 342.3333 | 352.3333
110 | 2008000518 | 344.6667 | 354.6667
111 | 2008000518 | 347 | 357
112 | 2008000518 | 349.6667 | 359.6667
113 | 2008000518 | 352.3333 | 362.3333
114 | 2008000518 | 355 | 365
115 | 2008000518 | 360.3333 | 370.3333
116 | 2008000518 | 365.6667 | 375.6667
117 | 2008000518 | 371 | 381
118 | 2008000518 | 373.6667 | 383.6667
119 | 2008000518 | 376.3333 | 386.3333
120 | 2008000518 | 379 | 389
121 | 2008000518 | 383.3333 | 393.3333
122 | 2008000518 | 387.6667 | 377.6667
123 | 2008000518 | 392 | 382
124 | 2008000518 | 395.3333 | 385.3333
125 | 2008000518 | 398.6667 | 388.6667
126 | 2008000518 | 402 | 392
127 | 2008000518 | 404.3333 | 394.3333
128 | 2008000518 | 406.6667 | 396.6667
129 | 2008000518 | 409 | 399
130 | 2008000518 | 409 | 399
131 | 2008000518 | 409 | 399
132 | 2008000518 | 409 | 399
133 | 2008000518 | 408.3333 | 398.3333
134 | 2008000518 | 407.6667 | 397.6667
135 | 2008000518 | 407 | 397
136 | 2008000518 | 407 | 397
137 | 2008000518 | 407 | 397
138 | 2008000518 | 407 | 397
139 | 2008000518 | 407 | 397
140 | 2008000518 | 407 | 397
141 | 2008000518 | 407 | 397
142 | 2008000518 | 406 | 396
143 | 2008000518 | 405 | 395
0 | 2006004211 | 343 | 333
1 | 2006004211 | 344 | 334
2 | 2006004211 | 345 | 335
3 | 2006004211 | 346 | 336
4 | 2006004211 | 348 | 338
5 | 2006004211 | 350 | 340
6 | 2006004211 | 352 | 342
7 | 2006004211 | 353 | 343
8 | 2006004211 | 354 | 344
9 | 2006004211 | 355 | 345
10 | 2006004211 | 356.6667 | 346.6667
11 | 2006004211 | 358.3333 | 348.3333
12 | 2006004211 | 360 | 350
13 | 2006004211 | 363.6667 | 353.6667
14 | 2006004211 | 367.3333 | 357.3333
15 | 2006004211 | 371 | 361
16 | 2006004211 | 373.3333 | 363.3333
17 | 2006004211 | 375.6667 | 365.6667
18 | 2006004211 | 378 | 368
19 | 2006004211 | 378.6667 | 368.6667
20 | 2006004211 | 379.3333 | 369.3333
21 | 2006004211 | 380 | 370
22 | 2006004211 | 381.3333 | 371.3333
23 | 2006004211 | 382.6667 | 372.6667
24 | 2006004211 | 384 | 374
25 | 2006004211 | 385.3333 | 375.3333
26 | 2006004211 | 386.6667 | 376.6667
27 | 2006004211 | 388 | 378
28 | 2006004211 | 387 | 377
29 | 2006004211 | 386 | 376
30 | 2006004211 | 385 | 375
31 | 2006004211 | 383 | 373
32 | 2006004211 | 381 | 371
33 | 2006004211 | 379 | 369
34 | 2006004211 | 378.3333 | 368.3333
35 | 2006004211 | 377.6667 | 367.6667
36 | 2006004211 | 377 | 367
37 | 2006004211 | 377.3333 | 367.3333
38 | 2006004211 | 377.6667 | 367.6667
39 | 2006004211 | 378 | 368
40 | 2006004211 | 379.6667 | 369.6667
41 | 2006004211 | 381.3333 | 371.3333
42 | 2006004211 | 383 | 373
43 | 2006004211 | 385.3333 | 375.3333
44 | 2006004211 | 387.6667 | 377.6667
45 | 2006004211 | 390 | 380
46 | 2006004211 | 391.3333 | 381.3333
47 | 2006004211 | 392.6667 | 382.6667
48 | 2006004211 | 394 | 384
49 | 2006004211 | 393.3333 | 383.3333
50 | 2006004211 | 392.6667 | 382.6667
51 | 2006004211 | 392 | 382
52 | 2006004211 | 387.6667 | 377.6667
53 | 2006004211 | 383.3333 | 373.3333
54 | 2006004211 | 379 | 369
55 | 2006004211 | 372.3333 | 362.3333
56 | 2006004211 | 365.6667 | 355.6667
57 | 2006004211 | 359 | 349
58 | 2006004211 | 353.6667 | 343.6667
59 | 2006004211 | 348.3333 | 338.3333
60 | 2006004211 | 343 | 333
61 | 2006004211 | 338.3333 | 328.3333
62 | 2006004211 | 333.6667 | 323.6667
63 | 2006004211 | 329 | 319
64 | 2006004211 | 326 | 316
65 | 2006004211 | 323 | 313
66 | 2006004211 | 320 | 310
67 | 2006004211 | 318.3333 | 308.3333
68 | 2006004211 | 316.6667 | 306.6667
69 | 2006004211 | 315 | 305
70 | 2006004211 | 315.3333 | 305.3333
71 | 2006004211 | 315.6667 | 305.6667
72 | 2006004211 | 316 | 306
73 | 2006004211 | 316.3333 | 306.3333
74 | 2006004211 | 316.6667 | 306.6667
75 | 2006004211 | 317 | 307
76 | 2006004211 | 316.3333 | 306.3333
77 | 2006004211 | 315.6667 | 305.6667
78 | 2006004211 | 315 | 305
79 | 2006004211 | 314.6667 | 304.6667
80 | 2006004211 | 314.3333 | 304.3333
81 | 2006004211 | 314 | 304
82 | 2006004211 | 316.3333 | 306.3333
83 | 2006004211 | 318.6667 | 308.6667
84 | 2006004211 | 321 | 311
85 | 2006004211 | 323.3333 | 313.3333
86 | 2006004211 | 325.6667 | 315.6667
87 | 2006004211 | 328 | 318
88 | 2006004211 | 328.3333 | 318.3333
89 | 2006004211 | 328.6667 | 318.6667
90 | 2006004211 | 329 | 339
91 | 2006004211 | 329 | 339
92 | 2006004211 | 329 | 339
93 | 2006004211 | 329 | 339
94 | 2006004211 | 328.6667 | 338.6667
95 | 2006004211 | 328.3333 | 338.3333
96 | 2006004211 | 328 | 338
97 | 2006004211 | 327.6667 | 337.6667
98 | 2006004211 | 327.3333 | 337.3333
99 | 2006004211 | 327 | 337
100 | 2006004211 | 328.6667 | 338.6667
101 | 2006004211 | 330.3333 | 340.3333
102 | 2006004211 | 332 | 342
103 | 2006004211 | 334.3333 | 344.3333
104 | 2006004211 | 336.6667 | 346.6667
105 | 2006004211 | 339 | 349
106 | 2006004211 | 339.3333 | 349.3333
107 | 2006004211 | 339.6667 | 349.6667
108 | 2006004211 | 340 | 350
109 | 2006004211 | 342.3333 | 352.3333
110 | 2006004211 | 344.6667 | 354.6667
111 | 2006004211 | 347 | 357
112 | 2006004211 | 349.6667 | 359.6667
113 | 2006004211 | 352.3333 | 362.3333
114 | 2006004211 | 355 | 365
115 | 2006004211 | 360.3333 | 370.3333
116 | 2006004211 | 365.6667 | 375.6667
117 | 2006004211 | 371 | 381
118 | 2006004211 | 373.6667 | 383.6667
119 | 2006004211 | 376.3333 | 386.3333
120 | 2006004211 | 379 | 389
121 | 2006004211 | 383.3333 | 393.3333
122 | 2006004211 | 387.6667 | 377.6667
123 | 2006004211 | 392 | 382
124 | 2006004211 | 395.3333 | 385.3333
125 | 2006004211 | 398.6667 | 388.6667
126 | 2006004211 | 402 | 392
127 | 2006004211 | 404.3333 | 394.3333
128 | 2006004211 | 406.6667 | 396.6667
129 | 2006004211 | 409 | 399
130 | 2006004211 | 409 | 399
131 | 2006004211 | 409 | 399
132 | 2006004211 | 409 | 399
133 | 2006004211 | 408.3333 | 398.3333
134 | 2006004211 | 407.6667 | 397.6667
135 | 2006004211 | 407 | 397
136 | 2006004211 | 407 | 397
137 | 2006004211 | 407 | 397
138 | 2006004211 | 407 | 397
139 | 2006004211 | 407 | 397
140 | 2006004211 | 407 | 397
141 | 2006004211 | 407 | 397
142 | 2006004211 | 406 | 396
143 | 2006004211 | 405 | 395
0 | 2006010200 | 343 | 333
1 | 2006010200 | 344 | 334
2 | 2006010200 | 345 | 335
3 | 2006010200 | 346 | 336
4 | 2006010200 | 348 | 338
5 | 2006010200 | 350 | 340
6 | 2006010200 | 352 | 342
7 | 2006010200 | 353 | 343
8 | 2006010200 | 354 | 344
9 | 2006010200 | 355 | 345
10 | 2006010200 | 356.6667 | 346.6667
11 | 2006010200 | 358.3333 | 348.3333
12 | 2006010200 | 360 | 350
13 | 2006010200 | 363.6667 | 353.6667
14 | 2006010200 | 367.3333 | 357.3333
15 | 2006010200 | 371 | 361
16 | 2006010200 | 373.3333 | 363.3333
17 | 2006010200 | 375.6667 | 365.6667
18 | 2006010200 | 378 | 368
19 | 2006010200 | 378.6667 | 368.6667
20 | 2006010200 | 379.3333 | 369.3333
21 | 2006010200 | 380 | 370
22 | 2006010200 | 381.3333 | 371.3333
23 | 2006010200 | 382.6667 | 372.6667
24 | 2006010200 | 384 | 374
25 | 2006010200 | 385.3333 | 375.3333
26 | 2006010200 | 386.6667 | 376.6667
27 | 2006010200 | 388 | 378
28 | 2006010200 | 387 | 377
29 | 2006010200 | 386 | 376
30 | 2006010200 | 385 | 375
31 | 2006010200 | 383 | 373
32 | 2006010200 | 381 | 371
33 | 2006010200 | 379 | 369
34 | 2006010200 | 378.3333 | 368.3333
35 | 2006010200 | 377.6667 | 367.6667
36 | 2006010200 | 377 | 367
37 | 2006010200 | 377.3333 | 367.3333
38 | 2006010200 | 377.6667 | 367.6667
39 | 2006010200 | 378 | 368
40 | 2006010200 | 379.6667 | 369.6667
41 | 2006010200 | 381.3333 | 371.3333
42 | 2006010200 | 383 | 373
43 | 2006010200 | 385.3333 | 375.3333
44 | 2006010200 | 387.6667 | 377.6667
45 | 2006010200 | 390 | 380
46 | 2006010200 | 391.3333 | 381.3333
47 | 2006010200 | 392.6667 | 382.6667
48 | 2006010200 | 394 | 384
49 | 2006010200 | 393.3333 | 383.3333
50 | 2006010200 | 392.6667 | 382.6667
51 | 2006010200 | 392 | 382
52 | 2006010200 | 387.6667 | 377.6667
53 | 2006010200 | 383.3333 | 373.3333
54 | 2006010200 | 379 | 369
55 | 2006010200 | 372.3333 | 362.3333
56 | 2006010200 | 365.6667 | 355.6667
57 | 2006010200 | 359 | 349
58 | 2006010200 | 353.6667 | 343.6667
59 | 2006010200 | 348.3333 | 338.3333
60 | 2006010200 | 343 | 333
61 | 2006010200 | 338.3333 | 328.3333
62 | 2006010200 | 333.6667 | 323.6667
63 | 2006010200 | 329 | 319
64 | 2006010200 | 326 | 316
65 | 2006010200 | 323 | 313
66 | 2006010200 | 320 | 310
67 | 2006010200 | 318.3333 | 308.3333
68 | 2006010200 | 316.6667 | 306.6667
69 | 2006010200 | 315 | 305
70 | 2006010200 | 315.3333 | 305.3333
71 | 2006010200 | 315.6667 | 305.6667
72 | 2006010200 | 316 | 306
73 | 2006010200 | 316.3333 | 306.3333
74 | 2006010200 | 316.6667 | 306.6667
75 | 2006010200 | 317 | 307
76 | 2006010200 | 316.3333 | 306.3333
77 | 2006010200 | 315.6667 | 305.6667
78 | 2006010200 | 315 | 305
79 | 2006010200 | 314.6667 | 304.6667
80 | 2006010200 | 314.3333 | 304.3333
81 | 2006010200 | 314 | 304
82 | 2006010200 | 316.3333 | 306.3333
83 | 2006010200 | 318.6667 | 308.6667
84 | 2006010200 | 321 | 311
85 | 2006010200 | 323.3333 | 313.3333
86 | 2006010200 | 325.6667 | 315.6667
87 | 2006010200 | 328 | 318
88 | 2006010200 | 328.3333 | 318.3333
89 | 2006010200 | 328.6667 | 318.6667
90 | 2006010200 | 329 | 339
91 | 2006010200 | 329 | 339
92 | 2006010200 | 329 | 339
93 | 2006010200 | 329 | 339
94 | 2006010200 | 328.6667 | 338.6667
95 | 2006010200 | 328.3333 | 338.3333
96 | 2006010200 | 328 | 338
97 | 2006010200 | 327.6667 | 337.6667
98 | 2006010200 | 327.3333 | 337.3333
99 | 2006010200 | 327 | 337
100 | 2006010200 | 328.6667 | 338.6667
101 | 2006010200 | 330.3333 | 340.3333
102 | 2006010200 | 332 | 342
103 | 2006010200 | 334.3333 | 344.3333
104 | 2006010200 | 336.6667 | 346.6667
105 | 2006010200 | 339 | 349
106 | 2006010200 | 339.3333 | 349.3333
107 | 2006010200 | 339.6667 | 349.6667
108 | 2006010200 | 340 | 350
109 | 2006010200 | 342.3333 | 352.3333
110 | 2006010200 | 344.6667 | 354.6667
111 | 2006010200 | 347 | 357
112 | 2006010200 | 349.6667 | 359.6667
113 | 2006010200 | 352.3333 | 362.3333
114 | 2006010200 | 355 | 365
115 | 2006010200 | 360.3333 | 370.3333
116 | 2006010200 | 365.6667 | 375.6667
117 | 2006010200 | 371 | 381
118 | 2006010200 | 373.6667 | 383.6667
119 | 2006010200 | 376.3333 | 386.3333
120 | 2006010200 | 379 | 389
121 | 2006010200 | 383.3333 | 393.3333
122 | 2006010200 | 387.6667 | 377.6667
123 | 2006010200 | 392 | 382
124 | 2006010200 | 395.3333 | 385.3333
125 | 2006010200 | 398.6667 | 388.6667
126 | 2006010200 | 402 | 392
127 | 2006010200 | 404.3333 | 394.3333
128 | 2006010200 | 406.6667 | 396.6667
129 | 2006010200 | 409 | 399
130 | 2006010200 | 409 | 399
131 | 2006010200 | 409 | 399
132 | 2006010200 | 409 | 399
133 | 2006010200 | 408.3333 | 398.3333
134 | 2006010200 | 407.6667 | 397.6667
135 | 2006010200 | 407 | 397
136 | 2006010200 | 407 | 397
137 | 2006010200 | 407 | 397
138 | 2006010200 | 407 | 397
139 | 2006010200 | 407 | 397
140 | 2006010200 | 407 | 397
141 | 2006010200 | 407 | 397
142 | 2006010200 | 406 | 396
143 | 2006010200 | 405 | 395
0 | 2005003683 | 343 | 333
1 | 2005003683 | 344 | 334
2 | 2005003683 | 345 | 335
3 | 2005003683 | 346 | 336
4 | 2005003683 | 348 | 338
5 | 2005003683 | 350 | 340
6 | 2005003683 | 352 | 342
7 | 2005003683 | 353 | 343
8 | 2005003683 | 354 | 344
9 | 2005003683 | 355 | 345
10 | 2005003683 | 356.6667 | 346.6667
11 | 2005003683 | 358.3333 | 348.3333
12 | 2005003683 | 360 | 350
13 | 2005003683 | 363.6667 | 353.6667
14 | 2005003683 | 367.3333 | 357.3333
15 | 2005003683 | 371 | 361
16 | 2005003683 | 373.3333 | 363.3333
17 | 2005003683 | 375.6667 | 365.6667
18 | 2005003683 | 378 | 368
19 | 2005003683 | 378.6667 | 368.6667
20 | 2005003683 | 379.3333 | 369.3333
21 | 2005003683 | 380 | 370
22 | 2005003683 | 381.3333 | 371.3333
23 | 2005003683 | 382.6667 | 372.6667
24 | 2005003683 | 384 | 374
25 | 2005003683 | 385.3333 | 375.3333
26 | 2005003683 | 386.6667 | 376.6667
27 | 2005003683 | 388 | 378
28 | 2005003683 | 387 | 377
29 | 2005003683 | 386 | 376
30 | 2005003683 | 385 | 375
31 | 2005003683 | 383 | 373
32 | 2005003683 | 381 | 371
33 | 2005003683 | 379 | 369
34 | 2005003683 | 378.3333 | 368.3333
35 | 2005003683 | 377.6667 | 367.6667
36 | 2005003683 | 377 | 367
37 | 2005003683 | 377.3333 | 367.3333
38 | 2005003683 | 377.6667 | 367.6667
39 | 2005003683 | 378 | 368
40 | 2005003683 | 379.6667 | 369.6667
41 | 2005003683 | 381.3333 | 371.3333
42 | 2005003683 | 383 | 373
43 | 2005003683 | 385.3333 | 375.3333
44 | 2005003683 | 387.6667 | 377.6667
45 | 2005003683 | 390 | 380
46 | 2005003683 | 391.3333 | 381.3333
47 | 2005003683 | 392.6667 | 382.6667
48 | 2005003683 | 394 | 384
49 | 2005003683 | 393.3333 | 383.3333
50 | 2005003683 | 392.6667 | 382.6667
51 | 2005003683 | 392 | 382
52 | 2005003683 | 387.6667 | 377.6667
53 | 2005003683 | 383.3333 | 373.3333
54 | 2005003683 | 379 | 369
55 | 2005003683 | 372.3333 | 362.3333
56 | 2005003683 | 365.6667 | 355.6667
57 | 2005003683 | 359 | 349
58 | 2005003683 | 353.6667 | 343.6667
59 | 2005003683 | 348.3333 | 338.3333
60 | 2005003683 | 343 | 333
61 | 2005003683 | 338.3333 | 328.3333
62 | 2005003683 | 333.6667 | 323.6667
63 | 2005003683 | 329 | 319
64 | 2005003683 | 326 | 316
65 | 2005003683 | 323 | 313
66 | 2005003683 | 320 | 310
67 | 2005003683 | 318.3333 | 308.3333
68 | 2005003683 | 316.6667 | 306.6667
69 | 2005003683 | 315 | 305
70 | 2005003683 | 315.3333 | 305.3333
71 | 2005003683 | 315.6667 | 305.6667
72 | 2005003683 | 316 | 306
73 | 2005003683 | 316.3333 | 306.3333
74 | 2005003683 | 316.6667 | 306.6667
75 | 2005003683 | 317 | 307
76 | 2005003683 | 316.3333 | 306.3333
77 | 2005003683 | 315.6667 | 305.6667
78 | 2005003683 | 315 | 305
79 | 2005003683 | 314.6667 | 304.6667
80 | 2005003683 | 314.3333 | 304.3333
81 | 2005003683 | 314 | 304
82 | 2005003683 | 316.3333 | 306.3333
83 | 2005003683 | 318.6667 | 308.6667
84 | 2005003683 | 321 | 311
85 | 2005003683 | 323.3333 | 313.3333
86 | 2005003683 | 325.6667 | 315.6667
87 | 2005003683 | 328 | 318
88 | 2005003683 | 328.3333 | 318.3333
89 | 2005003683 | 328.6667 | 318.6667
90 | 2005003683 | 329 | 339
91 | 2005003683 | 329 | 339
92 | 2005003683 | 329 | 339
93 | 2005003683 | 329 | 339
94 | 2005003683 | 328.6667 | 338.6667
95 | 2005003683 | 328.3333 | 338.3333
96 | 2005003683 | 328 | 338
97 | 2005003683 | 327.6667 | 337.6667
98 | 2005003683 | 327.3333 | 337.3333
99 | 2005003683 | 327 | 337
100 | 2005003683 | 328.6667 | 338.6667
101 | 2005003683 | 330.3333 | 340.3333
102 | 2005003683 | 332 | 342
103 | 2005003683 | 334.3333 | 344.3333
104 | 2005003683 | 336.6667 | 346.6667
105 | 2005003683 | 339 | 349
106 | 2005003683 | 339.3333 | 349.3333
107 | 2005003683 | 339.6667 | 349.6667
108 | 2005003683 | 340 | 350
109 | 2005003683 | 342.3333 | 352.3333
110 | 2005003683 | 344.6667 | 354.6667
111 | 2005003683 | 347 | 357
112 | 2005003683 | 349.6667 | 359.6667
113 | 2005003683 | 352.3333 | 362.3333
114 | 2005003683 | 355 | 365
115 | 2005003683 | 360.3333 | 370.3333
116 | 2005003683 | 365.6667 | 375.6667
117 | 2005003683 | 371 | 381
118 | 2005003683 | 373.6667 | 383.6667
119 | 2005003683 | 376.3333 | 386.3333
120 | 2005003683 | 379 | 389
121 | 2005003683 | 383.3333 | 393.3333
122 | 2005003683 | 387.6667 | 377.6667
123 | 2005003683 | 392 | 382
124 | 2005003683 | 395.3333 | 385.3333
125 | 2005003683 | 398.6667 | 388.6667
126 | 2005003683 | 402 | 392
127 | 2005003683 | 404.3333 | 394.3333
128 | 2005003683 | 406.6667 | 396.6667
129 | 2005003683 | 409 | 399
130 | 2005003683 | 409 | 399
131 | 2005003683 | 409 | 399
132 | 2005003683 | 409 | 399
133 | 2005003683 | 408.3333 | 398.3333
134 | 2005003683 | 407.6667 | 397.6667
135 | 2005003683 | 407 | 397
136 | 2005003683 | 407 | 397
137 | 2005003683 | 407 | 397
138 | 2005003683 | 407 | 397
139 | 2005003683 | 407 | 397
140 | 2005003683 | 407 | 397
141 | 2005003683 | 407 | 397
142 | 2005003683 | 406 | 396
143 | 2005003683 | 405 | 395
0 | 2002005412 | 343 | 333
1 | 2002005412 | 344 | 334
2 | 2002005412 | 345 | 335
3 | 2002005412 | 346 | 336
4 | 2002005412 | 348 | 338
5 | 2002005412 | 350 | 340
6 | 2002005412 | 352 | 342
7 | 2002005412 | 353 | 343
8 | 2002005412 | 354 | 344
9 | 2002005412 | 355 | 345
10 | 2002005412 | 356.6667 | 346.6667
11 | 2002005412 | 358.3333 | 348.3333
12 | 2002005412 | 360 | 350
13 | 2002005412 | 363.6667 | 353.6667
14 | 2002005412 | 367.3333 | 357.3333
15 | 2002005412 | 371 | 361
16 | 2002005412 | 373.3333 | 363.3333
17 | 2002005412 | 375.6667 | 365.6667
18 | 2002005412 | 378 | 368
19 | 2002005412 | 378.6667 | 368.6667
20 | 2002005412 | 379.3333 | 369.3333
21 | 2002005412 | 380 | 370
22 | 2002005412 | 381.3333 | 371.3333
23 | 2002005412 | 382.6667 | 372.6667
24 | 2002005412 | 384 | 374
25 | 2002005412 | 385.3333 | 375.3333
26 | 2002005412 | 386.6667 | 376.6667
27 | 2002005412 | 388 | 378
28 | 2002005412 | 387 | 377
29 | 2002005412 | 386 | 376
30 | 2002005412 | 385 | 375
31 | 2002005412 | 383 | 373
32 | 2002005412 | 381 | 371
33 | 2002005412 | 379 | 369
34 | 2002005412 | 378.3333 | 368.3333
35 | 2002005412 | 377.6667 | 367.6667
36 | 2002005412 | 377 | 367
37 | 2002005412 | 377.3333 | 367.3333
38 | 2002005412 | 377.6667 | 367.6667
39 | 2002005412 | 378 | 368
40 | 2002005412 | 379.6667 | 369.6667
41 | 2002005412 | 381.3333 | 371.3333
42 | 2002005412 | 383 | 373
43 | 2002005412 | 385.3333 | 375.3333
44 | 2002005412 | 387.6667 | 377.6667
45 | 2002005412 | 390 | 380
46 | 2002005412 | 391.3333 | 381.3333
47 | 2002005412 | 392.6667 | 382.6667
48 | 2002005412 | 394 | 384
49 | 2002005412 | 393.3333 | 383.3333
50 | 2002005412 | 392.6667 | 382.6667
51 | 2002005412 | 392 | 382
52 | 2002005412 | 387.6667 | 377.6667
53 | 2002005412 | 383.3333 | 373.3333
54 | 2002005412 | 379 | 369
55 | 2002005412 | 372.3333 | 362.3333
56 | 2002005412 | 365.6667 | 355.6667
57 | 2002005412 | 359 | 349
58 | 2002005412 | 353.6667 | 343.6667
59 | 2002005412 | 348.3333 | 338.3333
60 | 2002005412 | 343 | 333
61 | 2002005412 | 338.3333 | 328.3333
62 | 2002005412 | 333.6667 | 323.6667
63 | 2002005412 | 329 | 319
64 | 2002005412 | 326 | 316
65 | 2002005412 | 323 | 313
66 | 2002005412 | 320 | 310
67 | 2002005412 | 318.3333 | 308.3333
68 | 2002005412 | 316.6667 | 306.6667
69 | 2002005412 | 315 | 305
70 | 2002005412 | 315.3333 | 305.3333
71 | 2002005412 | 315.6667 | 305.6667
72 | 2002005412 | 316 | 306
73 | 2002005412 | 316.3333 | 306.3333
74 | 2002005412 | 316.6667 | 306.6667
75 | 2002005412 | 317 | 307
76 | 2002005412 | 316.3333 | 306.3333
77 | 2002005412 | 315.6667 | 305.6667
78 | 2002005412 | 315 | 305
79 | 2002005412 | 314.6667 | 304.6667
80 | 2002005412 | 314.3333 | 304.3333
81 | 2002005412 | 314 | 304
82 | 2002005412 | 316.3333 | 306.3333
83 | 2002005412 | 318.6667 | 308.6667
84 | 2002005412 | 321 | 311
85 | 2002005412 | 323.3333 | 313.3333
86 | 2002005412 | 325.6667 | 315.6667
87 | 2002005412 | 328 | 318
88 | 2002005412 | 328.3333 | 318.3333
89 | 2002005412 | 328.6667 | 318.6667
90 | 2002005412 | 329 | 339
91 | 2002005412 | 329 | 339
92 | 2002005412 | 329 | 339
93 | 2002005412 | 329 | 339
94 | 2002005412 | 328.6667 | 338.6667
95 | 2002005412 | 328.3333 | 338.3333
96 | 2002005412 | 328 | 338
97 | 2002005412 | 327.6667 | 337.6667
98 | 2002005412 | 327.3333 | 337.3333
99 | 2002005412 | 327 | 337
100 | 2002005412 | 328.6667 | 338.6667
101 | 2002005412 | 330.3333 | 340.3333
102 | 2002005412 | 332 | 342
103 | 2002005412 | 334.3333 | 344.3333
104 | 2002005412 | 336.6667 | 346.6667
105 | 2002005412 | 339 | 349
106 | 2002005412 | 339.3333 | 349.3333
107 | 2002005412 | 339.6667 | 349.6667
108 | 2002005412 | 340 | 350
109 | 2002005412 | 342.3333 | 352.3333
110 | 2002005412 | 344.6667 | 354.6667
111 | 2002005412 | 347 | 357
112 | 2002005412 | 349.6667 | 359.6667
113 | 2002005412 | 352.3333 | 362.3333
114 | 2002005412 | 355 | 365
115 | 2002005412 | 360.3333 | 370.3333
116 | 2002005412 | 365.6667 | 375.6667
117 | 2002005412 | 371 | 381
118 | 2002005412 | 373.6667 | 383.6667
119 | 2002005412 | 376.3333 | 386.3333
120 | 2002005412 | 379 | 389
121 | 2002005412 | 383.3333 | 393.3333
122 | 2002005412 | 387.6667 | 377.6667
123 | 2002005412 | 392 | 382
124 | 2002005412 | 395.3333 | 385.3333
125 | 2002005412 | 398.6667 | 388.6667
126 | 2002005412 | 402 | 392
127 | 2002005412 | 404.3333 | 394.3333
128 | 2002005412 | 406.6667 | 396.6667
129 | 2002005412 | 409 | 399
130 | 2002005412 | 409 | 399
131 | 2002005412 | 409 | 399
132 | 2002005412 | 409 | 399
133 | 2002005412 | 408.3333 | 398.3333
134 | 2002005412 | 407.6667 | 397.6667
135 | 2002005412 | 407 | 397
136 | 2002005412 | 407 | 397
137 | 2002005412 | 407 | 397
138 | 2002005412 | 407 | 397
139 | 2002005412 | 407 | 397
140 | 2002005412 | 407 | 397
141 | 2002005412 | 407 | 397
142 | 2002005412 | 406 | 396
143 | 2002005412 | 405 | 395
0 | 2005005917 | 343 | 333
1 | 2005005917 | 344 | 334
2 | 2005005917 | 345 | 335
3 | 2005005917 | 346 | 336
4 | 2005005917 | 348 | 338
5 | 2005005917 | 350 | 340
6 | 2005005917 | 352 | 342
7 | 2005005917 | 353 | 343
8 | 2005005917 | 354 | 344
9 | 2005005917 | 355 | 345
10 | 2005005917 | 356.6667 | 346.6667
11 | 2005005917 | 358.3333 | 348.3333
12 | 2005005917 | 360 | 350
13 | 2005005917 | 363.6667 | 353.6667
14 | 2005005917 | 367.3333 | 357.3333
15 | 2005005917 | 371 | 361
16 | 2005005917 | 373.3333 | 363.3333
17 | 2005005917 | 375.6667 | 365.6667
18 | 2005005917 | 378 | 368
19 | 2005005917 | 378.6667 | 368.6667
20 | 2005005917 | 379.3333 | 369.3333
21 | 2005005917 | 380 | 370
22 | 2005005917 | 381.3333 | 371.3333
23 | 2005005917 | 382.6667 | 372.6667
24 | 2005005917 | 384 | 374
25 | 2005005917 | 385.3333 | 375.3333
26 | 2005005917 | 386.6667 | 376.6667
27 | 2005005917 | 388 | 378
28 | 2005005917 | 387 | 377
29 | 2005005917 | 386 | 376
30 | 2005005917 | 385 | 375
31 | 2005005917 | 383 | 373
32 | 2005005917 | 381 | 371
33 | 2005005917 | 379 | 369
34 | 2005005917 | 378.3333 | 368.3333
35 | 2005005917 | 377.6667 | 367.6667
36 | 2005005917 | 377 | 367
37 | 2005005917 | 377.3333 | 367.3333
38 | 2005005917 | 377.6667 | 367.6667
39 | 2005005917 | 378 | 368
40 | 2005005917 | 379.6667 | 369.6667
41 | 2005005917 | 381.3333 | 371.3333
42 | 2005005917 | 383 | 373
43 | 2005005917 | 385.3333 | 375.3333
44 | 2005005917 | 387.6667 | 377.6667
45 | 2005005917 | 390 | 380
46 | 2005005917 | 391.3333 | 381.3333
47 | 2005005917 | 392.6667 | 382.6667
48 | 2005005917 | 394 | 384
49 | 2005005917 | 393.3333 | 383.3333
50 | 2005005917 | 392.6667 | 382.6667
51 | 2005005917 | 392 | 382
52 | 2005005917 | 387.6667 | 377.6667
53 | 2005005917 | 383.3333 | 373.3333
54 | 2005005917 | 379 | 369
55 | 2005005917 | 372.3333 | 362.3333
56 | 2005005917 | 365.6667 | 355.6667
57 | 2005005917 | 359 | 349
58 | 2005005917 | 353.6667 | 343.6667
59 | 2005005917 | 348.3333 | 338.3333
60 | 2005005917 | 343 | 333
61 | 2005005917 | 338.3333 | 328.3333
62 | 2005005917 | 333.6667 | 323.6667
63 | 2005005917 | 329 | 319
64 | 2005005917 | 326 | 316
65 | 2005005917 | 323 | 313
66 | 2005005917 | 320 | 310
67 | 2005005917 | 318.3333 | 308.3333
68 | 2005005917 | 316.6667 | 306.6667
69 | 2005005917 | 315 | 305
70 | 2005005917 | 315.3333 | 305.3333
71 | 2005005917 | 315.6667 | 305.6667
72 | 2005005917 | 316 | 306
73 | 2005005917 | 316.3333 | 306.3333
74 | 2005005917 | 316.6667 | 306.6667
75 | 2005005917 | 317 | 307
76 | 2005005917 | 316.3333 | 306.3333
77 | 2005005917 | 315.6667 | 305.6667
78 | 2005005917 | 315 | 305
79 | 2005005917 | 314.6667 | 304.6667
80 | 2005005917 | 314.3333 | 304.3333
81 | 2005005917 | 314 | 304
82 | 2005005917 | 316.3333 | 306.3333
83 | 2005005917 | 318.6667 | 308.6667
84 | 2005005917 | 321 | 311
85 | 2005005917 | 323.3333 | 313.3333
86 | 2005005917 | 325.6667 | 315.6667
87 | 2005005917 | 328 | 318
88 | 2005005917 | 328.3333 | 318.3333
89 | 2005005917 | 328.6667 | 318.6667
90 | 2005005917 | 329 | 339
91 | 2005005917 | 329 | 339
92 | 2005005917 | 329 | 339
93 | 2005005917 | 329 | 339
94 | 2005005917 | 328.6667 | 338.6667
95 | 2005005917 | 328.3333 | 338.3333
96 | 2005005917 | 328 | 338
97 | 2005005917 | 327.6667 | 337.6667
98 | 2005005917 | 327.3333 | 337.3333
99 | 2005005917 | 327 | 337
100 | 2005005917 | 328.6667 | 338.6667
101 | 2005005917 | 330.3333 | 340.3333
102 | 2005005917 | 332 | 342
103 | 2005005917 | 334.3333 | 344.3333
104 | 2005005917 | 336.6667 | 346.6667
105 | 2005005917 | 339 | 349
106 | 2005005917 | 339.3333 | 349.3333
107 | 2005005917 | 339.6667 | 349.6667
108 | 2005005917 | 340 | 350
109 | 2005005917 | 342.3333 | 352.3333
110 | 2005005917 | 344.6667 | 354.6667
111 | 2005005917 | 347 | 357
112 | 2005005917 | 349.6667 | 359.6667
113 | 2005005917 | 352.3333 | 362.3333
114 | 2005005917 | 355 | 365
115 | 2005005917 | 360.3333 | 370.3333
116 | 2005005917 | 365.6667 | 375.6667
117 | 2005005917 | 371 | 381
118 | 2005005917 | 373.6667 | 383.6667
119 | 2005005917 | 376.3333 | 386.3333
120 | 2005005917 | 379 | 389
121 | 2005005917 | 383.3333 | 393.3333
122 | 2005005917 | 387.6667 | 377.6667
123 | 2005005917 | 392 | 382
124 | 2005005917 | 395.3333 | 385.3333
125 | 2005005917 | 398.6667 | 388.6667
126 | 2005005917 | 402 | 392
127 | 2005005917 | 404.3333 | 394.3333
128 | 2005005917 | 406.6667 | 396.6667
129 | 2005005917 | 409 | 399
130 | 2005005917 | 409 | 399
131 | 2005005917 | 409 | 399
132 | 2005005917 | 409 | 399
133 | 2005005917 | 408.3333 | 398.3333
134 | 2005005917 | 407.6667 | 397.6667
135 | 2005005917 | 407 | 397
136 | 2005005917 | 407 | 397
137 | 2005005917 | 407 | 397
138 | 2005005917 | 407 | 397
139 | 2005005917 | 407 | 397
140 | 2005005917 | 407 | 397
141 | 2005005917 | 407 | 397
142 | 2005005917 | 406 | 396
143 | 2005005917 | 405 | 395
0 | 2004001885 | 343 | 333
1 | 2004001885 | 344 | 334
2 | 2004001885 | 345 | 335
3 | 2004001885 | 346 | 336
4 | 2004001885 | 348 | 338
5 | 2004001885 | 350 | 340
6 | 2004001885 | 352 | 342
7 | 2004001885 | 353 | 343
8 | 2004001885 | 354 | 344
9 | 2004001885 | 355 | 345
10 | 2004001885 | 356.6667 | 346.6667
11 | 2004001885 | 358.3333 | 348.3333
12 | 2004001885 | 360 | 350
13 | 2004001885 | 363.6667 | 353.6667
14 | 2004001885 | 367.3333 | 357.3333
15 | 2004001885 | 371 | 361
16 | 2004001885 | 373.3333 | 363.3333
17 | 2004001885 | 375.6667 | 365.6667
18 | 2004001885 | 378 | 368
19 | 2004001885 | 378.6667 | 368.6667
20 | 2004001885 | 379.3333 | 369.3333
21 | 2004001885 | 380 | 370
22 | 2004001885 | 381.3333 | 371.3333
23 | 2004001885 | 382.6667 | 372.6667
24 | 2004001885 | 384 | 374
25 | 2004001885 | 385.3333 | 375.3333
26 | 2004001885 | 386.6667 | 376.6667
27 | 2004001885 | 388 | 378
28 | 2004001885 | 387 | 377
29 | 2004001885 | 386 | 376
30 | 2004001885 | 385 | 375
31 | 2004001885 | 383 | 373
32 | 2004001885 | 381 | 371
33 | 2004001885 | 379 | 369
34 | 2004001885 | 378.3333 | 368.3333
35 | 2004001885 | 377.6667 | 367.6667
36 | 2004001885 | 377 | 367
37 | 2004001885 | 377.3333 | 367.3333
38 | 2004001885 | 377.6667 | 367.6667
39 | 2004001885 | 378 | 368
40 | 2004001885 | 379.6667 | 369.6667
41 | 2004001885 | 381.3333 | 371.3333
42 | 2004001885 | 383 | 373
43 | 2004001885 | 385.3333 | 375.3333
44 | 2004001885 | 387.6667 | 377.6667
45 | 2004001885 | 390 | 380
46 | 2004001885 | 391.3333 | 381.3333
47 | 2004001885 | 392.6667 | 382.6667
48 | 2004001885 | 394 | 384
49 | 2004001885 | 393.3333 | 383.3333
50 | 2004001885 | 392.6667 | 382.6667
51 | 2004001885 | 392 | 382
52 | 2004001885 | 387.6667 | 377.6667
53 | 2004001885 | 383.3333 | 373.3333
54 | 2004001885 | 379 | 369
55 | 2004001885 | 372.3333 | 362.3333
56 | 2004001885 | 365.6667 | 355.6667
57 | 2004001885 | 359 | 349
58 | 2004001885 | 353.6667 | 343.6667
59 | 2004001885 | 348.3333 | 338.3333
60 | 2004001885 | 343 | 333
61 | 2004001885 | 338.3333 | 328.3333
62 | 2004001885 | 333.6667 | 323.6667
63 | 2004001885 | 329 | 319
64 | 2004001885 | 326 | 316
65 | 2004001885 | 323 | 313
66 | 2004001885 | 320 | 310
67 | 2004001885 | 318.3333 | 308.3333
68 | 2004001885 | 316.6667 | 306.6667
69 | 2004001885 | 315 | 305
70 | 2004001885 | 315.3333 | 305.3333
71 | 2004001885 | 315.6667 | 305.6667
72 | 2004001885 | 316 | 306
73 | 2004001885 | 316.3333 | 306.3333
74 | 2004001885 | 316.6667 | 306.6667
75 | 2004001885 | 317 | 307
76 | 2004001885 | 316.3333 | 306.3333
77 | 2004001885 | 315.6667 | 305.6667
78 | 2004001885 | 315 | 305
79 | 2004001885 | 314.6667 | 304.6667
80 | 2004001885 | 314.3333 | 304.3333
81 | 2004001885 | 314 | 304
82 | 2004001885 | 316.3333 | 306.3333
83 | 2004001885 | 318.6667 | 308.6667
84 | 2004001885 | 321 | 311
85 | 2004001885 | 323.3333 | 313.3333
86 | 2004001885 | 325.6667 | 315.6667
87 | 2004001885 | 328 | 318
88 | 2004001885 | 328.3333 | 318.3333
89 | 2004001885 | 328.6667 | 318.6667
90 | 2004001885 | 329 | 339
91 | 2004001885 | 329 | 339
92 | 2004001885 | 329 | 339
93 | 2004001885 | 329 | 339
94 | 2004001885 | 328.6667 | 338.6667
95 | 2004001885 | 328.3333 | 338.3333
96 | 2004001885 | 328 | 338
97 | 2004001885 | 327.6667 | 337.6667
98 | 2004001885 | 327.3333 | 337.3333
99 | 2004001885 | 327 | 337
100 | 2004001885 | 328.6667 | 338.6667
101 | 2004001885 | 330.3333 | 340.3333
102 | 2004001885 | 332 | 342
103 | 2004001885 | 334.3333 | 344.3333
104 | 2004001885 | 336.6667 | 346.6667
105 | 2004001885 | 339 | 349
106 | 2004001885 | 339.3333 | 349.3333
107 | 2004001885 | 339.6667 | 349.6667
108 | 2004001885 | 340 | 350
109 | 2004001885 | 342.3333 | 352.3333
110 | 2004001885 | 344.6667 | 354.6667
111 | 2004001885 | 347 | 357
112 | 2004001885 | 349.6667 | 359.6667
113 | 2004001885 | 352.3333 | 362.3333
114 | 2004001885 | 355 | 365
115 | 2004001885 | 360.3333 | 370.3333
116 | 2004001885 | 365.6667 | 375.6667
117 | 2004001885 | 371 | 381
118 | 2004001885 | 373.6667 | 383.6667
119 | 2004001885 | 376.3333 | 386.3333
120 | 2004001885 | 379 | 389
121 | 2004001885 | 383.3333 | 393.3333
122 | 2004001885 | 387.6667 | 377.6667
123 | 2004001885 | 392 | 382
124 | 2004001885 | 395.3333 | 385.3333
125 | 2004001885 | 398.6667 | 388.6667
126 | 2004001885 | 402 | 392
127 | 2004001885 | 404.3333 | 394.3333
128 | 2004001885 | 406.6667 | 396.6667
129 | 2004001885 | 409 | 399
130 | 2004001885 | 409 | 399
131 | 2004001885 | 409 | 399
132 | 2004001885 | 409 | 399
133 | 2004001885 | 408.3333 | 398.3333
134 | 2004001885 | 407.6667 | 397.6667
135 | 2004001885 | 407 | 397
136 | 2004001885 | 407 | 397
137 | 2004001885 | 407 | 397
138 | 2004001885 | 407 | 397
139 | 2004001885 | 407 | 397
140 | 2004001885 | 407 | 397
141 | 2004001885 | 407 | 397
142 | 2004001885 | 406 | 396
143 | 2004001885 | 405 | 395
0 | 2004002453 | 343 | 333
1 | 2004002453 | 344 | 334
2 | 2004002453 | 345 | 335
3 | 2004002453 | 346 | 336
4 | 2004002453 | 348 | 338
5 | 2004002453 | 350 | 340
6 | 2004002453 | 352 | 342
7 | 2004002453 | 353 | 343
8 | 2004002453 | 354 | 344
9 | 2004002453 | 355 | 345
10 | 2004002453 | 356.6667 | 346.6667
11 | 2004002453 | 358.3333 | 348.3333
12 | 2004002453 | 360 | 350
13 | 2004002453 | 363.6667 | 353.6667
14 | 2004002453 | 367.3333 | 357.3333
15 | 2004002453 | 371 | 361
16 | 2004002453 | 373.3333 | 363.3333
17 | 2004002453 | 375.6667 | 365.6667
18 | 2004002453 | 378 | 368
19 | 2004002453 | 378.6667 | 368.6667
20 | 2004002453 | 379.3333 | 369.3333
21 | 2004002453 | 380 | 370
22 | 2004002453 | 381.3333 | 371.3333
23 | 2004002453 | 382.6667 | 372.6667
24 | 2004002453 | 384 | 374
25 | 2004002453 | 385.3333 | 375.3333
26 | 2004002453 | 386.6667 | 376.6667
27 | 2004002453 | 388 | 378
28 | 2004002453 | 387 | 377
29 | 2004002453 | 386 | 376
30 | 2004002453 | 385 | 375
31 | 2004002453 | 383 | 373
32 | 2004002453 | 381 | 371
33 | 2004002453 | 379 | 369
34 | 2004002453 | 378.3333 | 368.3333
35 | 2004002453 | 377.6667 | 367.6667
36 | 2004002453 | 377 | 367
37 | 2004002453 | 377.3333 | 367.3333
38 | 2004002453 | 377.6667 | 367.6667
39 | 2004002453 | 378 | 368
40 | 2004002453 | 379.6667 | 369.6667
41 | 2004002453 | 381.3333 | 371.3333
42 | 2004002453 | 383 | 373
43 | 2004002453 | 385.3333 | 375.3333
44 | 2004002453 | 387.6667 | 377.6667
45 | 2004002453 | 390 | 380
46 | 2004002453 | 391.3333 | 381.3333
47 | 2004002453 | 392.6667 | 382.6667
48 | 2004002453 | 394 | 384
49 | 2004002453 | 393.3333 | 383.3333
50 | 2004002453 | 392.6667 | 382.6667
51 | 2004002453 | 392 | 382
52 | 2004002453 | 387.6667 | 377.6667
53 | 2004002453 | 383.3333 | 373.3333
54 | 2004002453 | 379 | 369
55 | 2004002453 | 372.3333 | 362.3333
56 | 2004002453 | 365.6667 | 355.6667
57 | 2004002453 | 359 | 349
58 | 2004002453 | 353.6667 | 343.6667
59 | 2004002453 | 348.3333 | 338.3333
60 | 2004002453 | 343 | 333
61 | 2004002453 | 338.3333 | 328.3333
62 | 2004002453 | 333.6667 | 323.6667
63 | 2004002453 | 329 | 319
64 | 2004002453 | 326 | 316
65 | 2004002453 | 323 | 313
66 | 2004002453 | 320 | 310
67 | 2004002453 | 318.3333 | 308.3333
68 | 2004002453 | 316.6667 | 306.6667
69 | 2004002453 | 315 | 305
70 | 2004002453 | 315.3333 | 305.3333
71 | 2004002453 | 315.6667 | 305.6667
72 | 2004002453 | 316 | 306
73 | 2004002453 | 316.3333 | 306.3333
74 | 2004002453 | 316.6667 | 306.6667
75 | 2004002453 | 317 | 307
76 | 2004002453 | 316.3333 | 306.3333
77 | 2004002453 | 315.6667 | 305.6667
78 | 2004002453 | 315 | 305
79 | 2004002453 | 314.6667 | 304.6667
80 | 2004002453 | 314.3333 | 304.3333
81 | 2004002453 | 314 | 304
82 | 2004002453 | 316.3333 | 306.3333
83 | 2004002453 | 318.6667 | 308.6667
84 | 2004002453 | 321 | 311
85 | 2004002453 | 323.3333 | 313.3333
86 | 2004002453 | 325.6667 | 315.6667
87 | 2004002453 | 328 | 318
88 | 2004002453 | 328.3333 | 318.3333
89 | 2004002453 | 328.6667 | 318.6667
90 | 2004002453 | 329 | 339
91 | 2004002453 | 329 | 339
92 | 2004002453 | 329 | 339
93 | 2004002453 | 329 | 339
94 | 2004002453 | 328.6667 | 338.6667
95 | 2004002453 | 328.3333 | 338.3333
96 | 2004002453 | 328 | 338
97 | 2004002453 | 327.6667 | 337.6667
98 | 2004002453 | 327.3333 | 337.3333
99 | 2004002453 | 327 | 337
100 | 2004002453 | 328.6667 | 338.6667
101 | 2004002453 | 330.3333 | 340.3333
102 | 2004002453 | 332 | 342
103 | 2004002453 | 334.3333 | 344.3333
104 | 2004002453 | 336.6667 | 346.6667
105 | 2004002453 | 339 | 349
106 | 2004002453 | 339.3333 | 349.3333
107 | 2004002453 | 339.6667 | 349.6667
108 | 2004002453 | 340 | 350
109 | 2004002453 | 342.3333 | 352.3333
110 | 2004002453 | 344.6667 | 354.6667
111 | 2004002453 | 347 | 357
112 | 2004002453 | 349.6667 | 359.6667
113 | 2004002453 | 352.3333 | 362.3333
114 | 2004002453 | 355 | 365
115 | 2004002453 | 360.3333 | 370.3333
116 | 2004002453 | 365.6667 | 375.6667
117 | 2004002453 | 371 | 381
118 | 2004002453 | 373.6667 | 383.6667
119 | 2004002453 | 376.3333 | 386.3333
120 | 2004002453 | 379 | 389
121 | 2004002453 | 383.3333 | 393.3333
122 | 2004002453 | 387.6667 | 377.6667
123 | 2004002453 | 392 | 382
124 | 2004002453 | 395.3333 | 385.3333
125 | 2004002453 | 398.6667 | 388.6667
126 | 2004002453 | 402 | 392
127 | 2004002453 | 404.3333 | 394.3333
128 | 2004002453 | 406.6667 | 396.6667
129 | 2004002453 | 409 | 399
130 | 2004002453 | 409 | 399
131 | 2004002453 | 409 | 399
132 | 2004002453 | 409 | 399
133 | 2004002453 | 408.3333 | 398.3333
134 | 2004002453 | 407.6667 | 397.6667
135 | 2004002453 | 407 | 397
136 | 2004002453 | 407 | 397
137 | 2004002453 | 407 | 397
138 | 2004002453 | 407 | 397
139 | 2004002453 | 407 | 397
140 | 2004002453 | 407 | 397
141 | 2004002453 | 407 | 397
142 | 2004002453 | 406 | 396
143 | 2004002453 | 405 | 395
0 | 2003008780 | 343 | 333
1 | 2003008780 | 344 | 334
2 | 2003008780 | 345 | 335
3 | 2003008780 | 346 | 336
4 | 2003008780 | 348 | 338
5 | 2003008780 | 350 | 340
6 | 2003008780 | 352 | 342
7 | 2003008780 | 353 | 343
8 | 2003008780 | 354 | 344
9 | 2003008780 | 355 | 345
10 | 2003008780 | 356.6667 | 346.6667
11 | 2003008780 | 358.3333 | 348.3333
12 | 2003008780 | 360 | 350
13 | 2003008780 | 363.6667 | 353.6667
14 | 2003008780 | 367.3333 | 357.3333
15 | 2003008780 | 371 | 361
16 | 2003008780 | 373.3333 | 363.3333
17 | 2003008780 | 375.6667 | 365.6667
18 | 2003008780 | 378 | 368
19 | 2003008780 | 378.6667 | 368.6667
20 | 2003008780 | 379.3333 | 369.3333
21 | 2003008780 | 380 | 370
22 | 2003008780 | 381.3333 | 371.3333
23 | 2003008780 | 382.6667 | 372.6667
24 | 2003008780 | 384 | 374
25 | 2003008780 | 385.3333 | 375.3333
26 | 2003008780 | 386.6667 | 376.6667
27 | 2003008780 | 388 | 378
28 | 2003008780 | 387 | 377
29 | 2003008780 | 386 | 376
30 | 2003008780 | 385 | 375
31 | 2003008780 | 383 | 373
32 | 2003008780 | 381 | 371
33 | 2003008780 | 379 | 369
34 | 2003008780 | 378.3333 | 368.3333
35 | 2003008780 | 377.6667 | 367.6667
36 | 2003008780 | 377 | 367
37 | 2003008780 | 377.3333 | 367.3333
38 | 2003008780 | 377.6667 | 367.6667
39 | 2003008780 | 378 | 368
40 | 2003008780 | 379.6667 | 369.6667
41 | 2003008780 | 381.3333 | 371.3333
42 | 2003008780 | 383 | 373
43 | 2003008780 | 385.3333 | 375.3333
44 | 2003008780 | 387.6667 | 377.6667
45 | 2003008780 | 390 | 380
46 | 2003008780 | 391.3333 | 381.3333
47 | 2003008780 | 392.6667 | 382.6667
48 | 2003008780 | 394 | 384
49 | 2003008780 | 393.3333 | 383.3333
50 | 2003008780 | 392.6667 | 382.6667
51 | 2003008780 | 392 | 382
52 | 2003008780 | 387.6667 | 377.6667
53 | 2003008780 | 383.3333 | 373.3333
54 | 2003008780 | 379 | 369
55 | 2003008780 | 372.3333 | 362.3333
56 | 2003008780 | 365.6667 | 355.6667
57 | 2003008780 | 359 | 349
58 | 2003008780 | 353.6667 | 343.6667
59 | 2003008780 | 348.3333 | 338.3333
60 | 2003008780 | 343 | 333
61 | 2003008780 | 338.3333 | 328.3333
62 | 2003008780 | 333.6667 | 323.6667
63 | 2003008780 | 329 | 319
64 | 2003008780 | 326 | 316
65 | 2003008780 | 323 | 313
66 | 2003008780 | 320 | 310
67 | 2003008780 | 318.3333 | 308.3333
68 | 2003008780 | 316.6667 | 306.6667
69 | 2003008780 | 315 | 305
70 | 2003008780 | 315.3333 | 305.3333
71 | 2003008780 | 315.6667 | 305.6667
72 | 2003008780 | 316 | 306
73 | 2003008780 | 316.3333 | 306.3333
74 | 2003008780 | 316.6667 | 306.6667
75 | 2003008780 | 317 | 307
76 | 2003008780 | 316.3333 | 306.3333
77 | 2003008780 | 315.6667 | 305.6667
78 | 2003008780 | 315 | 305
79 | 2003008780 | 314.6667 | 304.6667
80 | 2003008780 | 314.3333 | 304.3333
81 | 2003008780 | 314 | 304
82 | 2003008780 | 316.3333 | 306.3333
83 | 2003008780 | 318.6667 | 308.6667
84 | 2003008780 | 321 | 311
85 | 2003008780 | 323.3333 | 313.3333
86 | 2003008780 | 325.6667 | 315.6667
87 | 2003008780 | 328 | 318
88 | 2003008780 | 328.3333 | 318.3333
89 | 2003008780 | 328.6667 | 318.6667
90 | 2003008780 | 329 | 339
91 | 2003008780 | 329 | 339
92 | 2003008780 | 329 | 339
93 | 2003008780 | 329 | 339
94 | 2003008780 | 328.6667 | 338.6667
95 | 2003008780 | 328.3333 | 338.3333
96 | 2003008780 | 328 | 338
97 | 2003008780 | 327.6667 | 337.6667
98 | 2003008780 | 327.3333 | 337.3333
99 | 2003008780 | 327 | 337
100 | 2003008780 | 328.6667 | 338.6667
101 | 2003008780 | 330.3333 | 340.3333
102 | 2003008780 | 332 | 342
103 | 2003008780 | 334.3333 | 344.3333
104 | 2003008780 | 336.6667 | 346.6667
105 | 2003008780 | 339 | 349
106 | 2003008780 | 339.3333 | 349.3333
107 | 2003008780 | 339.6667 | 349.6667
108 | 2003008780 | 340 | 350
109 | 2003008780 | 342.3333 | 352.3333
110 | 2003008780 | 344.6667 | 354.6667
111 | 2003008780 | 347 | 357
112 | 2003008780 | 349.6667 | 359.6667
113 | 2003008780 | 352.3333 | 362.3333
114 | 2003008780 | 355 | 365
115 | 2003008780 | 360.3333 | 370.3333
116 | 2003008780 | 365.6667 | 375.6667
117 | 2003008780 | 371 | 381
118 | 2003008780 | 373.6667 | 383.6667
119 | 2003008780 | 376.3333 | 386.3333
120 | 2003008780 | 379 | 389
121 | 2003008780 | 383.3333 | 393.3333
122 | 2003008780 | 387.6667 | 377.6667
123 | 2003008780 | 392 | 382
124 | 2003008780 | 395.3333 | 385.3333
125 | 2003008780 | 398.6667 | 388.6667
126 | 2003008780 | 402 | 392
127 | 2003008780 | 404.3333 | 394.3333
128 | 2003008780 | 406.6667 | 396.6667
129 | 2003008780 | 409 | 399
130 | 2003008780 | 409 | 399
131 | 2003008780 | 409 | 399
132 | 2003008780 | 409 | 399
133 | 2003008780 | 408.3333 | 398.3333
134 | 2003008780 | 407.6667 | 397.6667
135 | 2003008780 | 407 | 397
136 | 2003008780 | 407 | 397
137 | 2003008780 | 407 | 397
138 | 2003008780 | 407 | 397
139 | 2003008780 | 407 | 397
140 | 2003008780 | 407 | 397
141 | 2003008780 | 407 | 397
142 | 2003008780 | 406 | 396
143 | 2003008780 | 405 | 395
0 | 2005010217 | 343 | 333
1 | 2005010217 | 344 | 334
2 | 2005010217 | 345 | 335
3 | 2005010217 | 346 | 336
4 | 2005010217 | 348 | 338
5 | 2005010217 | 350 | 340
6 | 2005010217 | 352 | 342
7 | 2005010217 | 353 | 343
8 | 2005010217 | 354 | 344
9 | 2005010217 | 355 | 345
10 | 2005010217 | 356.6667 | 346.6667
11 | 2005010217 | 358.3333 | 348.3333
12 | 2005010217 | 360 | 350
13 | 2005010217 | 363.6667 | 353.6667
14 | 2005010217 | 367.3333 | 357.3333
15 | 2005010217 | 371 | 361
16 | 2005010217 | 373.3333 | 363.3333
17 | 2005010217 | 375.6667 | 365.6667
18 | 2005010217 | 378 | 368
19 | 2005010217 | 378.6667 | 368.6667
20 | 2005010217 | 379.3333 | 369.3333
21 | 2005010217 | 380 | 370
22 | 2005010217 | 381.3333 | 371.3333
23 | 2005010217 | 382.6667 | 372.6667
24 | 2005010217 | 384 | 374
25 | 2005010217 | 385.3333 | 375.3333
26 | 2005010217 | 386.6667 | 376.6667
27 | 2005010217 | 388 | 378
28 | 2005010217 | 387 | 377
29 | 2005010217 | 386 | 376
30 | 2005010217 | 385 | 375
31 | 2005010217 | 383 | 373
32 | 2005010217 | 381 | 371
33 | 2005010217 | 379 | 369
34 | 2005010217 | 378.3333 | 368.3333
35 | 2005010217 | 377.6667 | 367.6667
36 | 2005010217 | 377 | 367
37 | 2005010217 | 377.3333 | 367.3333
38 | 2005010217 | 377.6667 | 367.6667
39 | 2005010217 | 378 | 368
40 | 2005010217 | 379.6667 | 369.6667
41 | 2005010217 | 381.3333 | 371.3333
42 | 2005010217 | 383 | 373
43 | 2005010217 | 385.3333 | 375.3333
44 | 2005010217 | 387.6667 | 377.6667
45 | 2005010217 | 390 | 380
46 | 2005010217 | 391.3333 | 381.3333
47 | 2005010217 | 392.6667 | 382.6667
48 | 2005010217 | 394 | 384
49 | 2005010217 | 393.3333 | 383.3333
50 | 2005010217 | 392.6667 | 382.6667
51 | 2005010217 | 392 | 382
52 | 2005010217 | 387.6667 | 377.6667
53 | 2005010217 | 383.3333 | 373.3333
54 | 2005010217 | 379 | 369
55 | 2005010217 | 372.3333 | 362.3333
56 | 2005010217 | 365.6667 | 355.6667
57 | 2005010217 | 359 | 349
58 | 2005010217 | 353.6667 | 343.6667
59 | 2005010217 | 348.3333 | 338.3333
60 | 2005010217 | 343 | 333
61 | 2005010217 | 338.3333 | 328.3333
62 | 2005010217 | 333.6667 | 323.6667
63 | 2005010217 | 329 | 319
64 | 2005010217 | 326 | 316
65 | 2005010217 | 323 | 313
66 | 2005010217 | 320 | 310
67 | 2005010217 | 318.3333 | 308.3333
68 | 2005010217 | 316.6667 | 306.6667
69 | 2005010217 | 315 | 305
70 | 2005010217 | 315.3333 | 305.3333
71 | 2005010217 | 315.6667 | 305.6667
72 | 2005010217 | 316 | 306
73 | 2005010217 | 316.3333 | 306.3333
74 | 2005010217 | 316.6667 | 306.6667
75 | 2005010217 | 317 | 307
76 | 2005010217 | 316.3333 | 306.3333
77 | 2005010217 | 315.6667 | 305.6667
78 | 2005010217 | 315 | 305
79 | 2005010217 | 314.6667 | 304.6667
80 | 2005010217 | 314.3333 | 304.3333
81 | 2005010217 | 314 | 304
82 | 2005010217 | 316.3333 | 306.3333
83 | 2005010217 | 318.6667 | 308.6667
84 | 2005010217 | 321 | 311
85 | 2005010217 | 323.3333 | 313.3333
86 | 2005010217 | 325.6667 | 315.6667
87 | 2005010217 | 328 | 318
88 | 2005010217 | 328.3333 | 318.3333
89 | 2005010217 | 328.6667 | 318.6667
90 | 2005010217 | 329 | 339
91 | 2005010217 | 329 | 339
92 | 2005010217 | 329 | 339
93 | 2005010217 | 329 | 339
94 | 2005010217 | 328.6667 | 338.6667
95 | 2005010217 | 328.3333 | 338.3333
96 | 2005010217 | 328 | 338
97 | 2005010217 | 327.6667 | 337.6667
98 | 2005010217 | 327.3333 | 337.3333
99 | 2005010217 | 327 | 337
100 | 2005010217 | 328.6667 | 338.6667
101 | 2005010217 | 330.3333 | 340.3333
102 | 2005010217 | 332 | 342
103 | 2005010217 | 334.3333 | 344.3333
104 | 2005010217 | 336.6667 | 346.6667
105 | 2005010217 | 339 | 349
106 | 2005010217 | 339.3333 | 349.3333
107 | 2005010217 | 339.6667 | 349.6667
108 | 2005010217 | 340 | 350
109 | 2005010217 | 342.3333 | 352.3333
110 | 2005010217 | 344.6667 | 354.6667
111 | 2005010217 | 347 | 357
112 | 2005010217 | 349.6667 | 359.6667
113 | 2005010217 | 352.3333 | 362.3333
114 | 2005010217 | 355 | 365
115 | 2005010217 | 360.3333 | 370.3333
116 | 2005010217 | 365.6667 | 375.6667
117 | 2005010217 | 371 | 381
118 | 2005010217 | 373.6667 | 383.6667
119 | 2005010217 | 376.3333 | 386.3333
120 | 2005010217 | 379 | 389
121 | 2005010217 | 383.3333 | 393.3333
122 | 2005010217 | 387.6667 | 377.6667
123 | 2005010217 | 392 | 382
124 | 2005010217 | 395.3333 | 385.3333
125 | 2005010217 | 398.6667 | 388.6667
126 | 2005010217 | 402 | 392
127 | 2005010217 | 404.3333 | 394.3333
128 | 2005010217 | 406.6667 | 396.6667
129 | 2005010217 | 409 | 399
130 | 2005010217 | 409 | 399
131 | 2005010217 | 409 | 399
132 | 2005010217 | 409 | 399
133 | 2005010217 | 408.3333 | 398.3333
134 | 2005010217 | 407.6667 | 397.6667
135 | 2005010217 | 407 | 397
136 | 2005010217 | 407 | 397
137 | 2005010217 | 407 | 397
138 | 2005010217 | 407 | 397
139 | 2005010217 | 407 | 397
140 | 2005010217 | 407 | 397
141 | 2005010217 | 407 | 397
142 | 2005010217 | 406 | 396
143 | 2005010217 | 405 | 395
0 | 2009008602 | 343 | 333
1 | 2009008602 | 344 | 334
2 | 2009008602 | 345 | 335
3 | 2009008602 | 346 | 336
4 | 2009008602 | 348 | 338
5 | 2009008602 | 350 | 340
6 | 2009008602 | 352 | 342
7 | 2009008602 | 353 | 343
8 | 2009008602 | 354 | 344
9 | 2009008602 | 355 | 345
10 | 2009008602 | 356.6667 | 346.6667
11 | 2009008602 | 358.3333 | 348.3333
12 | 2009008602 | 360 | 350
13 | 2009008602 | 363.6667 | 353.6667
14 | 2009008602 | 367.3333 | 357.3333
15 | 2009008602 | 371 | 361
16 | 2009008602 | 373.3333 | 363.3333
17 | 2009008602 | 375.6667 | 365.6667
18 | 2009008602 | 378 | 368
19 | 2009008602 | 378.6667 | 368.6667
20 | 2009008602 | 379.3333 | 369.3333
21 | 2009008602 | 380 | 370
22 | 2009008602 | 381.3333 | 371.3333
23 | 2009008602 | 382.6667 | 372.6667
24 | 2009008602 | 384 | 374
25 | 2009008602 | 385.3333 | 375.3333
26 | 2009008602 | 386.6667 | 376.6667
27 | 2009008602 | 388 | 378
28 | 2009008602 | 387 | 377
29 | 2009008602 | 386 | 376
30 | 2009008602 | 385 | 375
31 | 2009008602 | 383 | 373
32 | 2009008602 | 381 | 371
33 | 2009008602 | 379 | 369
34 | 2009008602 | 378.3333 | 368.3333
35 | 2009008602 | 377.6667 | 367.6667
36 | 2009008602 | 377 | 367
37 | 2009008602 | 377.3333 | 367.3333
38 | 2009008602 | 377.6667 | 367.6667
39 | 2009008602 | 378 | 368
40 | 2009008602 | 379.6667 | 369.6667
41 | 2009008602 | 381.3333 | 371.3333
42 | 2009008602 | 383 | 373
43 | 2009008602 | 385.3333 | 375.3333
44 | 2009008602 | 387.6667 | 377.6667
45 | 2009008602 | 390 | 380
46 | 2009008602 | 391.3333 | 381.3333
47 | 2009008602 | 392.6667 | 382.6667
48 | 2009008602 | 394 | 384
49 | 2009008602 | 393.3333 | 383.3333
50 | 2009008602 | 392.6667 | 382.6667
51 | 2009008602 | 392 | 382
52 | 2009008602 | 387.6667 | 377.6667
53 | 2009008602 | 383.3333 | 373.3333
54 | 2009008602 | 379 | 369
55 | 2009008602 | 372.3333 | 362.3333
56 | 2009008602 | 365.6667 | 355.6667
57 | 2009008602 | 359 | 349
58 | 2009008602 | 353.6667 | 343.6667
59 | 2009008602 | 348.3333 | 338.3333
60 | 2009008602 | 343 | 333
61 | 2009008602 | 338.3333 | 328.3333
62 | 2009008602 | 333.6667 | 323.6667
63 | 2009008602 | 329 | 319
64 | 2009008602 | 326 | 316
65 | 2009008602 | 323 | 313
66 | 2009008602 | 320 | 310
67 | 2009008602 | 318.3333 | 308.3333
68 | 2009008602 | 316.6667 | 306.6667
69 | 2009008602 | 315 | 305
70 | 2009008602 | 315.3333 | 305.3333
71 | 2009008602 | 315.6667 | 305.6667
72 | 2009008602 | 316 | 306
73 | 2009008602 | 316.3333 | 306.3333
74 | 2009008602 | 316.6667 | 306.6667
75 | 2009008602 | 317 | 307
76 | 2009008602 | 316.3333 | 306.3333
77 | 2009008602 | 315.6667 | 305.6667
78 | 2009008602 | 315 | 305
79 | 2009008602 | 314.6667 | 304.6667
80 | 2009008602 | 314.3333 | 304.3333
81 | 2009008602 | 314 | 304
82 | 2009008602 | 316.3333 | 306.3333
83 | 2009008602 | 318.6667 | 308.6667
84 | 2009008602 | 321 | 311
85 | 2009008602 | 323.3333 | 313.3333
86 | 2009008602 | 325.6667 | 315.6667
87 | 2009008602 | 328 | 318
88 | 2009008602 | 328.3333 | 318.3333
89 | 2009008602 | 328.6667 | 318.6667
90 | 2009008602 | 329 | 339
91 | 2009008602 | 329 | 339
92 | 2009008602 | 329 | 339
93 | 2009008602 | 329 | 339
94 | 2009008602 | 328.6667 | 338.6667
95 | 2009008602 | 328.3333 | 338.3333
96 | 2009008602 | 328 | 338
97 | 2009008602 | 327.6667 | 337.6667
98 | 2009008602 | 327.3333 | 337.3333
99 | 2009008602 | 327 | 337
100 | 2009008602 | 328.6667 | 338.6667
101 | 2009008602 | 330.3333 | 340.3333
102 | 2009008602 | 332 | 342
103 | 2009008602 | 334.3333 | 344.3333
104 | 2009008602 | 336.6667 | 346.6667
105 | 2009008602 | 339 | 349
106 | 2009008602 | 339.3333 | 349.3333
107 | 2009008602 | 339.6667 | 349.6667
108 | 2009008602 | 340 | 350
109 | 2009008602 | 342.3333 | 352.3333
110 | 2009008602 | 344.6667 | 354.6667
111 | 2009008602 | 347 | 357
112 | 2009008602 | 349.6667 | 359.6667
113 | 2009008602 | 352.3333 | 362.3333
114 | 2009008602 | 355 | 365
115 | 2009008602 | 360.3333 | 370.3333
116 | 2009008602 | 365.6667 | 375.6667
117 | 2009008602 | 371 | 381
118 | 2009008602 | 373.6667 | 383.6667
119 | 2009008602 | 376.3333 | 386.3333
120 | 2009008602 | 379 | 389
121 | 2009008602 | 383.3333 | 393.3333
122 | 2009008602 | 387.6667 | 377.6667
123 | 2009008602 | 392 | 382
124 | 2009008602 | 395.3333 | 385.3333
125 | 2009008602 | 398.6667 | 388.6667
126 | 2009008602 | 402 | 392
127 | 2009008602 | 404.3333 | 394.3333
128 | 2009008602 | 406.6667 | 396.6667
129 | 2009008602 | 409 | 399
130 | 2009008602 | 409 | 399
131 | 2009008602 | 409 | 399
132 | 2009008602 | 409 | 399
133 | 2009008602 | 408.3333 | 398.3333
134 | 2009008602 | 407.6667 | 397.6667
135 | 2009008602 | 407 | 397
136 | 2009008602 | 407 | 397
137 | 2009008602 | 407 | 397
138 | 2009008602 | 407 | 397
139 | 2009008602 | 407 | 397
140 | 2009008602 | 407 | 397
141 | 2009008602 | 407 | 397
142 | 2009008602 | 406 | 396
143 | 2009008602 | 405 | 395
0 | 2003009228 | 343 | 333
1 | 2003009228 | 344 | 334
2 | 2003009228 | 345 | 335
3 | 2003009228 | 346 | 336
4 | 2003009228 | 348 | 338
5 | 2003009228 | 350 | 340
6 | 2003009228 | 352 | 342
7 | 2003009228 | 353 | 343
8 | 2003009228 | 354 | 344
9 | 2003009228 | 355 | 345
10 | 2003009228 | 356.6667 | 346.6667
11 | 2003009228 | 358.3333 | 348.3333
12 | 2003009228 | 360 | 350
13 | 2003009228 | 363.6667 | 353.6667
14 | 2003009228 | 367.3333 | 357.3333
15 | 2003009228 | 371 | 361
16 | 2003009228 | 373.3333 | 363.3333
17 | 2003009228 | 375.6667 | 365.6667
18 | 2003009228 | 378 | 368
19 | 2003009228 | 378.6667 | 368.6667
20 | 2003009228 | 379.3333 | 369.3333
21 | 2003009228 | 380 | 370
22 | 2003009228 | 381.3333 | 371.3333
23 | 2003009228 | 382.6667 | 372.6667
24 | 2003009228 | 384 | 374
25 | 2003009228 | 385.3333 | 375.3333
26 | 2003009228 | 386.6667 | 376.6667
27 | 2003009228 | 388 | 378
28 | 2003009228 | 387 | 377
29 | 2003009228 | 386 | 376
30 | 2003009228 | 385 | 375
31 | 2003009228 | 383 | 373
32 | 2003009228 | 381 | 371
33 | 2003009228 | 379 | 369
34 | 2003009228 | 378.3333 | 368.3333
35 | 2003009228 | 377.6667 | 367.6667
36 | 2003009228 | 377 | 367
37 | 2003009228 | 377.3333 | 367.3333
38 | 2003009228 | 377.6667 | 367.6667
39 | 2003009228 | 378 | 368
40 | 2003009228 | 379.6667 | 369.6667
41 | 2003009228 | 381.3333 | 371.3333
42 | 2003009228 | 383 | 373
43 | 2003009228 | 385.3333 | 375.3333
44 | 2003009228 | 387.6667 | 377.6667
45 | 2003009228 | 390 | 380
46 | 2003009228 | 391.3333 | 381.3333
47 | 2003009228 | 392.6667 | 382.6667
48 | 2003009228 | 394 | 384
49 | 2003009228 | 393.3333 | 383.3333
50 | 2003009228 | 392.6667 | 382.6667
51 | 2003009228 | 392 | 382
52 | 2003009228 | 387.6667 | 377.6667
53 | 2003009228 | 383.3333 | 373.3333
54 | 2003009228 | 379 | 369
55 | 2003009228 | 372.3333 | 362.3333
56 | 2003009228 | 365.6667 | 355.6667
57 | 2003009228 | 359 | 349
58 | 2003009228 | 353.6667 | 343.6667
59 | 2003009228 | 348.3333 | 338.3333
60 | 2003009228 | 343 | 333
61 | 2003009228 | 338.3333 | 328.3333
62 | 2003009228 | 333.6667 | 323.6667
63 | 2003009228 | 329 | 319
64 | 2003009228 | 326 | 316
65 | 2003009228 | 323 | 313
66 | 2003009228 | 320 | 310
67 | 2003009228 | 318.3333 | 308.3333
68 | 2003009228 | 316.6667 | 306.6667
69 | 2003009228 | 315 | 305
70 | 2003009228 | 315.3333 | 305.3333
71 | 2003009228 | 315.6667 | 305.6667
72 | 2003009228 | 316 | 306
73 | 2003009228 | 316.3333 | 306.3333
74 | 2003009228 | 316.6667 | 306.6667
75 | 2003009228 | 317 | 307
76 | 2003009228 | 316.3333 | 306.3333
77 | 2003009228 | 315.6667 | 305.6667
78 | 2003009228 | 315 | 305
79 | 2003009228 | 314.6667 | 304.6667
80 | 2003009228 | 314.3333 | 304.3333
81 | 2003009228 | 314 | 304
82 | 2003009228 | 316.3333 | 306.3333
83 | 2003009228 | 318.6667 | 308.6667
84 | 2003009228 | 321 | 311
85 | 2003009228 | 323.3333 | 313.3333
86 | 2003009228 | 325.6667 | 315.6667
87 | 2003009228 | 328 | 318
88 | 2003009228 | 328.3333 | 318.3333
89 | 2003009228 | 328.6667 | 318.6667
90 | 2003009228 | 329 | 339
91 | 2003009228 | 329 | 339
92 | 2003009228 | 329 | 339
93 | 2003009228 | 329 | 339
94 | 2003009228 | 328.6667 | 338.6667
95 | 2003009228 | 328.3333 | 338.3333
96 | 2003009228 | 328 | 338
97 | 2003009228 | 327.6667 | 337.6667
98 | 2003009228 | 327.3333 | 337.3333
99 | 2003009228 | 327 | 337
100 | 2003009228 | 328.6667 | 338.6667
101 | 2003009228 | 330.3333 | 340.3333
102 | 2003009228 | 332 | 342
103 | 2003009228 | 334.3333 | 344.3333
104 | 2003009228 | 336.6667 | 346.6667
105 | 2003009228 | 339 | 349
106 | 2003009228 | 339.3333 | 349.3333
107 | 2003009228 | 339.6667 | 349.6667
108 | 2003009228 | 340 | 350
109 | 2003009228 | 342.3333 | 352.3333
110 | 2003009228 | 344.6667 | 354.6667
111 | 2003009228 | 347 | 357
112 | 2003009228 | 349.6667 | 359.6667
113 | 2003009228 | 352.3333 | 362.3333
114 | 2003009228 | 355 | 365
115 | 2003009228 | 360.3333 | 370.3333
116 | 2003009228 | 365.6667 | 375.6667
117 | 2003009228 | 371 | 381
118 | 2003009228 | 373.6667 | 383.6667
119 | 2003009228 | 376.3333 | 386.3333
120 | 2003009228 | 379 | 389
121 | 2003009228 | 383.3333 | 393.3333
122 | 2003009228 | 387.6667 | 377.6667
123 | 2003009228 | 392 | 382
124 | 2003009228 | 395.3333 | 385.3333
125 | 2003009228 | 398.6667 | 388.6667
126 | 2003009228 | 402 | 392
127 | 2003009228 | 404.3333 | 394.3333
128 | 2003009228 | 406.6667 | 396.6667
129 | 2003009228 | 409 | 399
130 | 2003009228 | 409 | 399
131 | 2003009228 | 409 | 399
132 | 2003009228 | 409 | 399
133 | 2003009228 | 408.3333 | 398.3333
134 | 2003009228 | 407.6667 | 397.6667
135 | 2003009228 | 407 | 397
136 | 2003009228 | 407 | 397
137 | 2003009228 | 407 | 397
138 | 2003009228 | 407 | 397
139 | 2003009228 | 407 | 397
140 | 2003009228 | 407 | 397
141 | 2003009228 | 407 | 397
142 | 2003009228 | 406 | 396
143 | 2003009228 | 405 | 395
0 | 2011007573 | 343 | 333
1 | 2011007573 | 344 | 334
2 | 2011007573 | 345 | 335
3 | 2011007573 | 346 | 336
4 | 2011007573 | 348 | 338
5 | 2011007573 | 350 | 340
6 | 2011007573 | 352 | 342
7 | 2011007573 | 353 | 343
8 | 2011007573 | 354 | 344
9 | 2011007573 | 355 | 345
10 | 2011007573 | 356.6667 | 346.6667
11 | 2011007573 | 358.3333 | 348.3333
12 | 2011007573 | 360 | 350
13 | 2011007573 | 363.6667 | 353.6667
14 | 2011007573 | 367.3333 | 357.3333
15 | 2011007573 | 371 | 361
16 | 2011007573 | 373.3333 | 363.3333
17 | 2011007573 | 375.6667 | 365.6667
18 | 2011007573 | 378 | 368
19 | 2011007573 | 378.6667 | 368.6667
20 | 2011007573 | 379.3333 | 369.3333
21 | 2011007573 | 380 | 370
22 | 2011007573 | 381.3333 | 371.3333
23 | 2011007573 | 382.6667 | 372.6667
24 | 2011007573 | 384 | 374
25 | 2011007573 | 385.3333 | 375.3333
26 | 2011007573 | 386.6667 | 376.6667
27 | 2011007573 | 388 | 378
28 | 2011007573 | 387 | 377
29 | 2011007573 | 386 | 376
30 | 2011007573 | 385 | 375
31 | 2011007573 | 383 | 373
32 | 2011007573 | 381 | 371
33 | 2011007573 | 379 | 369
34 | 2011007573 | 378.3333 | 368.3333
35 | 2011007573 | 377.6667 | 367.6667
36 | 2011007573 | 377 | 367
37 | 2011007573 | 377.3333 | 367.3333
38 | 2011007573 | 377.6667 | 367.6667
39 | 2011007573 | 378 | 368
40 | 2011007573 | 379.6667 | 369.6667
41 | 2011007573 | 381.3333 | 371.3333
42 | 2011007573 | 383 | 373
43 | 2011007573 | 385.3333 | 375.3333
44 | 2011007573 | 387.6667 | 377.6667
45 | 2011007573 | 390 | 380
46 | 2011007573 | 391.3333 | 381.3333
47 | 2011007573 | 392.6667 | 382.6667
48 | 2011007573 | 394 | 384
49 | 2011007573 | 393.3333 | 383.3333
50 | 2011007573 | 392.6667 | 382.6667
51 | 2011007573 | 392 | 382
52 | 2011007573 | 387.6667 | 377.6667
53 | 2011007573 | 383.3333 | 373.3333
54 | 2011007573 | 379 | 369
55 | 2011007573 | 372.3333 | 362.3333
56 | 2011007573 | 365.6667 | 355.6667
57 | 2011007573 | 359 | 349
58 | 2011007573 | 353.6667 | 343.6667
59 | 2011007573 | 348.3333 | 338.3333
60 | 2011007573 | 343 | 333
61 | 2011007573 | 338.3333 | 328.3333
62 | 2011007573 | 333.6667 | 323.6667
63 | 2011007573 | 329 | 319
64 | 2011007573 | 326 | 316
65 | 2011007573 | 323 | 313
66 | 2011007573 | 320 | 310
67 | 2011007573 | 318.3333 | 308.3333
68 | 2011007573 | 316.6667 | 306.6667
69 | 2011007573 | 315 | 305
70 | 2011007573 | 315.3333 | 305.3333
71 | 2011007573 | 315.6667 | 305.6667
72 | 2011007573 | 316 | 306
73 | 2011007573 | 316.3333 | 306.3333
74 | 2011007573 | 316.6667 | 306.6667
75 | 2011007573 | 317 | 307
76 | 2011007573 | 316.3333 | 306.3333
77 | 2011007573 | 315.6667 | 305.6667
78 | 2011007573 | 315 | 305
79 | 2011007573 | 314.6667 | 304.6667
80 | 2011007573 | 314.3333 | 304.3333
81 | 2011007573 | 314 | 304
82 | 2011007573 | 316.3333 | 306.3333
83 | 2011007573 | 318.6667 | 308.6667
84 | 2011007573 | 321 | 311
85 | 2011007573 | 323.3333 | 313.3333
86 | 2011007573 | 325.6667 | 315.6667
87 | 2011007573 | 328 | 318
88 | 2011007573 | 328.3333 | 318.3333
89 | 2011007573 | 328.6667 | 318.6667
90 | 2011007573 | 329 | 339
91 | 2011007573 | 329 | 339
92 | 2011007573 | 329 | 339
93 | 2011007573 | 329 | 339
94 | 2011007573 | 328.6667 | 338.6667
95 | 2011007573 | 328.3333 | 338.3333
96 | 2011007573 | 328 | 338
97 | 2011007573 | 327.6667 | 337.6667
98 | 2011007573 | 327.3333 | 337.3333
99 | 2011007573 | 327 | 337
100 | 2011007573 | 328.6667 | 338.6667
101 | 2011007573 | 330.3333 | 340.3333
102 | 2011007573 | 332 | 342
103 | 2011007573 | 334.3333 | 344.3333
104 | 2011007573 | 336.6667 | 346.6667
105 | 2011007573 | 339 | 349
106 | 2011007573 | 339.3333 | 349.3333
107 | 2011007573 | 339.6667 | 349.6667
108 | 2011007573 | 340 | 350
109 | 2011007573 | 342.3333 | 352.3333
110 | 2011007573 | 344.6667 | 354.6667
111 | 2011007573 | 347 | 357
112 | 2011007573 | 349.6667 | 359.6667
113 | 2011007573 | 352.3333 | 362.3333
114 | 2011007573 | 355 | 365
115 | 2011007573 | 360.3333 | 370.3333
116 | 2011007573 | 365.6667 | 375.6667
117 | 2011007573 | 371 | 381
118 | 2011007573 | 373.6667 | 383.6667
119 | 2011007573 | 376.3333 | 386.3333
120 | 2011007573 | 379 | 389
121 | 2011007573 | 383.3333 | 393.3333
122 | 2011007573 | 387.6667 | 377.6667
123 | 2011007573 | 392 | 382
124 | 2011007573 | 395.3333 | 385.3333
125 | 2011007573 | 398.6667 | 388.6667
126 | 2011007573 | 402 | 392
127 | 2011007573 | 404.3333 | 394.3333
128 | 2011007573 | 406.6667 | 396.6667
129 | 2011007573 | 409 | 399
130 | 2011007573 | 409 | 399
131 | 2011007573 | 409 | 399
132 | 2011007573 | 409 | 399
133 | 2011007573 | 408.3333 | 398.3333
134 | 2011007573 | 407.6667 | 397.6667
135 | 2011007573 | 407 | 397
136 | 2011007573 | 407 | 397
137 | 2011007573 | 407 | 397
138 | 2011007573 | 407 | 397
139 | 2011007573 | 407 | 397
140 | 2011007573 | 407 | 397
141 | 2011007573 | 407 | 397
142 | 2011007573 | 406 | 396
143 | 2011007573 | 405 | 395
0 | 2004006717 | 343 | 333
1 | 2004006717 | 344 | 334
2 | 2004006717 | 345 | 335
3 | 2004006717 | 346 | 336
4 | 2004006717 | 348 | 338
5 | 2004006717 | 350 | 340
6 | 2004006717 | 352 | 342
7 | 2004006717 | 353 | 343
8 | 2004006717 | 354 | 344
9 | 2004006717 | 355 | 345
10 | 2004006717 | 356.6667 | 346.6667
11 | 2004006717 | 358.3333 | 348.3333
12 | 2004006717 | 360 | 350
13 | 2004006717 | 363.6667 | 353.6667
14 | 2004006717 | 367.3333 | 357.3333
15 | 2004006717 | 371 | 361
16 | 2004006717 | 373.3333 | 363.3333
17 | 2004006717 | 375.6667 | 365.6667
18 | 2004006717 | 378 | 368
19 | 2004006717 | 378.6667 | 368.6667
20 | 2004006717 | 379.3333 | 369.3333
21 | 2004006717 | 380 | 370
22 | 2004006717 | 381.3333 | 371.3333
23 | 2004006717 | 382.6667 | 372.6667
24 | 2004006717 | 384 | 374
25 | 2004006717 | 385.3333 | 375.3333
26 | 2004006717 | 386.6667 | 376.6667
27 | 2004006717 | 388 | 378
28 | 2004006717 | 387 | 377
29 | 2004006717 | 386 | 376
30 | 2004006717 | 385 | 375
31 | 2004006717 | 383 | 373
32 | 2004006717 | 381 | 371
33 | 2004006717 | 379 | 369
34 | 2004006717 | 378.3333 | 368.3333
35 | 2004006717 | 377.6667 | 367.6667
36 | 2004006717 | 377 | 367
37 | 2004006717 | 377.3333 | 367.3333
38 | 2004006717 | 377.6667 | 367.6667
39 | 2004006717 | 378 | 368
40 | 2004006717 | 379.6667 | 369.6667
41 | 2004006717 | 381.3333 | 371.3333
42 | 2004006717 | 383 | 373
43 | 2004006717 | 385.3333 | 375.3333
44 | 2004006717 | 387.6667 | 377.6667
45 | 2004006717 | 390 | 380
46 | 2004006717 | 391.3333 | 381.3333
47 | 2004006717 | 392.6667 | 382.6667
48 | 2004006717 | 394 | 384
49 | 2004006717 | 393.3333 | 383.3333
50 | 2004006717 | 392.6667 | 382.6667
51 | 2004006717 | 392 | 382
52 | 2004006717 | 387.6667 | 377.6667
53 | 2004006717 | 383.3333 | 373.3333
54 | 2004006717 | 379 | 369
55 | 2004006717 | 372.3333 | 362.3333
56 | 2004006717 | 365.6667 | 355.6667
57 | 2004006717 | 359 | 349
58 | 2004006717 | 353.6667 | 343.6667
59 | 2004006717 | 348.3333 | 338.3333
60 | 2004006717 | 343 | 333
61 | 2004006717 | 338.3333 | 328.3333
62 | 2004006717 | 333.6667 | 323.6667
63 | 2004006717 | 329 | 319
64 | 2004006717 | 326 | 316
65 | 2004006717 | 323 | 313
66 | 2004006717 | 320 | 310
67 | 2004006717 | 318.3333 | 308.3333
68 | 2004006717 | 316.6667 | 306.6667
69 | 2004006717 | 315 | 305
70 | 2004006717 | 315.3333 | 305.3333
71 | 2004006717 | 315.6667 | 305.6667
72 | 2004006717 | 316 | 306
73 | 2004006717 | 316.3333 | 306.3333
74 | 2004006717 | 316.6667 | 306.6667
75 | 2004006717 | 317 | 307
76 | 2004006717 | 316.3333 | 306.3333
77 | 2004006717 | 315.6667 | 305.6667
78 | 2004006717 | 315 | 305
79 | 2004006717 | 314.6667 | 304.6667
80 | 2004006717 | 314.3333 | 304.3333
81 | 2004006717 | 314 | 304
82 | 2004006717 | 316.3333 | 306.3333
83 | 2004006717 | 318.6667 | 308.6667
84 | 2004006717 | 321 | 311
85 | 2004006717 | 323.3333 | 313.3333
86 | 2004006717 | 325.6667 | 315.6667
87 | 2004006717 | 328 | 318
88 | 2004006717 | 328.3333 | 318.3333
89 | 2004006717 | 328.6667 | 318.6667
90 | 2004006717 | 329 | 339
91 | 2004006717 | 329 | 339
92 | 2004006717 | 329 | 339
93 | 2004006717 | 329 | 339
94 | 2004006717 | 328.6667 | 338.6667
95 | 2004006717 | 328.3333 | 338.3333
96 | 2004006717 | 328 | 338
97 | 2004006717 | 327.6667 | 337.6667
98 | 2004006717 | 327.3333 | 337.3333
99 | 2004006717 | 327 | 337
100 | 2004006717 | 328.6667 | 338.6667
101 | 2004006717 | 330.3333 | 340.3333
102 | 2004006717 | 332 | 342
103 | 2004006717 | 334.3333 | 344.3333
104 | 2004006717 | 336.6667 | 346.6667
105 | 2004006717 | 339 | 349
106 | 2004006717 | 339.3333 | 349.3333
107 | 2004006717 | 339.6667 | 349.6667
108 | 2004006717 | 340 | 350
109 | 2004006717 | 342.3333 | 352.3333
110 | 2004006717 | 344.6667 | 354.6667
111 | 2004006717 | 347 | 357
112 | 2004006717 | 349.6667 | 359.6667
113 | 2004006717 | 352.3333 | 362.3333
114 | 2004006717 | 355 | 365
115 | 2004006717 | 360.3333 | 370.3333
116 | 2004006717 | 365.6667 | 375.6667
117 | 2004006717 | 371 | 381
118 | 2004006717 | 373.6667 | 383.6667
119 | 2004006717 | 376.3333 | 386.3333
120 | 2004006717 | 379 | 389
121 | 2004006717 | 383.3333 | 393.3333
122 | 2004006717 | 387.6667 | 377.6667
123 | 2004006717 | 392 | 382
124 | 2004006717 | 395.3333 | 385.3333
125 | 2004006717 | 398.6667 | 388.6667
126 | 2004006717 | 402 | 392
127 | 2004006717 | 404.3333 | 394.3333
128 | 2004006717 | 406.6667 | 396.6667
129 | 2004006717 | 409 | 399
130 | 2004006717 | 409 | 399
131 | 2004006717 | 409 | 399
132 | 2004006717 | 409 | 399
133 | 2004006717 | 408.3333 | 398.3333
134 | 2004006717 | 407.6667 | 397.6667
135 | 2004006717 | 407 | 397
136 | 2004006717 | 407 | 397
137 | 2004006717 | 407 | 397
138 | 2004006717 | 407 | 397
139 | 2004006717 | 407 | 397
140 | 2004006717 | 407 | 397
141 | 2004006717 | 407 | 397
142 | 2004006717 | 406 | 396
143 | 2004006717 | 405 | 395
0 | 2002007623 | 343 | 333
1 | 2002007623 | 344 | 334
2 | 2002007623 | 345 | 335
3 | 2002007623 | 346 | 336
4 | 2002007623 | 348 | 338
5 | 2002007623 | 350 | 340
6 | 2002007623 | 352 | 342
7 | 2002007623 | 353 | 343
8 | 2002007623 | 354 | 344
9 | 2002007623 | 355 | 345
10 | 2002007623 | 356.6667 | 346.6667
11 | 2002007623 | 358.3333 | 348.3333
12 | 2002007623 | 360 | 350
13 | 2002007623 | 363.6667 | 353.6667
14 | 2002007623 | 367.3333 | 357.3333
15 | 2002007623 | 371 | 361
16 | 2002007623 | 373.3333 | 363.3333
17 | 2002007623 | 375.6667 | 365.6667
18 | 2002007623 | 378 | 368
19 | 2002007623 | 378.6667 | 368.6667
20 | 2002007623 | 379.3333 | 369.3333
21 | 2002007623 | 380 | 370
22 | 2002007623 | 381.3333 | 371.3333
23 | 2002007623 | 382.6667 | 372.6667
24 | 2002007623 | 384 | 374
25 | 2002007623 | 385.3333 | 375.3333
26 | 2002007623 | 386.6667 | 376.6667
27 | 2002007623 | 388 | 378
28 | 2002007623 | 387 | 377
29 | 2002007623 | 386 | 376
30 | 2002007623 | 385 | 375
31 | 2002007623 | 383 | 373
32 | 2002007623 | 381 | 371
33 | 2002007623 | 379 | 369
34 | 2002007623 | 378.3333 | 368.3333
35 | 2002007623 | 377.6667 | 367.6667
36 | 2002007623 | 377 | 367
37 | 2002007623 | 377.3333 | 367.3333
38 | 2002007623 | 377.6667 | 367.6667
39 | 2002007623 | 378 | 368
40 | 2002007623 | 379.6667 | 369.6667
41 | 2002007623 | 381.3333 | 371.3333
42 | 2002007623 | 383 | 373
43 | 2002007623 | 385.3333 | 375.3333
44 | 2002007623 | 387.6667 | 377.6667
45 | 2002007623 | 390 | 380
46 | 2002007623 | 391.3333 | 381.3333
47 | 2002007623 | 392.6667 | 382.6667
48 | 2002007623 | 394 | 384
49 | 2002007623 | 393.3333 | 383.3333
50 | 2002007623 | 392.6667 | 382.6667
51 | 2002007623 | 392 | 382
52 | 2002007623 | 387.6667 | 377.6667
53 | 2002007623 | 383.3333 | 373.3333
54 | 2002007623 | 379 | 369
55 | 2002007623 | 372.3333 | 362.3333
56 | 2002007623 | 365.6667 | 355.6667
57 | 2002007623 | 359 | 349
58 | 2002007623 | 353.6667 | 343.6667
59 | 2002007623 | 348.3333 | 338.3333
60 | 2002007623 | 343 | 333
61 | 2002007623 | 338.3333 | 328.3333
62 | 2002007623 | 333.6667 | 323.6667
63 | 2002007623 | 329 | 319
64 | 2002007623 | 326 | 316
65 | 2002007623 | 323 | 313
66 | 2002007623 | 320 | 310
67 | 2002007623 | 318.3333 | 308.3333
68 | 2002007623 | 316.6667 | 306.6667
69 | 2002007623 | 315 | 305
70 | 2002007623 | 315.3333 | 305.3333
71 | 2002007623 | 315.6667 | 305.6667
72 | 2002007623 | 316 | 306
73 | 2002007623 | 316.3333 | 306.3333
74 | 2002007623 | 316.6667 | 306.6667
75 | 2002007623 | 317 | 307
76 | 2002007623 | 316.3333 | 306.3333
77 | 2002007623 | 315.6667 | 305.6667
78 | 2002007623 | 315 | 305
79 | 2002007623 | 314.6667 | 304.6667
80 | 2002007623 | 314.3333 | 304.3333
81 | 2002007623 | 314 | 304
82 | 2002007623 | 316.3333 | 306.3333
83 | 2002007623 | 318.6667 | 308.6667
84 | 2002007623 | 321 | 311
85 | 2002007623 | 323.3333 | 313.3333
86 | 2002007623 | 325.6667 | 315.6667
87 | 2002007623 | 328 | 318
88 | 2002007623 | 328.3333 | 318.3333
89 | 2002007623 | 328.6667 | 318.6667
90 | 2002007623 | 329 | 339
91 | 2002007623 | 329 | 339
92 | 2002007623 | 329 | 339
93 | 2002007623 | 329 | 339
94 | 2002007623 | 328.6667 | 338.6667
95 | 2002007623 | 328.3333 | 338.3333
96 | 2002007623 | 328 | 338
97 | 2002007623 | 327.6667 | 337.6667
98 | 2002007623 | 327.3333 | 337.3333
99 | 2002007623 | 327 | 337
100 | 2002007623 | 328.6667 | 338.6667
101 | 2002007623 | 330.3333 | 340.3333
102 | 2002007623 | 332 | 342
103 | 2002007623 | 334.3333 | 344.3333
104 | 2002007623 | 336.6667 | 346.6667
105 | 2002007623 | 339 | 349
106 | 2002007623 | 339.3333 | 349.3333
107 | 2002007623 | 339.6667 | 349.6667
108 | 2002007623 | 340 | 350
109 | 2002007623 | 342.3333 | 352.3333
110 | 2002007623 | 344.6667 | 354.6667
111 | 2002007623 | 347 | 357
112 | 2002007623 | 349.6667 | 359.6667
113 | 2002007623 | 352.3333 | 362.3333
114 | 2002007623 | 355 | 365
115 | 2002007623 | 360.3333 | 370.3333
116 | 2002007623 | 365.6667 | 375.6667
117 | 2002007623 | 371 | 381
118 | 2002007623 | 373.6667 | 383.6667
119 | 2002007623 | 376.3333 | 386.3333
120 | 2002007623 | 379 | 389
121 | 2002007623 | 383.3333 | 393.3333
122 | 2002007623 | 387.6667 | 377.6667
123 | 2002007623 | 392 | 382
124 | 2002007623 | 395.3333 | 385.3333
125 | 2002007623 | 398.6667 | 388.6667
126 | 2002007623 | 402 | 392
127 | 2002007623 | 404.3333 | 394.3333
128 | 2002007623 | 406.6667 | 396.6667
129 | 2002007623 | 409 | 399
130 | 2002007623 | 409 | 399
131 | 2002007623 | 409 | 399
132 | 2002007623 | 409 | 399
133 | 2002007623 | 408.3333 | 398.3333
134 | 2002007623 | 407.6667 | 397.6667
135 | 2002007623 | 407 | 397
136 | 2002007623 | 407 | 397
137 | 2002007623 | 407 | 397
138 | 2002007623 | 407 | 397
139 | 2002007623 | 407 | 397
140 | 2002007623 | 407 | 397
141 | 2002007623 | 407 | 397
142 | 2002007623 | 406 | 396
143 | 2002007623 | 405 | 395
0 | 2006002538 | 343 | 333
1 | 2006002538 | 344 | 334
2 | 2006002538 | 345 | 335
3 | 2006002538 | 346 | 336
4 | 2006002538 | 348 | 338
5 | 2006002538 | 350 | 340
6 | 2006002538 | 352 | 342
7 | 2006002538 | 353 | 343
8 | 2006002538 | 354 | 344
9 | 2006002538 | 355 | 345
10 | 2006002538 | 356.6667 | 346.6667
11 | 2006002538 | 358.3333 | 348.3333
12 | 2006002538 | 360 | 350
13 | 2006002538 | 363.6667 | 353.6667
14 | 2006002538 | 367.3333 | 357.3333
15 | 2006002538 | 371 | 361
16 | 2006002538 | 373.3333 | 363.3333
17 | 2006002538 | 375.6667 | 365.6667
18 | 2006002538 | 378 | 368
19 | 2006002538 | 378.6667 | 368.6667
20 | 2006002538 | 379.3333 | 369.3333
21 | 2006002538 | 380 | 370
22 | 2006002538 | 381.3333 | 371.3333
23 | 2006002538 | 382.6667 | 372.6667
24 | 2006002538 | 384 | 374
25 | 2006002538 | 385.3333 | 375.3333
26 | 2006002538 | 386.6667 | 376.6667
27 | 2006002538 | 388 | 378
28 | 2006002538 | 387 | 377
29 | 2006002538 | 386 | 376
30 | 2006002538 | 385 | 375
31 | 2006002538 | 383 | 373
32 | 2006002538 | 381 | 371
33 | 2006002538 | 379 | 369
34 | 2006002538 | 378.3333 | 368.3333
35 | 2006002538 | 377.6667 | 367.6667
36 | 2006002538 | 377 | 367
37 | 2006002538 | 377.3333 | 367.3333
38 | 2006002538 | 377.6667 | 367.6667
39 | 2006002538 | 378 | 368
40 | 2006002538 | 379.6667 | 369.6667
41 | 2006002538 | 381.3333 | 371.3333
42 | 2006002538 | 383 | 373
43 | 2006002538 | 385.3333 | 375.3333
44 | 2006002538 | 387.6667 | 377.6667
45 | 2006002538 | 390 | 380
46 | 2006002538 | 391.3333 | 381.3333
47 | 2006002538 | 392.6667 | 382.6667
48 | 2006002538 | 394 | 384
49 | 2006002538 | 393.3333 | 383.3333
50 | 2006002538 | 392.6667 | 382.6667
51 | 2006002538 | 392 | 382
52 | 2006002538 | 387.6667 | 377.6667
53 | 2006002538 | 383.3333 | 373.3333
54 | 2006002538 | 379 | 369
55 | 2006002538 | 372.3333 | 362.3333
56 | 2006002538 | 365.6667 | 355.6667
57 | 2006002538 | 359 | 349
58 | 2006002538 | 353.6667 | 343.6667
59 | 2006002538 | 348.3333 | 338.3333
60 | 2006002538 | 343 | 333
61 | 2006002538 | 338.3333 | 328.3333
62 | 2006002538 | 333.6667 | 323.6667
63 | 2006002538 | 329 | 319
64 | 2006002538 | 326 | 316
65 | 2006002538 | 323 | 313
66 | 2006002538 | 320 | 310
67 | 2006002538 | 318.3333 | 308.3333
68 | 2006002538 | 316.6667 | 306.6667
69 | 2006002538 | 315 | 305
70 | 2006002538 | 315.3333 | 305.3333
71 | 2006002538 | 315.6667 | 305.6667
72 | 2006002538 | 316 | 306
73 | 2006002538 | 316.3333 | 306.3333
74 | 2006002538 | 316.6667 | 306.6667
75 | 2006002538 | 317 | 307
76 | 2006002538 | 316.3333 | 306.3333
77 | 2006002538 | 315.6667 | 305.6667
78 | 2006002538 | 315 | 305
79 | 2006002538 | 314.6667 | 304.6667
80 | 2006002538 | 314.3333 | 304.3333
81 | 2006002538 | 314 | 304
82 | 2006002538 | 316.3333 | 306.3333
83 | 2006002538 | 318.6667 | 308.6667
84 | 2006002538 | 321 | 311
85 | 2006002538 | 323.3333 | 313.3333
86 | 2006002538 | 325.6667 | 315.6667
87 | 2006002538 | 328 | 318
88 | 2006002538 | 328.3333 | 318.3333
89 | 2006002538 | 328.6667 | 318.6667
90 | 2006002538 | 329 | 339
91 | 2006002538 | 329 | 339
92 | 2006002538 | 329 | 339
93 | 2006002538 | 329 | 339
94 | 2006002538 | 328.6667 | 338.6667
95 | 2006002538 | 328.3333 | 338.3333
96 | 2006002538 | 328 | 338
97 | 2006002538 | 327.6667 | 337.6667
98 | 2006002538 | 327.3333 | 337.3333
99 | 2006002538 | 327 | 337
100 | 2006002538 | 328.6667 | 338.6667
101 | 2006002538 | 330.3333 | 340.3333
102 | 2006002538 | 332 | 342
103 | 2006002538 | 334.3333 | 344.3333
104 | 2006002538 | 336.6667 | 346.6667
105 | 2006002538 | 339 | 349
106 | 2006002538 | 339.3333 | 349.3333
107 | 2006002538 | 339.6667 | 349.6667
108 | 2006002538 | 340 | 350
109 | 2006002538 | 342.3333 | 352.3333
110 | 2006002538 | 344.6667 | 354.6667
111 | 2006002538 | 347 | 357
112 | 2006002538 | 349.6667 | 359.6667
113 | 2006002538 | 352.3333 | 362.3333
114 | 2006002538 | 355 | 365
115 | 2006002538 | 360.3333 | 370.3333
116 | 2006002538 | 365.6667 | 375.6667
117 | 2006002538 | 371 | 381
118 | 2006002538 | 373.6667 | 383.6667
119 | 2006002538 | 376.3333 | 386.3333
120 | 2006002538 | 379 | 389
121 | 2006002538 | 383.3333 | 393.3333
122 | 2006002538 | 387.6667 | 377.6667
123 | 2006002538 | 392 | 382
124 | 2006002538 | 395.3333 | 385.3333
125 | 2006002538 | 398.6667 | 388.6667
126 | 2006002538 | 402 | 392
127 | 2006002538 | 404.3333 | 394.3333
128 | 2006002538 | 406.6667 | 396.6667
129 | 2006002538 | 409 | 399
130 | 2006002538 | 409 | 399
131 | 2006002538 | 409 | 399
132 | 2006002538 | 409 | 399
133 | 2006002538 | 408.3333 | 398.3333
134 | 2006002538 | 407.6667 | 397.6667
135 | 2006002538 | 407 | 397
136 | 2006002538 | 407 | 397
137 | 2006002538 | 407 | 397
138 | 2006002538 | 407 | 397
139 | 2006002538 | 407 | 397
140 | 2006002538 | 407 | 397
141 | 2006002538 | 407 | 397
142 | 2006002538 | 406 | 396
143 | 2006002538 | 405 | 395
0 | 2003009890 | 343 | 333
1 | 2003009890 | 344 | 334
2 | 2003009890 | 345 | 335
3 | 2003009890 | 346 | 336
4 | 2003009890 | 348 | 338
5 | 2003009890 | 350 | 340
6 | 2003009890 | 352 | 342
7 | 2003009890 | 353 | 343
8 | 2003009890 | 354 | 344
9 | 2003009890 | 355 | 345
10 | 2003009890 | 356.6667 | 346.6667
11 | 2003009890 | 358.3333 | 348.3333
12 | 2003009890 | 360 | 350
13 | 2003009890 | 363.6667 | 353.6667
14 | 2003009890 | 367.3333 | 357.3333
15 | 2003009890 | 371 | 361
16 | 2003009890 | 373.3333 | 363.3333
17 | 2003009890 | 375.6667 | 365.6667
18 | 2003009890 | 378 | 368
19 | 2003009890 | 378.6667 | 368.6667
20 | 2003009890 | 379.3333 | 369.3333
21 | 2003009890 | 380 | 370
22 | 2003009890 | 381.3333 | 371.3333
23 | 2003009890 | 382.6667 | 372.6667
24 | 2003009890 | 384 | 374
25 | 2003009890 | 385.3333 | 375.3333
26 | 2003009890 | 386.6667 | 376.6667
27 | 2003009890 | 388 | 378
28 | 2003009890 | 387 | 377
29 | 2003009890 | 386 | 376
30 | 2003009890 | 385 | 375
31 | 2003009890 | 383 | 373
32 | 2003009890 | 381 | 371
33 | 2003009890 | 379 | 369
34 | 2003009890 | 378.3333 | 368.3333
35 | 2003009890 | 377.6667 | 367.6667
36 | 2003009890 | 377 | 367
37 | 2003009890 | 377.3333 | 367.3333
38 | 2003009890 | 377.6667 | 367.6667
39 | 2003009890 | 378 | 368
40 | 2003009890 | 379.6667 | 369.6667
41 | 2003009890 | 381.3333 | 371.3333
42 | 2003009890 | 383 | 373
43 | 2003009890 | 385.3333 | 375.3333
44 | 2003009890 | 387.6667 | 377.6667
45 | 2003009890 | 390 | 380
46 | 2003009890 | 391.3333 | 381.3333
47 | 2003009890 | 392.6667 | 382.6667
48 | 2003009890 | 394 | 384
49 | 2003009890 | 393.3333 | 383.3333
50 | 2003009890 | 392.6667 | 382.6667
51 | 2003009890 | 392 | 382
52 | 2003009890 | 387.6667 | 377.6667
53 | 2003009890 | 383.3333 | 373.3333
54 | 2003009890 | 379 | 369
55 | 2003009890 | 372.3333 | 362.3333
56 | 2003009890 | 365.6667 | 355.6667
57 | 2003009890 | 359 | 349
58 | 2003009890 | 353.6667 | 343.6667
59 | 2003009890 | 348.3333 | 338.3333
60 | 2003009890 | 343 | 333
61 | 2003009890 | 338.3333 | 328.3333
62 | 2003009890 | 333.6667 | 323.6667
63 | 2003009890 | 329 | 319
64 | 2003009890 | 326 | 316
65 | 2003009890 | 323 | 313
66 | 2003009890 | 320 | 310
67 | 2003009890 | 318.3333 | 308.3333
68 | 2003009890 | 316.6667 | 306.6667
69 | 2003009890 | 315 | 305
70 | 2003009890 | 315.3333 | 305.3333
71 | 2003009890 | 315.6667 | 305.6667
72 | 2003009890 | 316 | 306
73 | 2003009890 | 316.3333 | 306.3333
74 | 2003009890 | 316.6667 | 306.6667
75 | 2003009890 | 317 | 307
76 | 2003009890 | 316.3333 | 306.3333
77 | 2003009890 | 315.6667 | 305.6667
78 | 2003009890 | 315 | 305
79 | 2003009890 | 314.6667 | 304.6667
80 | 2003009890 | 314.3333 | 304.3333
81 | 2003009890 | 314 | 304
82 | 2003009890 | 316.3333 | 306.3333
83 | 2003009890 | 318.6667 | 308.6667
84 | 2003009890 | 321 | 311
85 | 2003009890 | 323.3333 | 313.3333
86 | 2003009890 | 325.6667 | 315.6667
87 | 2003009890 | 328 | 318
88 | 2003009890 | 328.3333 | 318.3333
89 | 2003009890 | 328.6667 | 318.6667
90 | 2003009890 | 329 | 339
91 | 2003009890 | 329 | 339
92 | 2003009890 | 329 | 339
93 | 2003009890 | 329 | 339
94 | 2003009890 | 328.6667 | 338.6667
95 | 2003009890 | 328.3333 | 338.3333
96 | 2003009890 | 328 | 338
97 | 2003009890 | 327.6667 | 337.6667
98 | 2003009890 | 327.3333 | 337.3333
99 | 2003009890 | 327 | 337
100 | 2003009890 | 328.6667 | 338.6667
101 | 2003009890 | 330.3333 | 340.3333
102 | 2003009890 | 332 | 342
103 | 2003009890 | 334.3333 | 344.3333
104 | 2003009890 | 336.6667 | 346.6667
105 | 2003009890 | 339 | 349
106 | 2003009890 | 339.3333 | 349.3333
107 | 2003009890 | 339.6667 | 349.6667
108 | 2003009890 | 340 | 350
109 | 2003009890 | 342.3333 | 352.3333
110 | 2003009890 | 344.6667 | 354.6667
111 | 2003009890 | 347 | 357
112 | 2003009890 | 349.6667 | 359.6667
113 | 2003009890 | 352.3333 | 362.3333
114 | 2003009890 | 355 | 365
115 | 2003009890 | 360.3333 | 370.3333
116 | 2003009890 | 365.6667 | 375.6667
117 | 2003009890 | 371 | 381
118 | 2003009890 | 373.6667 | 383.6667
119 | 2003009890 | 376.3333 | 386.3333
120 | 2003009890 | 379 | 389
121 | 2003009890 | 383.3333 | 393.3333
122 | 2003009890 | 387.6667 | 377.6667
123 | 2003009890 | 392 | 382
124 | 2003009890 | 395.3333 | 385.3333
125 | 2003009890 | 398.6667 | 388.6667
126 | 2003009890 | 402 | 392
127 | 2003009890 | 404.3333 | 394.3333
128 | 2003009890 | 406.6667 | 396.6667
129 | 2003009890 | 409 | 399
130 | 2003009890 | 409 | 399
131 | 2003009890 | 409 | 399
132 | 2003009890 | 409 | 399
133 | 2003009890 | 408.3333 | 398.3333
134 | 2003009890 | 407.6667 | 397.6667
135 | 2003009890 | 407 | 397
136 | 2003009890 | 407 | 397
137 | 2003009890 | 407 | 397
138 | 2003009890 | 407 | 397
139 | 2003009890 | 407 | 397
140 | 2003009890 | 407 | 397
141 | 2003009890 | 407 | 397
142 | 2003009890 | 406 | 396
143 | 2003009890 | 405 | 395
0 | 2009010066 | 343 | 333
1 | 2009010066 | 344 | 334
2 | 2009010066 | 345 | 335
3 | 2009010066 | 346 | 336
4 | 2009010066 | 348 | 338
5 | 2009010066 | 350 | 340
6 | 2009010066 | 352 | 342
7 | 2009010066 | 353 | 343
8 | 2009010066 | 354 | 344
9 | 2009010066 | 355 | 345
10 | 2009010066 | 356.6667 | 346.6667
11 | 2009010066 | 358.3333 | 348.3333
12 | 2009010066 | 360 | 350
13 | 2009010066 | 363.6667 | 353.6667
14 | 2009010066 | 367.3333 | 357.3333
15 | 2009010066 | 371 | 361
16 | 2009010066 | 373.3333 | 363.3333
17 | 2009010066 | 375.6667 | 365.6667
18 | 2009010066 | 378 | 368
19 | 2009010066 | 378.6667 | 368.6667
20 | 2009010066 | 379.3333 | 369.3333
21 | 2009010066 | 380 | 370
22 | 2009010066 | 381.3333 | 371.3333
23 | 2009010066 | 382.6667 | 372.6667
24 | 2009010066 | 384 | 374
25 | 2009010066 | 385.3333 | 375.3333
26 | 2009010066 | 386.6667 | 376.6667
27 | 2009010066 | 388 | 378
28 | 2009010066 | 387 | 377
29 | 2009010066 | 386 | 376
30 | 2009010066 | 385 | 375
31 | 2009010066 | 383 | 373
32 | 2009010066 | 381 | 371
33 | 2009010066 | 379 | 369
34 | 2009010066 | 378.3333 | 368.3333
35 | 2009010066 | 377.6667 | 367.6667
36 | 2009010066 | 377 | 367
37 | 2009010066 | 377.3333 | 367.3333
38 | 2009010066 | 377.6667 | 367.6667
39 | 2009010066 | 378 | 368
40 | 2009010066 | 379.6667 | 369.6667
41 | 2009010066 | 381.3333 | 371.3333
42 | 2009010066 | 383 | 373
43 | 2009010066 | 385.3333 | 375.3333
44 | 2009010066 | 387.6667 | 377.6667
45 | 2009010066 | 390 | 380
46 | 2009010066 | 391.3333 | 381.3333
47 | 2009010066 | 392.6667 | 382.6667
48 | 2009010066 | 394 | 384
49 | 2009010066 | 393.3333 | 383.3333
50 | 2009010066 | 392.6667 | 382.6667
51 | 2009010066 | 392 | 382
52 | 2009010066 | 387.6667 | 377.6667
53 | 2009010066 | 383.3333 | 373.3333
54 | 2009010066 | 379 | 369
55 | 2009010066 | 372.3333 | 362.3333
56 | 2009010066 | 365.6667 | 355.6667
57 | 2009010066 | 359 | 349
58 | 2009010066 | 353.6667 | 343.6667
59 | 2009010066 | 348.3333 | 338.3333
60 | 2009010066 | 343 | 333
61 | 2009010066 | 338.3333 | 328.3333
62 | 2009010066 | 333.6667 | 323.6667
63 | 2009010066 | 329 | 319
64 | 2009010066 | 326 | 316
65 | 2009010066 | 323 | 313
66 | 2009010066 | 320 | 310
67 | 2009010066 | 318.3333 | 308.3333
68 | 2009010066 | 316.6667 | 306.6667
69 | 2009010066 | 315 | 305
70 | 2009010066 | 315.3333 | 305.3333
71 | 2009010066 | 315.6667 | 305.6667
72 | 2009010066 | 316 | 306
73 | 2009010066 | 316.3333 | 306.3333
74 | 2009010066 | 316.6667 | 306.6667
75 | 2009010066 | 317 | 307
76 | 2009010066 | 316.3333 | 306.3333
77 | 2009010066 | 315.6667 | 305.6667
78 | 2009010066 | 315 | 305
79 | 2009010066 | 314.6667 | 304.6667
80 | 2009010066 | 314.3333 | 304.3333
81 | 2009010066 | 314 | 304
82 | 2009010066 | 316.3333 | 306.3333
83 | 2009010066 | 318.6667 | 308.6667
84 | 2009010066 | 321 | 311
85 | 2009010066 | 323.3333 | 313.3333
86 | 2009010066 | 325.6667 | 315.6667
87 | 2009010066 | 328 | 318
88 | 2009010066 | 328.3333 | 318.3333
89 | 2009010066 | 328.6667 | 318.6667
90 | 2009010066 | 329 | 339
91 | 2009010066 | 329 | 339
92 | 2009010066 | 329 | 339
93 | 2009010066 | 329 | 339
94 | 2009010066 | 328.6667 | 338.6667
95 | 2009010066 | 328.3333 | 338.3333
96 | 2009010066 | 328 | 338
97 | 2009010066 | 327.6667 | 337.6667
98 | 2009010066 | 327.3333 | 337.3333
99 | 2009010066 | 327 | 337
100 | 2009010066 | 328.6667 | 338.6667
101 | 2009010066 | 330.3333 | 340.3333
102 | 2009010066 | 332 | 342
103 | 2009010066 | 334.3333 | 344.3333
104 | 2009010066 | 336.6667 | 346.6667
105 | 2009010066 | 339 | 349
106 | 2009010066 | 339.3333 | 349.3333
107 | 2009010066 | 339.6667 | 349.6667
108 | 2009010066 | 340 | 350
109 | 2009010066 | 342.3333 | 352.3333
110 | 2009010066 | 344.6667 | 354.6667
111 | 2009010066 | 347 | 357
112 | 2009010066 | 349.6667 | 359.6667
113 | 2009010066 | 352.3333 | 362.3333
114 | 2009010066 | 355 | 365
115 | 2009010066 | 360.3333 | 370.3333
116 | 2009010066 | 365.6667 | 375.6667
117 | 2009010066 | 371 | 381
118 | 2009010066 | 373.6667 | 383.6667
119 | 2009010066 | 376.3333 | 386.3333
120 | 2009010066 | 379 | 389
121 | 2009010066 | 383.3333 | 393.3333
122 | 2009010066 | 387.6667 | 377.6667
123 | 2009010066 | 392 | 382
124 | 2009010066 | 395.3333 | 385.3333
125 | 2009010066 | 398.6667 | 388.6667
126 | 2009010066 | 402 | 392
127 | 2009010066 | 404.3333 | 394.3333
128 | 2009010066 | 406.6667 | 396.6667
129 | 2009010066 | 409 | 399
130 | 2009010066 | 409 | 399
131 | 2009010066 | 409 | 399
132 | 2009010066 | 409 | 399
133 | 2009010066 | 408.3333 | 398.3333
134 | 2009010066 | 407.6667 | 397.6667
135 | 2009010066 | 407 | 397
136 | 2009010066 | 407 | 397
137 | 2009010066 | 407 | 397
138 | 2009010066 | 407 | 397
139 | 2009010066 | 407 | 397
140 | 2009010066 | 407 | 397
141 | 2009010066 | 407 | 397
142 | 2009010066 | 406 | 396
143 | 2009010066 | 405 | 395
0 | 2006003943 | 343 | 333
1 | 2006003943 | 344 | 334
2 | 2006003943 | 345 | 335
3 | 2006003943 | 346 | 336
4 | 2006003943 | 348 | 338
5 | 2006003943 | 350 | 340
6 | 2006003943 | 352 | 342
7 | 2006003943 | 353 | 343
8 | 2006003943 | 354 | 344
9 | 2006003943 | 355 | 345
10 | 2006003943 | 356.6667 | 346.6667
11 | 2006003943 | 358.3333 | 348.3333
12 | 2006003943 | 360 | 350
13 | 2006003943 | 363.6667 | 353.6667
14 | 2006003943 | 367.3333 | 357.3333
15 | 2006003943 | 371 | 361
16 | 2006003943 | 373.3333 | 363.3333
17 | 2006003943 | 375.6667 | 365.6667
18 | 2006003943 | 378 | 368
19 | 2006003943 | 378.6667 | 368.6667
20 | 2006003943 | 379.3333 | 369.3333
21 | 2006003943 | 380 | 370
22 | 2006003943 | 381.3333 | 371.3333
23 | 2006003943 | 382.6667 | 372.6667
24 | 2006003943 | 384 | 374
25 | 2006003943 | 385.3333 | 375.3333
26 | 2006003943 | 386.6667 | 376.6667
27 | 2006003943 | 388 | 378
28 | 2006003943 | 387 | 377
29 | 2006003943 | 386 | 376
30 | 2006003943 | 385 | 375
31 | 2006003943 | 383 | 373
32 | 2006003943 | 381 | 371
33 | 2006003943 | 379 | 369
34 | 2006003943 | 378.3333 | 368.3333
35 | 2006003943 | 377.6667 | 367.6667
36 | 2006003943 | 377 | 367
37 | 2006003943 | 377.3333 | 367.3333
38 | 2006003943 | 377.6667 | 367.6667
39 | 2006003943 | 378 | 368
40 | 2006003943 | 379.6667 | 369.6667
41 | 2006003943 | 381.3333 | 371.3333
42 | 2006003943 | 383 | 373
43 | 2006003943 | 385.3333 | 375.3333
44 | 2006003943 | 387.6667 | 377.6667
45 | 2006003943 | 390 | 380
46 | 2006003943 | 391.3333 | 381.3333
47 | 2006003943 | 392.6667 | 382.6667
48 | 2006003943 | 394 | 384
49 | 2006003943 | 393.3333 | 383.3333
50 | 2006003943 | 392.6667 | 382.6667
51 | 2006003943 | 392 | 382
52 | 2006003943 | 387.6667 | 377.6667
53 | 2006003943 | 383.3333 | 373.3333
54 | 2006003943 | 379 | 369
55 | 2006003943 | 372.3333 | 362.3333
56 | 2006003943 | 365.6667 | 355.6667
57 | 2006003943 | 359 | 349
58 | 2006003943 | 353.6667 | 343.6667
59 | 2006003943 | 348.3333 | 338.3333
60 | 2006003943 | 343 | 333
61 | 2006003943 | 338.3333 | 328.3333
62 | 2006003943 | 333.6667 | 323.6667
63 | 2006003943 | 329 | 319
64 | 2006003943 | 326 | 316
65 | 2006003943 | 323 | 313
66 | 2006003943 | 320 | 310
67 | 2006003943 | 318.3333 | 308.3333
68 | 2006003943 | 316.6667 | 306.6667
69 | 2006003943 | 315 | 305
70 | 2006003943 | 315.3333 | 305.3333
71 | 2006003943 | 315.6667 | 305.6667
72 | 2006003943 | 316 | 306
73 | 2006003943 | 316.3333 | 306.3333
74 | 2006003943 | 316.6667 | 306.6667
75 | 2006003943 | 317 | 307
76 | 2006003943 | 316.3333 | 306.3333
77 | 2006003943 | 315.6667 | 305.6667
78 | 2006003943 | 315 | 305
79 | 2006003943 | 314.6667 | 304.6667
80 | 2006003943 | 314.3333 | 304.3333
81 | 2006003943 | 314 | 304
82 | 2006003943 | 316.3333 | 306.3333
83 | 2006003943 | 318.6667 | 308.6667
84 | 2006003943 | 321 | 311
85 | 2006003943 | 323.3333 | 313.3333
86 | 2006003943 | 325.6667 | 315.6667
87 | 2006003943 | 328 | 318
88 | 2006003943 | 328.3333 | 318.3333
89 | 2006003943 | 328.6667 | 318.6667
90 | 2006003943 | 329 | 339
91 | 2006003943 | 329 | 339
92 | 2006003943 | 329 | 339
93 | 2006003943 | 329 | 339
94 | 2006003943 | 328.6667 | 338.6667
95 | 2006003943 | 328.3333 | 338.3333
96 | 2006003943 | 328 | 338
97 | 2006003943 | 327.6667 | 337.6667
98 | 2006003943 | 327.3333 | 337.3333
99 | 2006003943 | 327 | 337
100 | 2006003943 | 328.6667 | 338.6667
101 | 2006003943 | 330.3333 | 340.3333
102 | 2006003943 | 332 | 342
103 | 2006003943 | 334.3333 | 344.3333
104 | 2006003943 | 336.6667 | 346.6667
105 | 2006003943 | 339 | 349
106 | 2006003943 | 339.3333 | 349.3333
107 | 2006003943 | 339.6667 | 349.6667
108 | 2006003943 | 340 | 350
109 | 2006003943 | 342.3333 | 352.3333
110 | 2006003943 | 344.6667 | 354.6667
111 | 2006003943 | 347 | 357
112 | 2006003943 | 349.6667 | 359.6667
113 | 2006003943 | 352.3333 | 362.3333
114 | 2006003943 | 355 | 365
115 | 2006003943 | 360.3333 | 370.3333
116 | 2006003943 | 365.6667 | 375.6667
117 | 2006003943 | 371 | 381
118 | 2006003943 | 373.6667 | 383.6667
119 | 2006003943 | 376.3333 | 386.3333
120 | 2006003943 | 379 | 389
121 | 2006003943 | 383.3333 | 393.3333
122 | 2006003943 | 387.6667 | 377.6667
123 | 2006003943 | 392 | 382
124 | 2006003943 | 395.3333 | 385.3333
125 | 2006003943 | 398.6667 | 388.6667
126 | 2006003943 | 402 | 392
127 | 2006003943 | 404.3333 | 394.3333
128 | 2006003943 | 406.6667 | 396.6667
129 | 2006003943 | 409 | 399
130 | 2006003943 | 409 | 399
131 | 2006003943 | 409 | 399
132 | 2006003943 | 409 | 399
133 | 2006003943 | 408.3333 | 398.3333
134 | 2006003943 | 407.6667 | 397.6667
135 | 2006003943 | 407 | 397
136 | 2006003943 | 407 | 397
137 | 2006003943 | 407 | 397
138 | 2006003943 | 407 | 397
139 | 2006003943 | 407 | 397
140 | 2006003943 | 407 | 397
141 | 2006003943 | 407 | 397
142 | 2006003943 | 406 | 396
143 | 2006003943 | 405 | 395
0 | 2004001913 | 343 | 333
1 | 2004001913 | 344 | 334
2 | 2004001913 | 345 | 335
3 | 2004001913 | 346 | 336
4 | 2004001913 | 348 | 338
5 | 2004001913 | 350 | 340
6 | 2004001913 | 352 | 342
7 | 2004001913 | 353 | 343
8 | 2004001913 | 354 | 344
9 | 2004001913 | 355 | 345
10 | 2004001913 | 356.6667 | 346.6667
11 | 2004001913 | 358.3333 | 348.3333
12 | 2004001913 | 360 | 350
13 | 2004001913 | 363.6667 | 353.6667
14 | 2004001913 | 367.3333 | 357.3333
15 | 2004001913 | 371 | 361
16 | 2004001913 | 373.3333 | 363.3333
17 | 2004001913 | 375.6667 | 365.6667
18 | 2004001913 | 378 | 368
19 | 2004001913 | 378.6667 | 368.6667
20 | 2004001913 | 379.3333 | 369.3333
21 | 2004001913 | 380 | 370
22 | 2004001913 | 381.3333 | 371.3333
23 | 2004001913 | 382.6667 | 372.6667
24 | 2004001913 | 384 | 374
25 | 2004001913 | 385.3333 | 375.3333
26 | 2004001913 | 386.6667 | 376.6667
27 | 2004001913 | 388 | 378
28 | 2004001913 | 387 | 377
29 | 2004001913 | 386 | 376
30 | 2004001913 | 385 | 375
31 | 2004001913 | 383 | 373
32 | 2004001913 | 381 | 371
33 | 2004001913 | 379 | 369
34 | 2004001913 | 378.3333 | 368.3333
35 | 2004001913 | 377.6667 | 367.6667
36 | 2004001913 | 377 | 367
37 | 2004001913 | 377.3333 | 367.3333
38 | 2004001913 | 377.6667 | 367.6667
39 | 2004001913 | 378 | 368
40 | 2004001913 | 379.6667 | 369.6667
41 | 2004001913 | 381.3333 | 371.3333
42 | 2004001913 | 383 | 373
43 | 2004001913 | 385.3333 | 375.3333
44 | 2004001913 | 387.6667 | 377.6667
45 | 2004001913 | 390 | 380
46 | 2004001913 | 391.3333 | 381.3333
47 | 2004001913 | 392.6667 | 382.6667
48 | 2004001913 | 394 | 384
49 | 2004001913 | 393.3333 | 383.3333
50 | 2004001913 | 392.6667 | 382.6667
51 | 2004001913 | 392 | 382
52 | 2004001913 | 387.6667 | 377.6667
53 | 2004001913 | 383.3333 | 373.3333
54 | 2004001913 | 379 | 369
55 | 2004001913 | 372.3333 | 362.3333
56 | 2004001913 | 365.6667 | 355.6667
57 | 2004001913 | 359 | 349
58 | 2004001913 | 353.6667 | 343.6667
59 | 2004001913 | 348.3333 | 338.3333
60 | 2004001913 | 343 | 333
61 | 2004001913 | 338.3333 | 328.3333
62 | 2004001913 | 333.6667 | 323.6667
63 | 2004001913 | 329 | 319
64 | 2004001913 | 326 | 316
65 | 2004001913 | 323 | 313
66 | 2004001913 | 320 | 310
67 | 2004001913 | 318.3333 | 308.3333
68 | 2004001913 | 316.6667 | 306.6667
69 | 2004001913 | 315 | 305
70 | 2004001913 | 315.3333 | 305.3333
71 | 2004001913 | 315.6667 | 305.6667
72 | 2004001913 | 316 | 306
73 | 2004001913 | 316.3333 | 306.3333
74 | 2004001913 | 316.6667 | 306.6667
75 | 2004001913 | 317 | 307
76 | 2004001913 | 316.3333 | 306.3333
77 | 2004001913 | 315.6667 | 305.6667
78 | 2004001913 | 315 | 305
79 | 2004001913 | 314.6667 | 304.6667
80 | 2004001913 | 314.3333 | 304.3333
81 | 2004001913 | 314 | 304
82 | 2004001913 | 316.3333 | 306.3333
83 | 2004001913 | 318.6667 | 308.6667
84 | 2004001913 | 321 | 311
85 | 2004001913 | 323.3333 | 313.3333
86 | 2004001913 | 325.6667 | 315.6667
87 | 2004001913 | 328 | 318
88 | 2004001913 | 328.3333 | 318.3333
89 | 2004001913 | 328.6667 | 318.6667
90 | 2004001913 | 329 | 339
91 | 2004001913 | 329 | 339
92 | 2004001913 | 329 | 339
93 | 2004001913 | 329 | 339
94 | 2004001913 | 328.6667 | 338.6667
95 | 2004001913 | 328.3333 | 338.3333
96 | 2004001913 | 328 | 338
97 | 2004001913 | 327.6667 | 337.6667
98 | 2004001913 | 327.3333 | 337.3333
99 | 2004001913 | 327 | 337
100 | 2004001913 | 328.6667 | 338.6667
101 | 2004001913 | 330.3333 | 340.3333
102 | 2004001913 | 332 | 342
103 | 2004001913 | 334.3333 | 344.3333
104 | 2004001913 | 336.6667 | 346.6667
105 | 2004001913 | 339 | 349
106 | 2004001913 | 339.3333 | 349.3333
107 | 2004001913 | 339.6667 | 349.6667
108 | 2004001913 | 340 | 350
109 | 2004001913 | 342.3333 | 352.3333
110 | 2004001913 | 344.6667 | 354.6667
111 | 2004001913 | 347 | 357
112 | 2004001913 | 349.6667 | 359.6667
113 | 2004001913 | 352.3333 | 362.3333
114 | 2004001913 | 355 | 365
115 | 2004001913 | 360.3333 | 370.3333
116 | 2004001913 | 365.6667 | 375.6667
117 | 2004001913 | 371 | 381
118 | 2004001913 | 373.6667 | 383.6667
119 | 2004001913 | 376.3333 | 386.3333
120 | 2004001913 | 379 | 389
121 | 2004001913 | 383.3333 | 393.3333
122 | 2004001913 | 387.6667 | 377.6667
123 | 2004001913 | 392 | 382
124 | 2004001913 | 395.3333 | 385.3333
125 | 2004001913 | 398.6667 | 388.6667
126 | 2004001913 | 402 | 392
127 | 2004001913 | 404.3333 | 394.3333
128 | 2004001913 | 406.6667 | 396.6667
129 | 2004001913 | 409 | 399
130 | 2004001913 | 409 | 399
131 | 2004001913 | 409 | 399
132 | 2004001913 | 409 | 399
133 | 2004001913 | 408.3333 | 398.3333
134 | 2004001913 | 407.6667 | 397.6667
135 | 2004001913 | 407 | 397
136 | 2004001913 | 407 | 397
137 | 2004001913 | 407 | 397
138 | 2004001913 | 407 | 397
139 | 2004001913 | 407 | 397
140 | 2004001913 | 407 | 397
141 | 2004001913 | 407 | 397
142 | 2004001913 | 406 | 396
143 | 2004001913 | 405 | 395
0 | 2013007645 | 343 | 333
1 | 2013007645 | 344 | 334
2 | 2013007645 | 345 | 335
3 | 2013007645 | 346 | 336
4 | 2013007645 | 348 | 338
5 | 2013007645 | 350 | 340
6 | 2013007645 | 352 | 342
7 | 2013007645 | 353 | 343
8 | 2013007645 | 354 | 344
9 | 2013007645 | 355 | 345
10 | 2013007645 | 356.6667 | 346.6667
11 | 2013007645 | 358.3333 | 348.3333
12 | 2013007645 | 360 | 350
13 | 2013007645 | 363.6667 | 353.6667
14 | 2013007645 | 367.3333 | 357.3333
15 | 2013007645 | 371 | 361
16 | 2013007645 | 373.3333 | 363.3333
17 | 2013007645 | 375.6667 | 365.6667
18 | 2013007645 | 378 | 368
19 | 2013007645 | 378.6667 | 368.6667
20 | 2013007645 | 379.3333 | 369.3333
21 | 2013007645 | 380 | 370
22 | 2013007645 | 381.3333 | 371.3333
23 | 2013007645 | 382.6667 | 372.6667
24 | 2013007645 | 384 | 374
25 | 2013007645 | 385.3333 | 375.3333
26 | 2013007645 | 386.6667 | 376.6667
27 | 2013007645 | 388 | 378
28 | 2013007645 | 387 | 377
29 | 2013007645 | 386 | 376
30 | 2013007645 | 385 | 375
31 | 2013007645 | 383 | 373
32 | 2013007645 | 381 | 371
33 | 2013007645 | 379 | 369
34 | 2013007645 | 378.3333 | 368.3333
35 | 2013007645 | 377.6667 | 367.6667
36 | 2013007645 | 377 | 367
37 | 2013007645 | 377.3333 | 367.3333
38 | 2013007645 | 377.6667 | 367.6667
39 | 2013007645 | 378 | 368
40 | 2013007645 | 379.6667 | 369.6667
41 | 2013007645 | 381.3333 | 371.3333
42 | 2013007645 | 383 | 373
43 | 2013007645 | 385.3333 | 375.3333
44 | 2013007645 | 387.6667 | 377.6667
45 | 2013007645 | 390 | 380
46 | 2013007645 | 391.3333 | 381.3333
47 | 2013007645 | 392.6667 | 382.6667
48 | 2013007645 | 394 | 384
49 | 2013007645 | 393.3333 | 383.3333
50 | 2013007645 | 392.6667 | 382.6667
51 | 2013007645 | 392 | 382
52 | 2013007645 | 387.6667 | 377.6667
53 | 2013007645 | 383.3333 | 373.3333
54 | 2013007645 | 379 | 369
55 | 2013007645 | 372.3333 | 362.3333
56 | 2013007645 | 365.6667 | 355.6667
57 | 2013007645 | 359 | 349
58 | 2013007645 | 353.6667 | 343.6667
59 | 2013007645 | 348.3333 | 338.3333
60 | 2013007645 | 343 | 333
61 | 2013007645 | 338.3333 | 328.3333
62 | 2013007645 | 333.6667 | 323.6667
63 | 2013007645 | 329 | 319
64 | 2013007645 | 326 | 316
65 | 2013007645 | 323 | 313
66 | 2013007645 | 320 | 310
67 | 2013007645 | 318.3333 | 308.3333
68 | 2013007645 | 316.6667 | 306.6667
69 | 2013007645 | 315 | 305
70 | 2013007645 | 315.3333 | 305.3333
71 | 2013007645 | 315.6667 | 305.6667
72 | 2013007645 | 316 | 306
73 | 2013007645 | 316.3333 | 306.3333
74 | 2013007645 | 316.6667 | 306.6667
75 | 2013007645 | 317 | 307
76 | 2013007645 | 316.3333 | 306.3333
77 | 2013007645 | 315.6667 | 305.6667
78 | 2013007645 | 315 | 305
79 | 2013007645 | 314.6667 | 304.6667
80 | 2013007645 | 314.3333 | 304.3333
81 | 2013007645 | 314 | 304
82 | 2013007645 | 316.3333 | 306.3333
83 | 2013007645 | 318.6667 | 308.6667
84 | 2013007645 | 321 | 311
85 | 2013007645 | 323.3333 | 313.3333
86 | 2013007645 | 325.6667 | 315.6667
87 | 2013007645 | 328 | 318
88 | 2013007645 | 328.3333 | 318.3333
89 | 2013007645 | 328.6667 | 318.6667
90 | 2013007645 | 329 | 339
91 | 2013007645 | 329 | 339
92 | 2013007645 | 329 | 339
93 | 2013007645 | 329 | 339
94 | 2013007645 | 328.6667 | 338.6667
95 | 2013007645 | 328.3333 | 338.3333
96 | 2013007645 | 328 | 338
97 | 2013007645 | 327.6667 | 337.6667
98 | 2013007645 | 327.3333 | 337.3333
99 | 2013007645 | 327 | 337
100 | 2013007645 | 328.6667 | 338.6667
101 | 2013007645 | 330.3333 | 340.3333
102 | 2013007645 | 332 | 342
103 | 2013007645 | 334.3333 | 344.3333
104 | 2013007645 | 336.6667 | 346.6667
105 | 2013007645 | 339 | 349
106 | 2013007645 | 339.3333 | 349.3333
107 | 2013007645 | 339.6667 | 349.6667
108 | 2013007645 | 340 | 350
109 | 2013007645 | 342.3333 | 352.3333
110 | 2013007645 | 344.6667 | 354.6667
111 | 2013007645 | 347 | 357
112 | 2013007645 | 349.6667 | 359.6667
113 | 2013007645 | 352.3333 | 362.3333
114 | 2013007645 | 355 | 365
115 | 2013007645 | 360.3333 | 370.3333
116 | 2013007645 | 365.6667 | 375.6667
117 | 2013007645 | 371 | 381
118 | 2013007645 | 373.6667 | 383.6667
119 | 2013007645 | 376.3333 | 386.3333
120 | 2013007645 | 379 | 389
121 | 2013007645 | 383.3333 | 393.3333
122 | 2013007645 | 387.6667 | 377.6667
123 | 2013007645 | 392 | 382
124 | 2013007645 | 395.3333 | 385.3333
125 | 2013007645 | 398.6667 | 388.6667
126 | 2013007645 | 402 | 392
127 | 2013007645 | 404.3333 | 394.3333
128 | 2013007645 | 406.6667 | 396.6667
129 | 2013007645 | 409 | 399
130 | 2013007645 | 409 | 399
131 | 2013007645 | 409 | 399
132 | 2013007645 | 409 | 399
133 | 2013007645 | 408.3333 | 398.3333
134 | 2013007645 | 407.6667 | 397.6667
135 | 2013007645 | 407 | 397
136 | 2013007645 | 407 | 397
137 | 2013007645 | 407 | 397
138 | 2013007645 | 407 | 397
139 | 2013007645 | 407 | 397
140 | 2013007645 | 407 | 397
141 | 2013007645 | 407 | 397
142 | 2013007645 | 406 | 396
143 | 2013007645 | 405 | 395
0 | 2012002520 | 343 | 333
1 | 2012002520 | 344 | 334
2 | 2012002520 | 345 | 335
3 | 2012002520 | 346 | 336
4 | 2012002520 | 348 | 338
5 | 2012002520 | 350 | 340
6 | 2012002520 | 352 | 342
7 | 2012002520 | 353 | 343
8 | 2012002520 | 354 | 344
9 | 2012002520 | 355 | 345
10 | 2012002520 | 356.6667 | 346.6667
11 | 2012002520 | 358.3333 | 348.3333
12 | 2012002520 | 360 | 350
13 | 2012002520 | 363.6667 | 353.6667
14 | 2012002520 | 367.3333 | 357.3333
15 | 2012002520 | 371 | 361
16 | 2012002520 | 373.3333 | 363.3333
17 | 2012002520 | 375.6667 | 365.6667
18 | 2012002520 | 378 | 368
19 | 2012002520 | 378.6667 | 368.6667
20 | 2012002520 | 379.3333 | 369.3333
21 | 2012002520 | 380 | 370
22 | 2012002520 | 381.3333 | 371.3333
23 | 2012002520 | 382.6667 | 372.6667
24 | 2012002520 | 384 | 374
25 | 2012002520 | 385.3333 | 375.3333
26 | 2012002520 | 386.6667 | 376.6667
27 | 2012002520 | 388 | 378
28 | 2012002520 | 387 | 377
29 | 2012002520 | 386 | 376
30 | 2012002520 | 385 | 375
31 | 2012002520 | 383 | 373
32 | 2012002520 | 381 | 371
33 | 2012002520 | 379 | 369
34 | 2012002520 | 378.3333 | 368.3333
35 | 2012002520 | 377.6667 | 367.6667
36 | 2012002520 | 377 | 367
37 | 2012002520 | 377.3333 | 367.3333
38 | 2012002520 | 377.6667 | 367.6667
39 | 2012002520 | 378 | 368
40 | 2012002520 | 379.6667 | 369.6667
41 | 2012002520 | 381.3333 | 371.3333
42 | 2012002520 | 383 | 373
43 | 2012002520 | 385.3333 | 375.3333
44 | 2012002520 | 387.6667 | 377.6667
45 | 2012002520 | 390 | 380
46 | 2012002520 | 391.3333 | 381.3333
47 | 2012002520 | 392.6667 | 382.6667
48 | 2012002520 | 394 | 384
49 | 2012002520 | 393.3333 | 383.3333
50 | 2012002520 | 392.6667 | 382.6667
51 | 2012002520 | 392 | 382
52 | 2012002520 | 387.6667 | 377.6667
53 | 2012002520 | 383.3333 | 373.3333
54 | 2012002520 | 379 | 369
55 | 2012002520 | 372.3333 | 362.3333
56 | 2012002520 | 365.6667 | 355.6667
57 | 2012002520 | 359 | 349
58 | 2012002520 | 353.6667 | 343.6667
59 | 2012002520 | 348.3333 | 338.3333
60 | 2012002520 | 343 | 333
61 | 2012002520 | 338.3333 | 328.3333
62 | 2012002520 | 333.6667 | 323.6667
63 | 2012002520 | 329 | 319
64 | 2012002520 | 326 | 316
65 | 2012002520 | 323 | 313
66 | 2012002520 | 320 | 310
67 | 2012002520 | 318.3333 | 308.3333
68 | 2012002520 | 316.6667 | 306.6667
69 | 2012002520 | 315 | 305
70 | 2012002520 | 315.3333 | 305.3333
71 | 2012002520 | 315.6667 | 305.6667
72 | 2012002520 | 316 | 306
73 | 2012002520 | 316.3333 | 306.3333
74 | 2012002520 | 316.6667 | 306.6667
75 | 2012002520 | 317 | 307
76 | 2012002520 | 316.3333 | 306.3333
77 | 2012002520 | 315.6667 | 305.6667
78 | 2012002520 | 315 | 305
79 | 2012002520 | 314.6667 | 304.6667
80 | 2012002520 | 314.3333 | 304.3333
81 | 2012002520 | 314 | 304
82 | 2012002520 | 316.3333 | 306.3333
83 | 2012002520 | 318.6667 | 308.6667
84 | 2012002520 | 321 | 311
85 | 2012002520 | 323.3333 | 313.3333
86 | 2012002520 | 325.6667 | 315.6667
87 | 2012002520 | 328 | 318
88 | 2012002520 | 328.3333 | 318.3333
89 | 2012002520 | 328.6667 | 318.6667
90 | 2012002520 | 329 | 339
91 | 2012002520 | 329 | 339
92 | 2012002520 | 329 | 339
93 | 2012002520 | 329 | 339
94 | 2012002520 | 328.6667 | 338.6667
95 | 2012002520 | 328.3333 | 338.3333
96 | 2012002520 | 328 | 338
97 | 2012002520 | 327.6667 | 337.6667
98 | 2012002520 | 327.3333 | 337.3333
99 | 2012002520 | 327 | 337
100 | 2012002520 | 328.6667 | 338.6667
101 | 2012002520 | 330.3333 | 340.3333
102 | 2012002520 | 332 | 342
103 | 2012002520 | 334.3333 | 344.3333
104 | 2012002520 | 336.6667 | 346.6667
105 | 2012002520 | 339 | 349
106 | 2012002520 | 339.3333 | 349.3333
107 | 2012002520 | 339.6667 | 349.6667
108 | 2012002520 | 340 | 350
109 | 2012002520 | 342.3333 | 352.3333
110 | 2012002520 | 344.6667 | 354.6667
111 | 2012002520 | 347 | 357
112 | 2012002520 | 349.6667 | 359.6667
113 | 2012002520 | 352.3333 | 362.3333
114 | 2012002520 | 355 | 365
115 | 2012002520 | 360.3333 | 370.3333
116 | 2012002520 | 365.6667 | 375.6667
117 | 2012002520 | 371 | 381
118 | 2012002520 | 373.6667 | 383.6667
119 | 2012002520 | 376.3333 | 386.3333
120 | 2012002520 | 379 | 389
121 | 2012002520 | 383.3333 | 393.3333
122 | 2012002520 | 387.6667 | 377.6667
123 | 2012002520 | 392 | 382
124 | 2012002520 | 395.3333 | 385.3333
125 | 2012002520 | 398.6667 | 388.6667
126 | 2012002520 | 402 | 392
127 | 2012002520 | 404.3333 | 394.3333
128 | 2012002520 | 406.6667 | 396.6667
129 | 2012002520 | 409 | 399
130 | 2012002520 | 409 | 399
131 | 2012002520 | 409 | 399
132 | 2012002520 | 409 | 399
133 | 2012002520 | 408.3333 | 398.3333
134 | 2012002520 | 407.6667 | 397.6667
135 | 2012002520 | 407 | 397
136 | 2012002520 | 407 | 397
137 | 2012002520 | 407 | 397
138 | 2012002520 | 407 | 397
139 | 2012002520 | 407 | 397
140 | 2012002520 | 407 | 397
141 | 2012002520 | 407 | 397
142 | 2012002520 | 406 | 396
143 | 2012002520 | 405 | 395
0 | 2003003365 | 343 | 333
1 | 2003003365 | 344 | 334
2 | 2003003365 | 345 | 335
3 | 2003003365 | 346 | 336
4 | 2003003365 | 348 | 338
5 | 2003003365 | 350 | 340
6 | 2003003365 | 352 | 342
7 | 2003003365 | 353 | 343
8 | 2003003365 | 354 | 344
9 | 2003003365 | 355 | 345
10 | 2003003365 | 356.6667 | 346.6667
11 | 2003003365 | 358.3333 | 348.3333
12 | 2003003365 | 360 | 350
13 | 2003003365 | 363.6667 | 353.6667
14 | 2003003365 | 367.3333 | 357.3333
15 | 2003003365 | 371 | 361
16 | 2003003365 | 373.3333 | 363.3333
17 | 2003003365 | 375.6667 | 365.6667
18 | 2003003365 | 378 | 368
19 | 2003003365 | 378.6667 | 368.6667
20 | 2003003365 | 379.3333 | 369.3333
21 | 2003003365 | 380 | 370
22 | 2003003365 | 381.3333 | 371.3333
23 | 2003003365 | 382.6667 | 372.6667
24 | 2003003365 | 384 | 374
25 | 2003003365 | 385.3333 | 375.3333
26 | 2003003365 | 386.6667 | 376.6667
27 | 2003003365 | 388 | 378
28 | 2003003365 | 387 | 377
29 | 2003003365 | 386 | 376
30 | 2003003365 | 385 | 375
31 | 2003003365 | 383 | 373
32 | 2003003365 | 381 | 371
33 | 2003003365 | 379 | 369
34 | 2003003365 | 378.3333 | 368.3333
35 | 2003003365 | 377.6667 | 367.6667
36 | 2003003365 | 377 | 367
37 | 2003003365 | 377.3333 | 367.3333
38 | 2003003365 | 377.6667 | 367.6667
39 | 2003003365 | 378 | 368
40 | 2003003365 | 379.6667 | 369.6667
41 | 2003003365 | 381.3333 | 371.3333
42 | 2003003365 | 383 | 373
43 | 2003003365 | 385.3333 | 375.3333
44 | 2003003365 | 387.6667 | 377.6667
45 | 2003003365 | 390 | 380
46 | 2003003365 | 391.3333 | 381.3333
47 | 2003003365 | 392.6667 | 382.6667
48 | 2003003365 | 394 | 384
49 | 2003003365 | 393.3333 | 383.3333
50 | 2003003365 | 392.6667 | 382.6667
51 | 2003003365 | 392 | 382
52 | 2003003365 | 387.6667 | 377.6667
53 | 2003003365 | 383.3333 | 373.3333
54 | 2003003365 | 379 | 369
55 | 2003003365 | 372.3333 | 362.3333
56 | 2003003365 | 365.6667 | 355.6667
57 | 2003003365 | 359 | 349
58 | 2003003365 | 353.6667 | 343.6667
59 | 2003003365 | 348.3333 | 338.3333
60 | 2003003365 | 343 | 333
61 | 2003003365 | 338.3333 | 328.3333
62 | 2003003365 | 333.6667 | 323.6667
63 | 2003003365 | 329 | 319
64 | 2003003365 | 326 | 316
65 | 2003003365 | 323 | 313
66 | 2003003365 | 320 | 310
67 | 2003003365 | 318.3333 | 308.3333
68 | 2003003365 | 316.6667 | 306.6667
69 | 2003003365 | 315 | 305
70 | 2003003365 | 315.3333 | 305.3333
71 | 2003003365 | 315.6667 | 305.6667
72 | 2003003365 | 316 | 306
73 | 2003003365 | 316.3333 | 306.3333
74 | 2003003365 | 316.6667 | 306.6667
75 | 2003003365 | 317 | 307
76 | 2003003365 | 316.3333 | 306.3333
77 | 2003003365 | 315.6667 | 305.6667
78 | 2003003365 | 315 | 305
79 | 2003003365 | 314.6667 | 304.6667
80 | 2003003365 | 314.3333 | 304.3333
81 | 2003003365 | 314 | 304
82 | 2003003365 | 316.3333 | 306.3333
83 | 2003003365 | 318.6667 | 308.6667
84 | 2003003365 | 321 | 311
85 | 2003003365 | 323.3333 | 313.3333
86 | 2003003365 | 325.6667 | 315.6667
87 | 2003003365 | 328 | 318
88 | 2003003365 | 328.3333 | 318.3333
89 | 2003003365 | 328.6667 | 318.6667
90 | 2003003365 | 329 | 339
91 | 2003003365 | 329 | 339
92 | 2003003365 | 329 | 339
93 | 2003003365 | 329 | 339
94 | 2003003365 | 328.6667 | 338.6667
95 | 2003003365 | 328.3333 | 338.3333
96 | 2003003365 | 328 | 338
97 | 2003003365 | 327.6667 | 337.6667
98 | 2003003365 | 327.3333 | 337.3333
99 | 2003003365 | 327 | 337
100 | 2003003365 | 328.6667 | 338.6667
101 | 2003003365 | 330.3333 | 340.3333
102 | 2003003365 | 332 | 342
103 | 2003003365 | 334.3333 | 344.3333
104 | 2003003365 | 336.6667 | 346.6667
105 | 2003003365 | 339 | 349
106 | 2003003365 | 339.3333 | 349.3333
107 | 2003003365 | 339.6667 | 349.6667
108 | 2003003365 | 340 | 350
109 | 2003003365 | 342.3333 | 352.3333
110 | 2003003365 | 344.6667 | 354.6667
111 | 2003003365 | 347 | 357
112 | 2003003365 | 349.6667 | 359.6667
113 | 2003003365 | 352.3333 | 362.3333
114 | 2003003365 | 355 | 365
115 | 2003003365 | 360.3333 | 370.3333
116 | 2003003365 | 365.6667 | 375.6667
117 | 2003003365 | 371 | 381
118 | 2003003365 | 373.6667 | 383.6667
119 | 2003003365 | 376.3333 | 386.3333
120 | 2003003365 | 379 | 389
121 | 2003003365 | 383.3333 | 393.3333
122 | 2003003365 | 387.6667 | 377.6667
123 | 2003003365 | 392 | 382
124 | 2003003365 | 395.3333 | 385.3333
125 | 2003003365 | 398.6667 | 388.6667
126 | 2003003365 | 402 | 392
127 | 2003003365 | 404.3333 | 394.3333
128 | 2003003365 | 406.6667 | 396.6667
129 | 2003003365 | 409 | 399
130 | 2003003365 | 409 | 399
131 | 2003003365 | 409 | 399
132 | 2003003365 | 409 | 399
133 | 2003003365 | 408.3333 | 398.3333
134 | 2003003365 | 407.6667 | 397.6667
135 | 2003003365 | 407 | 397
136 | 2003003365 | 407 | 397
137 | 2003003365 | 407 | 397
138 | 2003003365 | 407 | 397
139 | 2003003365 | 407 | 397
140 | 2003003365 | 407 | 397
141 | 2003003365 | 407 | 397
142 | 2003003365 | 406 | 396
143 | 2003003365 | 405 | 395
0 | 2008000848 | 343 | 333
1 | 2008000848 | 344 | 334
2 | 2008000848 | 345 | 335
3 | 2008000848 | 346 | 336
4 | 2008000848 | 348 | 338
5 | 2008000848 | 350 | 340
6 | 2008000848 | 352 | 342
7 | 2008000848 | 353 | 343
8 | 2008000848 | 354 | 344
9 | 2008000848 | 355 | 345
10 | 2008000848 | 356.6667 | 346.6667
11 | 2008000848 | 358.3333 | 348.3333
12 | 2008000848 | 360 | 350
13 | 2008000848 | 363.6667 | 353.6667
14 | 2008000848 | 367.3333 | 357.3333
15 | 2008000848 | 371 | 361
16 | 2008000848 | 373.3333 | 363.3333
17 | 2008000848 | 375.6667 | 365.6667
18 | 2008000848 | 378 | 368
19 | 2008000848 | 378.6667 | 368.6667
20 | 2008000848 | 379.3333 | 369.3333
21 | 2008000848 | 380 | 370
22 | 2008000848 | 381.3333 | 371.3333
23 | 2008000848 | 382.6667 | 372.6667
24 | 2008000848 | 384 | 374
25 | 2008000848 | 385.3333 | 375.3333
26 | 2008000848 | 386.6667 | 376.6667
27 | 2008000848 | 388 | 378
28 | 2008000848 | 387 | 377
29 | 2008000848 | 386 | 376
30 | 2008000848 | 385 | 375
31 | 2008000848 | 383 | 373
32 | 2008000848 | 381 | 371
33 | 2008000848 | 379 | 369
34 | 2008000848 | 378.3333 | 368.3333
35 | 2008000848 | 377.6667 | 367.6667
36 | 2008000848 | 377 | 367
37 | 2008000848 | 377.3333 | 367.3333
38 | 2008000848 | 377.6667 | 367.6667
39 | 2008000848 | 378 | 368
40 | 2008000848 | 379.6667 | 369.6667
41 | 2008000848 | 381.3333 | 371.3333
42 | 2008000848 | 383 | 373
43 | 2008000848 | 385.3333 | 375.3333
44 | 2008000848 | 387.6667 | 377.6667
45 | 2008000848 | 390 | 380
46 | 2008000848 | 391.3333 | 381.3333
47 | 2008000848 | 392.6667 | 382.6667
48 | 2008000848 | 394 | 384
49 | 2008000848 | 393.3333 | 383.3333
50 | 2008000848 | 392.6667 | 382.6667
51 | 2008000848 | 392 | 382
52 | 2008000848 | 387.6667 | 377.6667
53 | 2008000848 | 383.3333 | 373.3333
54 | 2008000848 | 379 | 369
55 | 2008000848 | 372.3333 | 362.3333
56 | 2008000848 | 365.6667 | 355.6667
57 | 2008000848 | 359 | 349
58 | 2008000848 | 353.6667 | 343.6667
59 | 2008000848 | 348.3333 | 338.3333
60 | 2008000848 | 343 | 333
61 | 2008000848 | 338.3333 | 328.3333
62 | 2008000848 | 333.6667 | 323.6667
63 | 2008000848 | 329 | 319
64 | 2008000848 | 326 | 316
65 | 2008000848 | 323 | 313
66 | 2008000848 | 320 | 310
67 | 2008000848 | 318.3333 | 308.3333
68 | 2008000848 | 316.6667 | 306.6667
69 | 2008000848 | 315 | 305
70 | 2008000848 | 315.3333 | 305.3333
71 | 2008000848 | 315.6667 | 305.6667
72 | 2008000848 | 316 | 306
73 | 2008000848 | 316.3333 | 306.3333
74 | 2008000848 | 316.6667 | 306.6667
75 | 2008000848 | 317 | 307
76 | 2008000848 | 316.3333 | 306.3333
77 | 2008000848 | 315.6667 | 305.6667
78 | 2008000848 | 315 | 305
79 | 2008000848 | 314.6667 | 304.6667
80 | 2008000848 | 314.3333 | 304.3333
81 | 2008000848 | 314 | 304
82 | 2008000848 | 316.3333 | 306.3333
83 | 2008000848 | 318.6667 | 308.6667
84 | 2008000848 | 321 | 311
85 | 2008000848 | 323.3333 | 313.3333
86 | 2008000848 | 325.6667 | 315.6667
87 | 2008000848 | 328 | 318
88 | 2008000848 | 328.3333 | 318.3333
89 | 2008000848 | 328.6667 | 318.6667
90 | 2008000848 | 329 | 339
91 | 2008000848 | 329 | 339
92 | 2008000848 | 329 | 339
93 | 2008000848 | 329 | 339
94 | 2008000848 | 328.6667 | 338.6667
95 | 2008000848 | 328.3333 | 338.3333
96 | 2008000848 | 328 | 338
97 | 2008000848 | 327.6667 | 337.6667
98 | 2008000848 | 327.3333 | 337.3333
99 | 2008000848 | 327 | 337
100 | 2008000848 | 328.6667 | 338.6667
101 | 2008000848 | 330.3333 | 340.3333
102 | 2008000848 | 332 | 342
103 | 2008000848 | 334.3333 | 344.3333
104 | 2008000848 | 336.6667 | 346.6667
105 | 2008000848 | 339 | 349
106 | 2008000848 | 339.3333 | 349.3333
107 | 2008000848 | 339.6667 | 349.6667
108 | 2008000848 | 340 | 350
109 | 2008000848 | 342.3333 | 352.3333
110 | 2008000848 | 344.6667 | 354.6667
111 | 2008000848 | 347 | 357
112 | 2008000848 | 349.6667 | 359.6667
113 | 2008000848 | 352.3333 | 362.3333
114 | 2008000848 | 355 | 365
115 | 2008000848 | 360.3333 | 370.3333
116 | 2008000848 | 365.6667 | 375.6667
117 | 2008000848 | 371 | 381
118 | 2008000848 | 373.6667 | 383.6667
119 | 2008000848 | 376.3333 | 386.3333
120 | 2008000848 | 379 | 389
121 | 2008000848 | 383.3333 | 393.3333
122 | 2008000848 | 387.6667 | 377.6667
123 | 2008000848 | 392 | 382
124 | 2008000848 | 395.3333 | 385.3333
125 | 2008000848 | 398.6667 | 388.6667
126 | 2008000848 | 402 | 392
127 | 2008000848 | 404.3333 | 394.3333
128 | 2008000848 | 406.6667 | 396.6667
129 | 2008000848 | 409 | 399
130 | 2008000848 | 409 | 399
131 | 2008000848 | 409 | 399
132 | 2008000848 | 409 | 399
133 | 2008000848 | 408.3333 | 398.3333
134 | 2008000848 | 407.6667 | 397.6667
135 | 2008000848 | 407 | 397
136 | 2008000848 | 407 | 397
137 | 2008000848 | 407 | 397
138 | 2008000848 | 407 | 397
139 | 2008000848 | 407 | 397
140 | 2008000848 | 407 | 397
141 | 2008000848 | 407 | 397
142 | 2008000848 | 406 | 396
143 | 2008000848 | 405 | 395
0 | 2003008101 | 343 | 333
1 | 2003008101 | 344 | 334
2 | 2003008101 | 345 | 335
3 | 2003008101 | 346 | 336
4 | 2003008101 | 348 | 338
5 | 2003008101 | 350 | 340
6 | 2003008101 | 352 | 342
7 | 2003008101 | 353 | 343
8 | 2003008101 | 354 | 344
9 | 2003008101 | 355 | 345
10 | 2003008101 | 356.6667 | 346.6667
11 | 2003008101 | 358.3333 | 348.3333
12 | 2003008101 | 360 | 350
13 | 2003008101 | 363.6667 | 353.6667
14 | 2003008101 | 367.3333 | 357.3333
15 | 2003008101 | 371 | 361
16 | 2003008101 | 373.3333 | 363.3333
17 | 2003008101 | 375.6667 | 365.6667
18 | 2003008101 | 378 | 368
19 | 2003008101 | 378.6667 | 368.6667
20 | 2003008101 | 379.3333 | 369.3333
21 | 2003008101 | 380 | 370
22 | 2003008101 | 381.3333 | 371.3333
23 | 2003008101 | 382.6667 | 372.6667
24 | 2003008101 | 384 | 374
25 | 2003008101 | 385.3333 | 375.3333
26 | 2003008101 | 386.6667 | 376.6667
27 | 2003008101 | 388 | 378
28 | 2003008101 | 387 | 377
29 | 2003008101 | 386 | 376
30 | 2003008101 | 385 | 375
31 | 2003008101 | 383 | 373
32 | 2003008101 | 381 | 371
33 | 2003008101 | 379 | 369
34 | 2003008101 | 378.3333 | 368.3333
35 | 2003008101 | 377.6667 | 367.6667
36 | 2003008101 | 377 | 367
37 | 2003008101 | 377.3333 | 367.3333
38 | 2003008101 | 377.6667 | 367.6667
39 | 2003008101 | 378 | 368
40 | 2003008101 | 379.6667 | 369.6667
41 | 2003008101 | 381.3333 | 371.3333
42 | 2003008101 | 383 | 373
43 | 2003008101 | 385.3333 | 375.3333
44 | 2003008101 | 387.6667 | 377.6667
45 | 2003008101 | 390 | 380
46 | 2003008101 | 391.3333 | 381.3333
47 | 2003008101 | 392.6667 | 382.6667
48 | 2003008101 | 394 | 384
49 | 2003008101 | 393.3333 | 383.3333
50 | 2003008101 | 392.6667 | 382.6667
51 | 2003008101 | 392 | 382
52 | 2003008101 | 387.6667 | 377.6667
53 | 2003008101 | 383.3333 | 373.3333
54 | 2003008101 | 379 | 369
55 | 2003008101 | 372.3333 | 362.3333
56 | 2003008101 | 365.6667 | 355.6667
57 | 2003008101 | 359 | 349
58 | 2003008101 | 353.6667 | 343.6667
59 | 2003008101 | 348.3333 | 338.3333
60 | 2003008101 | 343 | 333
61 | 2003008101 | 338.3333 | 328.3333
62 | 2003008101 | 333.6667 | 323.6667
63 | 2003008101 | 329 | 319
64 | 2003008101 | 326 | 316
65 | 2003008101 | 323 | 313
66 | 2003008101 | 320 | 310
67 | 2003008101 | 318.3333 | 308.3333
68 | 2003008101 | 316.6667 | 306.6667
69 | 2003008101 | 315 | 305
70 | 2003008101 | 315.3333 | 305.3333
71 | 2003008101 | 315.6667 | 305.6667
72 | 2003008101 | 316 | 306
73 | 2003008101 | 316.3333 | 306.3333
74 | 2003008101 | 316.6667 | 306.6667
75 | 2003008101 | 317 | 307
76 | 2003008101 | 316.3333 | 306.3333
77 | 2003008101 | 315.6667 | 305.6667
78 | 2003008101 | 315 | 305
79 | 2003008101 | 314.6667 | 304.6667
80 | 2003008101 | 314.3333 | 304.3333
81 | 2003008101 | 314 | 304
82 | 2003008101 | 316.3333 | 306.3333
83 | 2003008101 | 318.6667 | 308.6667
84 | 2003008101 | 321 | 311
85 | 2003008101 | 323.3333 | 313.3333
86 | 2003008101 | 325.6667 | 315.6667
87 | 2003008101 | 328 | 318
88 | 2003008101 | 328.3333 | 318.3333
89 | 2003008101 | 328.6667 | 318.6667
90 | 2003008101 | 329 | 339
91 | 2003008101 | 329 | 339
92 | 2003008101 | 329 | 339
93 | 2003008101 | 329 | 339
94 | 2003008101 | 328.6667 | 338.6667
95 | 2003008101 | 328.3333 | 338.3333
96 | 2003008101 | 328 | 338
97 | 2003008101 | 327.6667 | 337.6667
98 | 2003008101 | 327.3333 | 337.3333
99 | 2003008101 | 327 | 337
100 | 2003008101 | 328.6667 | 338.6667
101 | 2003008101 | 330.3333 | 340.3333
102 | 2003008101 | 332 | 342
103 | 2003008101 | 334.3333 | 344.3333
104 | 2003008101 | 336.6667 | 346.6667
105 | 2003008101 | 339 | 349
106 | 2003008101 | 339.3333 | 349.3333
107 | 2003008101 | 339.6667 | 349.6667
108 | 2003008101 | 340 | 350
109 | 2003008101 | 342.3333 | 352.3333
110 | 2003008101 | 344.6667 | 354.6667
111 | 2003008101 | 347 | 357
112 | 2003008101 | 349.6667 | 359.6667
113 | 2003008101 | 352.3333 | 362.3333
114 | 2003008101 | 355 | 365
115 | 2003008101 | 360.3333 | 370.3333
116 | 2003008101 | 365.6667 | 375.6667
117 | 2003008101 | 371 | 381
118 | 2003008101 | 373.6667 | 383.6667
119 | 2003008101 | 376.3333 | 386.3333
120 | 2003008101 | 379 | 389
121 | 2003008101 | 383.3333 | 393.3333
122 | 2003008101 | 387.6667 | 377.6667
123 | 2003008101 | 392 | 382
124 | 2003008101 | 395.3333 | 385.3333
125 | 2003008101 | 398.6667 | 388.6667
126 | 2003008101 | 402 | 392
127 | 2003008101 | 404.3333 | 394.3333
128 | 2003008101 | 406.6667 | 396.6667
129 | 2003008101 | 409 | 399
130 | 2003008101 | 409 | 399
131 | 2003008101 | 409 | 399
132 | 2003008101 | 409 | 399
133 | 2003008101 | 408.3333 | 398.3333
134 | 2003008101 | 407.6667 | 397.6667
135 | 2003008101 | 407 | 397
136 | 2003008101 | 407 | 397
137 | 2003008101 | 407 | 397
138 | 2003008101 | 407 | 397
139 | 2003008101 | 407 | 397
140 | 2003008101 | 407 | 397
141 | 2003008101 | 407 | 397
142 | 2003008101 | 406 | 396
143 | 2003008101 | 405 | 395
0 | 2007009817 | 343 | 333
1 | 2007009817 | 344 | 334
2 | 2007009817 | 345 | 335
3 | 2007009817 | 346 | 336
4 | 2007009817 | 348 | 338
5 | 2007009817 | 350 | 340
6 | 2007009817 | 352 | 342
7 | 2007009817 | 353 | 343
8 | 2007009817 | 354 | 344
9 | 2007009817 | 355 | 345
10 | 2007009817 | 356.6667 | 346.6667
11 | 2007009817 | 358.3333 | 348.3333
12 | 2007009817 | 360 | 350
13 | 2007009817 | 363.6667 | 353.6667
14 | 2007009817 | 367.3333 | 357.3333
15 | 2007009817 | 371 | 361
16 | 2007009817 | 373.3333 | 363.3333
17 | 2007009817 | 375.6667 | 365.6667
18 | 2007009817 | 378 | 368
19 | 2007009817 | 378.6667 | 368.6667
20 | 2007009817 | 379.3333 | 369.3333
21 | 2007009817 | 380 | 370
22 | 2007009817 | 381.3333 | 371.3333
23 | 2007009817 | 382.6667 | 372.6667
24 | 2007009817 | 384 | 374
25 | 2007009817 | 385.3333 | 375.3333
26 | 2007009817 | 386.6667 | 376.6667
27 | 2007009817 | 388 | 378
28 | 2007009817 | 387 | 377
29 | 2007009817 | 386 | 376
30 | 2007009817 | 385 | 375
31 | 2007009817 | 383 | 373
32 | 2007009817 | 381 | 371
33 | 2007009817 | 379 | 369
34 | 2007009817 | 378.3333 | 368.3333
35 | 2007009817 | 377.6667 | 367.6667
36 | 2007009817 | 377 | 367
37 | 2007009817 | 377.3333 | 367.3333
38 | 2007009817 | 377.6667 | 367.6667
39 | 2007009817 | 378 | 368
40 | 2007009817 | 379.6667 | 369.6667
41 | 2007009817 | 381.3333 | 371.3333
42 | 2007009817 | 383 | 373
43 | 2007009817 | 385.3333 | 375.3333
44 | 2007009817 | 387.6667 | 377.6667
45 | 2007009817 | 390 | 380
46 | 2007009817 | 391.3333 | 381.3333
47 | 2007009817 | 392.6667 | 382.6667
48 | 2007009817 | 394 | 384
49 | 2007009817 | 393.3333 | 383.3333
50 | 2007009817 | 392.6667 | 382.6667
51 | 2007009817 | 392 | 382
52 | 2007009817 | 387.6667 | 377.6667
53 | 2007009817 | 383.3333 | 373.3333
54 | 2007009817 | 379 | 369
55 | 2007009817 | 372.3333 | 362.3333
56 | 2007009817 | 365.6667 | 355.6667
57 | 2007009817 | 359 | 349
58 | 2007009817 | 353.6667 | 343.6667
59 | 2007009817 | 348.3333 | 338.3333
60 | 2007009817 | 343 | 333
61 | 2007009817 | 338.3333 | 328.3333
62 | 2007009817 | 333.6667 | 323.6667
63 | 2007009817 | 329 | 319
64 | 2007009817 | 326 | 316
65 | 2007009817 | 323 | 313
66 | 2007009817 | 320 | 310
67 | 2007009817 | 318.3333 | 308.3333
68 | 2007009817 | 316.6667 | 306.6667
69 | 2007009817 | 315 | 305
70 | 2007009817 | 315.3333 | 305.3333
71 | 2007009817 | 315.6667 | 305.6667
72 | 2007009817 | 316 | 306
73 | 2007009817 | 316.3333 | 306.3333
74 | 2007009817 | 316.6667 | 306.6667
75 | 2007009817 | 317 | 307
76 | 2007009817 | 316.3333 | 306.3333
77 | 2007009817 | 315.6667 | 305.6667
78 | 2007009817 | 315 | 305
79 | 2007009817 | 314.6667 | 304.6667
80 | 2007009817 | 314.3333 | 304.3333
81 | 2007009817 | 314 | 304
82 | 2007009817 | 316.3333 | 306.3333
83 | 2007009817 | 318.6667 | 308.6667
84 | 2007009817 | 321 | 311
85 | 2007009817 | 323.3333 | 313.3333
86 | 2007009817 | 325.6667 | 315.6667
87 | 2007009817 | 328 | 318
88 | 2007009817 | 328.3333 | 318.3333
89 | 2007009817 | 328.6667 | 318.6667
90 | 2007009817 | 329 | 339
91 | 2007009817 | 329 | 339
92 | 2007009817 | 329 | 339
93 | 2007009817 | 329 | 339
94 | 2007009817 | 328.6667 | 338.6667
95 | 2007009817 | 328.3333 | 338.3333
96 | 2007009817 | 328 | 338
97 | 2007009817 | 327.6667 | 337.6667
98 | 2007009817 | 327.3333 | 337.3333
99 | 2007009817 | 327 | 337
100 | 2007009817 | 328.6667 | 338.6667
101 | 2007009817 | 330.3333 | 340.3333
102 | 2007009817 | 332 | 342
103 | 2007009817 | 334.3333 | 344.3333
104 | 2007009817 | 336.6667 | 346.6667
105 | 2007009817 | 339 | 349
106 | 2007009817 | 339.3333 | 349.3333
107 | 2007009817 | 339.6667 | 349.6667
108 | 2007009817 | 340 | 350
109 | 2007009817 | 342.3333 | 352.3333
110 | 2007009817 | 344.6667 | 354.6667
111 | 2007009817 | 347 | 357
112 | 2007009817 | 349.6667 | 359.6667
113 | 2007009817 | 352.3333 | 362.3333
114 | 2007009817 | 355 | 365
115 | 2007009817 | 360.3333 | 370.3333
116 | 2007009817 | 365.6667 | 375.6667
117 | 2007009817 | 371 | 381
118 | 2007009817 | 373.6667 | 383.6667
119 | 2007009817 | 376.3333 | 386.3333
120 | 2007009817 | 379 | 389
121 | 2007009817 | 383.3333 | 393.3333
122 | 2007009817 | 387.6667 | 377.6667
123 | 2007009817 | 392 | 382
124 | 2007009817 | 395.3333 | 385.3333
125 | 2007009817 | 398.6667 | 388.6667
126 | 2007009817 | 402 | 392
127 | 2007009817 | 404.3333 | 394.3333
128 | 2007009817 | 406.6667 | 396.6667
129 | 2007009817 | 409 | 399
130 | 2007009817 | 409 | 399
131 | 2007009817 | 409 | 399
132 | 2007009817 | 409 | 399
133 | 2007009817 | 408.3333 | 398.3333
134 | 2007009817 | 407.6667 | 397.6667
135 | 2007009817 | 407 | 397
136 | 2007009817 | 407 | 397
137 | 2007009817 | 407 | 397
138 | 2007009817 | 407 | 397
139 | 2007009817 | 407 | 397
140 | 2007009817 | 407 | 397
141 | 2007009817 | 407 | 397
142 | 2007009817 | 406 | 396
143 | 2007009817 | 405 | 395
0 | 2007006038 | 343 | 333
1 | 2007006038 | 344 | 334
2 | 2007006038 | 345 | 335
3 | 2007006038 | 346 | 336
4 | 2007006038 | 348 | 338
5 | 2007006038 | 350 | 340
6 | 2007006038 | 352 | 342
7 | 2007006038 | 353 | 343
8 | 2007006038 | 354 | 344
9 | 2007006038 | 355 | 345
10 | 2007006038 | 356.6667 | 346.6667
11 | 2007006038 | 358.3333 | 348.3333
12 | 2007006038 | 360 | 350
13 | 2007006038 | 363.6667 | 353.6667
14 | 2007006038 | 367.3333 | 357.3333
15 | 2007006038 | 371 | 361
16 | 2007006038 | 373.3333 | 363.3333
17 | 2007006038 | 375.6667 | 365.6667
18 | 2007006038 | 378 | 368
19 | 2007006038 | 378.6667 | 368.6667
20 | 2007006038 | 379.3333 | 369.3333
21 | 2007006038 | 380 | 370
22 | 2007006038 | 381.3333 | 371.3333
23 | 2007006038 | 382.6667 | 372.6667
24 | 2007006038 | 384 | 374
25 | 2007006038 | 385.3333 | 375.3333
26 | 2007006038 | 386.6667 | 376.6667
27 | 2007006038 | 388 | 378
28 | 2007006038 | 387 | 377
29 | 2007006038 | 386 | 376
30 | 2007006038 | 385 | 375
31 | 2007006038 | 383 | 373
32 | 2007006038 | 381 | 371
33 | 2007006038 | 379 | 369
34 | 2007006038 | 378.3333 | 368.3333
35 | 2007006038 | 377.6667 | 367.6667
36 | 2007006038 | 377 | 367
37 | 2007006038 | 377.3333 | 367.3333
38 | 2007006038 | 377.6667 | 367.6667
39 | 2007006038 | 378 | 368
40 | 2007006038 | 379.6667 | 369.6667
41 | 2007006038 | 381.3333 | 371.3333
42 | 2007006038 | 383 | 373
43 | 2007006038 | 385.3333 | 375.3333
44 | 2007006038 | 387.6667 | 377.6667
45 | 2007006038 | 390 | 380
46 | 2007006038 | 391.3333 | 381.3333
47 | 2007006038 | 392.6667 | 382.6667
48 | 2007006038 | 394 | 384
49 | 2007006038 | 393.3333 | 383.3333
50 | 2007006038 | 392.6667 | 382.6667
51 | 2007006038 | 392 | 382
52 | 2007006038 | 387.6667 | 377.6667
53 | 2007006038 | 383.3333 | 373.3333
54 | 2007006038 | 379 | 369
55 | 2007006038 | 372.3333 | 362.3333
56 | 2007006038 | 365.6667 | 355.6667
57 | 2007006038 | 359 | 349
58 | 2007006038 | 353.6667 | 343.6667
59 | 2007006038 | 348.3333 | 338.3333
60 | 2007006038 | 343 | 333
61 | 2007006038 | 338.3333 | 328.3333
62 | 2007006038 | 333.6667 | 323.6667
63 | 2007006038 | 329 | 319
64 | 2007006038 | 326 | 316
65 | 2007006038 | 323 | 313
66 | 2007006038 | 320 | 310
67 | 2007006038 | 318.3333 | 308.3333
68 | 2007006038 | 316.6667 | 306.6667
69 | 2007006038 | 315 | 305
70 | 2007006038 | 315.3333 | 305.3333
71 | 2007006038 | 315.6667 | 305.6667
72 | 2007006038 | 316 | 306
73 | 2007006038 | 316.3333 | 306.3333
74 | 2007006038 | 316.6667 | 306.6667
75 | 2007006038 | 317 | 307
76 | 2007006038 | 316.3333 | 306.3333
77 | 2007006038 | 315.6667 | 305.6667
78 | 2007006038 | 315 | 305
79 | 2007006038 | 314.6667 | 304.6667
80 | 2007006038 | 314.3333 | 304.3333
81 | 2007006038 | 314 | 304
82 | 2007006038 | 316.3333 | 306.3333
83 | 2007006038 | 318.6667 | 308.6667
84 | 2007006038 | 321 | 311
85 | 2007006038 | 323.3333 | 313.3333
86 | 2007006038 | 325.6667 | 315.6667
87 | 2007006038 | 328 | 318
88 | 2007006038 | 328.3333 | 318.3333
89 | 2007006038 | 328.6667 | 318.6667
90 | 2007006038 | 329 | 339
91 | 2007006038 | 329 | 339
92 | 2007006038 | 329 | 339
93 | 2007006038 | 329 | 339
94 | 2007006038 | 328.6667 | 338.6667
95 | 2007006038 | 328.3333 | 338.3333
96 | 2007006038 | 328 | 338
97 | 2007006038 | 327.6667 | 337.6667
98 | 2007006038 | 327.3333 | 337.3333
99 | 2007006038 | 327 | 337
100 | 2007006038 | 328.6667 | 338.6667
101 | 2007006038 | 330.3333 | 340.3333
102 | 2007006038 | 332 | 342
103 | 2007006038 | 334.3333 | 344.3333
104 | 2007006038 | 336.6667 | 346.6667
105 | 2007006038 | 339 | 349
106 | 2007006038 | 339.3333 | 349.3333
107 | 2007006038 | 339.6667 | 349.6667
108 | 2007006038 | 340 | 350
109 | 2007006038 | 342.3333 | 352.3333
110 | 2007006038 | 344.6667 | 354.6667
111 | 2007006038 | 347 | 357
112 | 2007006038 | 349.6667 | 359.6667
113 | 2007006038 | 352.3333 | 362.3333
114 | 2007006038 | 355 | 365
115 | 2007006038 | 360.3333 | 370.3333
116 | 2007006038 | 365.6667 | 375.6667
117 | 2007006038 | 371 | 381
118 | 2007006038 | 373.6667 | 383.6667
119 | 2007006038 | 376.3333 | 386.3333
120 | 2007006038 | 379 | 389
121 | 2007006038 | 383.3333 | 393.3333
122 | 2007006038 | 387.6667 | 377.6667
123 | 2007006038 | 392 | 382
124 | 2007006038 | 395.3333 | 385.3333
125 | 2007006038 | 398.6667 | 388.6667
126 | 2007006038 | 402 | 392
127 | 2007006038 | 404.3333 | 394.3333
128 | 2007006038 | 406.6667 | 396.6667
129 | 2007006038 | 409 | 399
130 | 2007006038 | 409 | 399
131 | 2007006038 | 409 | 399
132 | 2007006038 | 409 | 399
133 | 2007006038 | 408.3333 | 398.3333
134 | 2007006038 | 407.6667 | 397.6667
135 | 2007006038 | 407 | 397
136 | 2007006038 | 407 | 397
137 | 2007006038 | 407 | 397
138 | 2007006038 | 407 | 397
139 | 2007006038 | 407 | 397
140 | 2007006038 | 407 | 397
141 | 2007006038 | 407 | 397
142 | 2007006038 | 406 | 396
143 | 2007006038 | 405 | 395
0 | 2005006745 | 343 | 333
1 | 2005006745 | 344 | 334
2 | 2005006745 | 345 | 335
3 | 2005006745 | 346 | 336
4 | 2005006745 | 348 | 338
5 | 2005006745 | 350 | 340
6 | 2005006745 | 352 | 342
7 | 2005006745 | 353 | 343
8 | 2005006745 | 354 | 344
9 | 2005006745 | 355 | 345
10 | 2005006745 | 356.6667 | 346.6667
11 | 2005006745 | 358.3333 | 348.3333
12 | 2005006745 | 360 | 350
13 | 2005006745 | 363.6667 | 353.6667
14 | 2005006745 | 367.3333 | 357.3333
15 | 2005006745 | 371 | 361
16 | 2005006745 | 373.3333 | 363.3333
17 | 2005006745 | 375.6667 | 365.6667
18 | 2005006745 | 378 | 368
19 | 2005006745 | 378.6667 | 368.6667
20 | 2005006745 | 379.3333 | 369.3333
21 | 2005006745 | 380 | 370
22 | 2005006745 | 381.3333 | 371.3333
23 | 2005006745 | 382.6667 | 372.6667
24 | 2005006745 | 384 | 374
25 | 2005006745 | 385.3333 | 375.3333
26 | 2005006745 | 386.6667 | 376.6667
27 | 2005006745 | 388 | 378
28 | 2005006745 | 387 | 377
29 | 2005006745 | 386 | 376
30 | 2005006745 | 385 | 375
31 | 2005006745 | 383 | 373
32 | 2005006745 | 381 | 371
33 | 2005006745 | 379 | 369
34 | 2005006745 | 378.3333 | 368.3333
35 | 2005006745 | 377.6667 | 367.6667
36 | 2005006745 | 377 | 367
37 | 2005006745 | 377.3333 | 367.3333
38 | 2005006745 | 377.6667 | 367.6667
39 | 2005006745 | 378 | 368
40 | 2005006745 | 379.6667 | 369.6667
41 | 2005006745 | 381.3333 | 371.3333
42 | 2005006745 | 383 | 373
43 | 2005006745 | 385.3333 | 375.3333
44 | 2005006745 | 387.6667 | 377.6667
45 | 2005006745 | 390 | 380
46 | 2005006745 | 391.3333 | 381.3333
47 | 2005006745 | 392.6667 | 382.6667
48 | 2005006745 | 394 | 384
49 | 2005006745 | 393.3333 | 383.3333
50 | 2005006745 | 392.6667 | 382.6667
51 | 2005006745 | 392 | 382
52 | 2005006745 | 387.6667 | 377.6667
53 | 2005006745 | 383.3333 | 373.3333
54 | 2005006745 | 379 | 369
55 | 2005006745 | 372.3333 | 362.3333
56 | 2005006745 | 365.6667 | 355.6667
57 | 2005006745 | 359 | 349
58 | 2005006745 | 353.6667 | 343.6667
59 | 2005006745 | 348.3333 | 338.3333
60 | 2005006745 | 343 | 333
61 | 2005006745 | 338.3333 | 328.3333
62 | 2005006745 | 333.6667 | 323.6667
63 | 2005006745 | 329 | 319
64 | 2005006745 | 326 | 316
65 | 2005006745 | 323 | 313
66 | 2005006745 | 320 | 310
67 | 2005006745 | 318.3333 | 308.3333
68 | 2005006745 | 316.6667 | 306.6667
69 | 2005006745 | 315 | 305
70 | 2005006745 | 315.3333 | 305.3333
71 | 2005006745 | 315.6667 | 305.6667
72 | 2005006745 | 316 | 306
73 | 2005006745 | 316.3333 | 306.3333
74 | 2005006745 | 316.6667 | 306.6667
75 | 2005006745 | 317 | 307
76 | 2005006745 | 316.3333 | 306.3333
77 | 2005006745 | 315.6667 | 305.6667
78 | 2005006745 | 315 | 305
79 | 2005006745 | 314.6667 | 304.6667
80 | 2005006745 | 314.3333 | 304.3333
81 | 2005006745 | 314 | 304
82 | 2005006745 | 316.3333 | 306.3333
83 | 2005006745 | 318.6667 | 308.6667
84 | 2005006745 | 321 | 311
85 | 2005006745 | 323.3333 | 313.3333
86 | 2005006745 | 325.6667 | 315.6667
87 | 2005006745 | 328 | 318
88 | 2005006745 | 328.3333 | 318.3333
89 | 2005006745 | 328.6667 | 318.6667
90 | 2005006745 | 329 | 339
91 | 2005006745 | 329 | 339
92 | 2005006745 | 329 | 339
93 | 2005006745 | 329 | 339
94 | 2005006745 | 328.6667 | 338.6667
95 | 2005006745 | 328.3333 | 338.3333
96 | 2005006745 | 328 | 338
97 | 2005006745 | 327.6667 | 337.6667
98 | 2005006745 | 327.3333 | 337.3333
99 | 2005006745 | 327 | 337
100 | 2005006745 | 328.6667 | 338.6667
101 | 2005006745 | 330.3333 | 340.3333
102 | 2005006745 | 332 | 342
103 | 2005006745 | 334.3333 | 344.3333
104 | 2005006745 | 336.6667 | 346.6667
105 | 2005006745 | 339 | 349
106 | 2005006745 | 339.3333 | 349.3333
107 | 2005006745 | 339.6667 | 349.6667
108 | 2005006745 | 340 | 350
109 | 2005006745 | 342.3333 | 352.3333
110 | 2005006745 | 344.6667 | 354.6667
111 | 2005006745 | 347 | 357
112 | 2005006745 | 349.6667 | 359.6667
113 | 2005006745 | 352.3333 | 362.3333
114 | 2005006745 | 355 | 365
115 | 2005006745 | 360.3333 | 370.3333
116 | 2005006745 | 365.6667 | 375.6667
117 | 2005006745 | 371 | 381
118 | 2005006745 | 373.6667 | 383.6667
119 | 2005006745 | 376.3333 | 386.3333
120 | 2005006745 | 379 | 389
121 | 2005006745 | 383.3333 | 393.3333
122 | 2005006745 | 387.6667 | 377.6667
123 | 2005006745 | 392 | 382
124 | 2005006745 | 395.3333 | 385.3333
125 | 2005006745 | 398.6667 | 388.6667
126 | 2005006745 | 402 | 392
127 | 2005006745 | 404.3333 | 394.3333
128 | 2005006745 | 406.6667 | 396.6667
129 | 2005006745 | 409 | 399
130 | 2005006745 | 409 | 399
131 | 2005006745 | 409 | 399
132 | 2005006745 | 409 | 399
133 | 2005006745 | 408.3333 | 398.3333
134 | 2005006745 | 407.6667 | 397.6667
135 | 2005006745 | 407 | 397
136 | 2005006745 | 407 | 397
137 | 2005006745 | 407 | 397
138 | 2005006745 | 407 | 397
139 | 2005006745 | 407 | 397
140 | 2005006745 | 407 | 397
141 | 2005006745 | 407 | 397
142 | 2005006745 | 406 | 396
143 | 2005006745 | 405 | 395
0 | 2009002031 | 343 | 333
1 | 2009002031 | 344 | 334
2 | 2009002031 | 345 | 335
3 | 2009002031 | 346 | 336
4 | 2009002031 | 348 | 338
5 | 2009002031 | 350 | 340
6 | 2009002031 | 352 | 342
7 | 2009002031 | 353 | 343
8 | 2009002031 | 354 | 344
9 | 2009002031 | 355 | 345
10 | 2009002031 | 356.6667 | 346.6667
11 | 2009002031 | 358.3333 | 348.3333
12 | 2009002031 | 360 | 350
13 | 2009002031 | 363.6667 | 353.6667
14 | 2009002031 | 367.3333 | 357.3333
15 | 2009002031 | 371 | 361
16 | 2009002031 | 373.3333 | 363.3333
17 | 2009002031 | 375.6667 | 365.6667
18 | 2009002031 | 378 | 368
19 | 2009002031 | 378.6667 | 368.6667
20 | 2009002031 | 379.3333 | 369.3333
21 | 2009002031 | 380 | 370
22 | 2009002031 | 381.3333 | 371.3333
23 | 2009002031 | 382.6667 | 372.6667
24 | 2009002031 | 384 | 374
25 | 2009002031 | 385.3333 | 375.3333
26 | 2009002031 | 386.6667 | 376.6667
27 | 2009002031 | 388 | 378
28 | 2009002031 | 387 | 377
29 | 2009002031 | 386 | 376
30 | 2009002031 | 385 | 375
31 | 2009002031 | 383 | 373
32 | 2009002031 | 381 | 371
33 | 2009002031 | 379 | 369
34 | 2009002031 | 378.3333 | 368.3333
35 | 2009002031 | 377.6667 | 367.6667
36 | 2009002031 | 377 | 367
37 | 2009002031 | 377.3333 | 367.3333
38 | 2009002031 | 377.6667 | 367.6667
39 | 2009002031 | 378 | 368
40 | 2009002031 | 379.6667 | 369.6667
41 | 2009002031 | 381.3333 | 371.3333
42 | 2009002031 | 383 | 373
43 | 2009002031 | 385.3333 | 375.3333
44 | 2009002031 | 387.6667 | 377.6667
45 | 2009002031 | 390 | 380
46 | 2009002031 | 391.3333 | 381.3333
47 | 2009002031 | 392.6667 | 382.6667
48 | 2009002031 | 394 | 384
49 | 2009002031 | 393.3333 | 383.3333
50 | 2009002031 | 392.6667 | 382.6667
51 | 2009002031 | 392 | 382
52 | 2009002031 | 387.6667 | 377.6667
53 | 2009002031 | 383.3333 | 373.3333
54 | 2009002031 | 379 | 369
55 | 2009002031 | 372.3333 | 362.3333
56 | 2009002031 | 365.6667 | 355.6667
57 | 2009002031 | 359 | 349
58 | 2009002031 | 353.6667 | 343.6667
59 | 2009002031 | 348.3333 | 338.3333
60 | 2009002031 | 343 | 333
61 | 2009002031 | 338.3333 | 328.3333
62 | 2009002031 | 333.6667 | 323.6667
63 | 2009002031 | 329 | 319
64 | 2009002031 | 326 | 316
65 | 2009002031 | 323 | 313
66 | 2009002031 | 320 | 310
67 | 2009002031 | 318.3333 | 308.3333
68 | 2009002031 | 316.6667 | 306.6667
69 | 2009002031 | 315 | 305
70 | 2009002031 | 315.3333 | 305.3333
71 | 2009002031 | 315.6667 | 305.6667
72 | 2009002031 | 316 | 306
73 | 2009002031 | 316.3333 | 306.3333
74 | 2009002031 | 316.6667 | 306.6667
75 | 2009002031 | 317 | 307
76 | 2009002031 | 316.3333 | 306.3333
77 | 2009002031 | 315.6667 | 305.6667
78 | 2009002031 | 315 | 305
79 | 2009002031 | 314.6667 | 304.6667
80 | 2009002031 | 314.3333 | 304.3333
81 | 2009002031 | 314 | 304
82 | 2009002031 | 316.3333 | 306.3333
83 | 2009002031 | 318.6667 | 308.6667
84 | 2009002031 | 321 | 311
85 | 2009002031 | 323.3333 | 313.3333
86 | 2009002031 | 325.6667 | 315.6667
87 | 2009002031 | 328 | 318
88 | 2009002031 | 328.3333 | 318.3333
89 | 2009002031 | 328.6667 | 318.6667
90 | 2009002031 | 329 | 339
91 | 2009002031 | 329 | 339
92 | 2009002031 | 329 | 339
93 | 2009002031 | 329 | 339
94 | 2009002031 | 328.6667 | 338.6667
95 | 2009002031 | 328.3333 | 338.3333
96 | 2009002031 | 328 | 338
97 | 2009002031 | 327.6667 | 337.6667
98 | 2009002031 | 327.3333 | 337.3333
99 | 2009002031 | 327 | 337
100 | 2009002031 | 328.6667 | 338.6667
101 | 2009002031 | 330.3333 | 340.3333
102 | 2009002031 | 332 | 342
103 | 2009002031 | 334.3333 | 344.3333
104 | 2009002031 | 336.6667 | 346.6667
105 | 2009002031 | 339 | 349
106 | 2009002031 | 339.3333 | 349.3333
107 | 2009002031 | 339.6667 | 349.6667
108 | 2009002031 | 340 | 350
109 | 2009002031 | 342.3333 | 352.3333
110 | 2009002031 | 344.6667 | 354.6667
111 | 2009002031 | 347 | 357
112 | 2009002031 | 349.6667 | 359.6667
113 | 2009002031 | 352.3333 | 362.3333
114 | 2009002031 | 355 | 365
115 | 2009002031 | 360.3333 | 370.3333
116 | 2009002031 | 365.6667 | 375.6667
117 | 2009002031 | 371 | 381
118 | 2009002031 | 373.6667 | 383.6667
119 | 2009002031 | 376.3333 | 386.3333
120 | 2009002031 | 379 | 389
121 | 2009002031 | 383.3333 | 393.3333
122 | 2009002031 | 387.6667 | 377.6667
123 | 2009002031 | 392 | 382
124 | 2009002031 | 395.3333 | 385.3333
125 | 2009002031 | 398.6667 | 388.6667
126 | 2009002031 | 402 | 392
127 | 2009002031 | 404.3333 | 394.3333
128 | 2009002031 | 406.6667 | 396.6667
129 | 2009002031 | 409 | 399
130 | 2009002031 | 409 | 399
131 | 2009002031 | 409 | 399
132 | 2009002031 | 409 | 399
133 | 2009002031 | 408.3333 | 398.3333
134 | 2009002031 | 407.6667 | 397.6667
135 | 2009002031 | 407 | 397
136 | 2009002031 | 407 | 397
137 | 2009002031 | 407 | 397
138 | 2009002031 | 407 | 397
139 | 2009002031 | 407 | 397
140 | 2009002031 | 407 | 397
141 | 2009002031 | 407 | 397
142 | 2009002031 | 406 | 396
143 | 2009002031 | 405 | 395
0 | 2009006404 | 343 | 333
1 | 2009006404 | 344 | 334
2 | 2009006404 | 345 | 335
3 | 2009006404 | 346 | 336
4 | 2009006404 | 348 | 338
5 | 2009006404 | 350 | 340
6 | 2009006404 | 352 | 342
7 | 2009006404 | 353 | 343
8 | 2009006404 | 354 | 344
9 | 2009006404 | 355 | 345
10 | 2009006404 | 356.6667 | 346.6667
11 | 2009006404 | 358.3333 | 348.3333
12 | 2009006404 | 360 | 350
13 | 2009006404 | 363.6667 | 353.6667
14 | 2009006404 | 367.3333 | 357.3333
15 | 2009006404 | 371 | 361
16 | 2009006404 | 373.3333 | 363.3333
17 | 2009006404 | 375.6667 | 365.6667
18 | 2009006404 | 378 | 368
19 | 2009006404 | 378.6667 | 368.6667
20 | 2009006404 | 379.3333 | 369.3333
21 | 2009006404 | 380 | 370
22 | 2009006404 | 381.3333 | 371.3333
23 | 2009006404 | 382.6667 | 372.6667
24 | 2009006404 | 384 | 374
25 | 2009006404 | 385.3333 | 375.3333
26 | 2009006404 | 386.6667 | 376.6667
27 | 2009006404 | 388 | 378
28 | 2009006404 | 387 | 377
29 | 2009006404 | 386 | 376
30 | 2009006404 | 385 | 375
31 | 2009006404 | 383 | 373
32 | 2009006404 | 381 | 371
33 | 2009006404 | 379 | 369
34 | 2009006404 | 378.3333 | 368.3333
35 | 2009006404 | 377.6667 | 367.6667
36 | 2009006404 | 377 | 367
37 | 2009006404 | 377.3333 | 367.3333
38 | 2009006404 | 377.6667 | 367.6667
39 | 2009006404 | 378 | 368
40 | 2009006404 | 379.6667 | 369.6667
41 | 2009006404 | 381.3333 | 371.3333
42 | 2009006404 | 383 | 373
43 | 2009006404 | 385.3333 | 375.3333
44 | 2009006404 | 387.6667 | 377.6667
45 | 2009006404 | 390 | 380
46 | 2009006404 | 391.3333 | 381.3333
47 | 2009006404 | 392.6667 | 382.6667
48 | 2009006404 | 394 | 384
49 | 2009006404 | 393.3333 | 383.3333
50 | 2009006404 | 392.6667 | 382.6667
51 | 2009006404 | 392 | 382
52 | 2009006404 | 387.6667 | 377.6667
53 | 2009006404 | 383.3333 | 373.3333
54 | 2009006404 | 379 | 369
55 | 2009006404 | 372.3333 | 362.3333
56 | 2009006404 | 365.6667 | 355.6667
57 | 2009006404 | 359 | 349
58 | 2009006404 | 353.6667 | 343.6667
59 | 2009006404 | 348.3333 | 338.3333
60 | 2009006404 | 343 | 333
61 | 2009006404 | 338.3333 | 328.3333
62 | 2009006404 | 333.6667 | 323.6667
63 | 2009006404 | 329 | 319
64 | 2009006404 | 326 | 316
65 | 2009006404 | 323 | 313
66 | 2009006404 | 320 | 310
67 | 2009006404 | 318.3333 | 308.3333
68 | 2009006404 | 316.6667 | 306.6667
69 | 2009006404 | 315 | 305
70 | 2009006404 | 315.3333 | 305.3333
71 | 2009006404 | 315.6667 | 305.6667
72 | 2009006404 | 316 | 306
73 | 2009006404 | 316.3333 | 306.3333
74 | 2009006404 | 316.6667 | 306.6667
75 | 2009006404 | 317 | 307
76 | 2009006404 | 316.3333 | 306.3333
77 | 2009006404 | 315.6667 | 305.6667
78 | 2009006404 | 315 | 305
79 | 2009006404 | 314.6667 | 304.6667
80 | 2009006404 | 314.3333 | 304.3333
81 | 2009006404 | 314 | 304
82 | 2009006404 | 316.3333 | 306.3333
83 | 2009006404 | 318.6667 | 308.6667
84 | 2009006404 | 321 | 311
85 | 2009006404 | 323.3333 | 313.3333
86 | 2009006404 | 325.6667 | 315.6667
87 | 2009006404 | 328 | 318
88 | 2009006404 | 328.3333 | 318.3333
89 | 2009006404 | 328.6667 | 318.6667
90 | 2009006404 | 329 | 339
91 | 2009006404 | 329 | 339
92 | 2009006404 | 329 | 339
93 | 2009006404 | 329 | 339
94 | 2009006404 | 328.6667 | 338.6667
95 | 2009006404 | 328.3333 | 338.3333
96 | 2009006404 | 328 | 338
97 | 2009006404 | 327.6667 | 337.6667
98 | 2009006404 | 327.3333 | 337.3333
99 | 2009006404 | 327 | 337
100 | 2009006404 | 328.6667 | 338.6667
101 | 2009006404 | 330.3333 | 340.3333
102 | 2009006404 | 332 | 342
103 | 2009006404 | 334.3333 | 344.3333
104 | 2009006404 | 336.6667 | 346.6667
105 | 2009006404 | 339 | 349
106 | 2009006404 | 339.3333 | 349.3333
107 | 2009006404 | 339.6667 | 349.6667
108 | 2009006404 | 340 | 350
109 | 2009006404 | 342.3333 | 352.3333
110 | 2009006404 | 344.6667 | 354.6667
111 | 2009006404 | 347 | 357
112 | 2009006404 | 349.6667 | 359.6667
113 | 2009006404 | 352.3333 | 362.3333
114 | 2009006404 | 355 | 365
115 | 2009006404 | 360.3333 | 370.3333
116 | 2009006404 | 365.6667 | 375.6667
117 | 2009006404 | 371 | 381
118 | 2009006404 | 373.6667 | 383.6667
119 | 2009006404 | 376.3333 | 386.3333
120 | 2009006404 | 379 | 389
121 | 2009006404 | 383.3333 | 393.3333
122 | 2009006404 | 387.6667 | 377.6667
123 | 2009006404 | 392 | 382
124 | 2009006404 | 395.3333 | 385.3333
125 | 2009006404 | 398.6667 | 388.6667
126 | 2009006404 | 402 | 392
127 | 2009006404 | 404.3333 | 394.3333
128 | 2009006404 | 406.6667 | 396.6667
129 | 2009006404 | 409 | 399
130 | 2009006404 | 409 | 399
131 | 2009006404 | 409 | 399
132 | 2009006404 | 409 | 399
133 | 2009006404 | 408.3333 | 398.3333
134 | 2009006404 | 407.6667 | 397.6667
135 | 2009006404 | 407 | 397
136 | 2009006404 | 407 | 397
137 | 2009006404 | 407 | 397
138 | 2009006404 | 407 | 397
139 | 2009006404 | 407 | 397
140 | 2009006404 | 407 | 397
141 | 2009006404 | 407 | 397
142 | 2009006404 | 406 | 396
143 | 2009006404 | 405 | 395
0 | 2008008722 | 343 | 333
1 | 2008008722 | 344 | 334
2 | 2008008722 | 345 | 335
3 | 2008008722 | 346 | 336
4 | 2008008722 | 348 | 338
5 | 2008008722 | 350 | 340
6 | 2008008722 | 352 | 342
7 | 2008008722 | 353 | 343
8 | 2008008722 | 354 | 344
9 | 2008008722 | 355 | 345
10 | 2008008722 | 356.6667 | 346.6667
11 | 2008008722 | 358.3333 | 348.3333
12 | 2008008722 | 360 | 350
13 | 2008008722 | 363.6667 | 353.6667
14 | 2008008722 | 367.3333 | 357.3333
15 | 2008008722 | 371 | 361
16 | 2008008722 | 373.3333 | 363.3333
17 | 2008008722 | 375.6667 | 365.6667
18 | 2008008722 | 378 | 368
19 | 2008008722 | 378.6667 | 368.6667
20 | 2008008722 | 379.3333 | 369.3333
21 | 2008008722 | 380 | 370
22 | 2008008722 | 381.3333 | 371.3333
23 | 2008008722 | 382.6667 | 372.6667
24 | 2008008722 | 384 | 374
25 | 2008008722 | 385.3333 | 375.3333
26 | 2008008722 | 386.6667 | 376.6667
27 | 2008008722 | 388 | 378
28 | 2008008722 | 387 | 377
29 | 2008008722 | 386 | 376
30 | 2008008722 | 385 | 375
31 | 2008008722 | 383 | 373
32 | 2008008722 | 381 | 371
33 | 2008008722 | 379 | 369
34 | 2008008722 | 378.3333 | 368.3333
35 | 2008008722 | 377.6667 | 367.6667
36 | 2008008722 | 377 | 367
37 | 2008008722 | 377.3333 | 367.3333
38 | 2008008722 | 377.6667 | 367.6667
39 | 2008008722 | 378 | 368
40 | 2008008722 | 379.6667 | 369.6667
41 | 2008008722 | 381.3333 | 371.3333
42 | 2008008722 | 383 | 373
43 | 2008008722 | 385.3333 | 375.3333
44 | 2008008722 | 387.6667 | 377.6667
45 | 2008008722 | 390 | 380
46 | 2008008722 | 391.3333 | 381.3333
47 | 2008008722 | 392.6667 | 382.6667
48 | 2008008722 | 394 | 384
49 | 2008008722 | 393.3333 | 383.3333
50 | 2008008722 | 392.6667 | 382.6667
51 | 2008008722 | 392 | 382
52 | 2008008722 | 387.6667 | 377.6667
53 | 2008008722 | 383.3333 | 373.3333
54 | 2008008722 | 379 | 369
55 | 2008008722 | 372.3333 | 362.3333
56 | 2008008722 | 365.6667 | 355.6667
57 | 2008008722 | 359 | 349
58 | 2008008722 | 353.6667 | 343.6667
59 | 2008008722 | 348.3333 | 338.3333
60 | 2008008722 | 343 | 333
61 | 2008008722 | 338.3333 | 328.3333
62 | 2008008722 | 333.6667 | 323.6667
63 | 2008008722 | 329 | 319
64 | 2008008722 | 326 | 316
65 | 2008008722 | 323 | 313
66 | 2008008722 | 320 | 310
67 | 2008008722 | 318.3333 | 308.3333
68 | 2008008722 | 316.6667 | 306.6667
69 | 2008008722 | 315 | 305
70 | 2008008722 | 315.3333 | 305.3333
71 | 2008008722 | 315.6667 | 305.6667
72 | 2008008722 | 316 | 306
73 | 2008008722 | 316.3333 | 306.3333
74 | 2008008722 | 316.6667 | 306.6667
75 | 2008008722 | 317 | 307
76 | 2008008722 | 316.3333 | 306.3333
77 | 2008008722 | 315.6667 | 305.6667
78 | 2008008722 | 315 | 305
79 | 2008008722 | 314.6667 | 304.6667
80 | 2008008722 | 314.3333 | 304.3333
81 | 2008008722 | 314 | 304
82 | 2008008722 | 316.3333 | 306.3333
83 | 2008008722 | 318.6667 | 308.6667
84 | 2008008722 | 321 | 311
85 | 2008008722 | 323.3333 | 313.3333
86 | 2008008722 | 325.6667 | 315.6667
87 | 2008008722 | 328 | 318
88 | 2008008722 | 328.3333 | 318.3333
89 | 2008008722 | 328.6667 | 318.6667
90 | 2008008722 | 329 | 339
91 | 2008008722 | 329 | 339
92 | 2008008722 | 329 | 339
93 | 2008008722 | 329 | 339
94 | 2008008722 | 328.6667 | 338.6667
95 | 2008008722 | 328.3333 | 338.3333
96 | 2008008722 | 328 | 338
97 | 2008008722 | 327.6667 | 337.6667
98 | 2008008722 | 327.3333 | 337.3333
99 | 2008008722 | 327 | 337
100 | 2008008722 | 328.6667 | 338.6667
101 | 2008008722 | 330.3333 | 340.3333
102 | 2008008722 | 332 | 342
103 | 2008008722 | 334.3333 | 344.3333
104 | 2008008722 | 336.6667 | 346.6667
105 | 2008008722 | 339 | 349
106 | 2008008722 | 339.3333 | 349.3333
107 | 2008008722 | 339.6667 | 349.6667
108 | 2008008722 | 340 | 350
109 | 2008008722 | 342.3333 | 352.3333
110 | 2008008722 | 344.6667 | 354.6667
111 | 2008008722 | 347 | 357
112 | 2008008722 | 349.6667 | 359.6667
113 | 2008008722 | 352.3333 | 362.3333
114 | 2008008722 | 355 | 365
115 | 2008008722 | 360.3333 | 370.3333
116 | 2008008722 | 365.6667 | 375.6667
117 | 2008008722 | 371 | 381
118 | 2008008722 | 373.6667 | 383.6667
119 | 2008008722 | 376.3333 | 386.3333
120 | 2008008722 | 379 | 389
121 | 2008008722 | 383.3333 | 393.3333
122 | 2008008722 | 387.6667 | 377.6667
123 | 2008008722 | 392 | 382
124 | 2008008722 | 395.3333 | 385.3333
125 | 2008008722 | 398.6667 | 388.6667
126 | 2008008722 | 402 | 392
127 | 2008008722 | 404.3333 | 394.3333
128 | 2008008722 | 406.6667 | 396.6667
129 | 2008008722 | 409 | 399
130 | 2008008722 | 409 | 399
131 | 2008008722 | 409 | 399
132 | 2008008722 | 409 | 399
133 | 2008008722 | 408.3333 | 398.3333
134 | 2008008722 | 407.6667 | 397.6667
135 | 2008008722 | 407 | 397
136 | 2008008722 | 407 | 397
137 | 2008008722 | 407 | 397
138 | 2008008722 | 407 | 397
139 | 2008008722 | 407 | 397
140 | 2008008722 | 407 | 397
141 | 2008008722 | 407 | 397
142 | 2008008722 | 406 | 396
143 | 2008008722 | 405 | 395
0 | 2007001185 | 343 | 333
1 | 2007001185 | 344 | 334
2 | 2007001185 | 345 | 335
3 | 2007001185 | 346 | 336
4 | 2007001185 | 348 | 338
5 | 2007001185 | 350 | 340
6 | 2007001185 | 352 | 342
7 | 2007001185 | 353 | 343
8 | 2007001185 | 354 | 344
9 | 2007001185 | 355 | 345
10 | 2007001185 | 356.6667 | 346.6667
11 | 2007001185 | 358.3333 | 348.3333
12 | 2007001185 | 360 | 350
13 | 2007001185 | 363.6667 | 353.6667
14 | 2007001185 | 367.3333 | 357.3333
15 | 2007001185 | 371 | 361
16 | 2007001185 | 373.3333 | 363.3333
17 | 2007001185 | 375.6667 | 365.6667
18 | 2007001185 | 378 | 368
19 | 2007001185 | 378.6667 | 368.6667
20 | 2007001185 | 379.3333 | 369.3333
21 | 2007001185 | 380 | 370
22 | 2007001185 | 381.3333 | 371.3333
23 | 2007001185 | 382.6667 | 372.6667
24 | 2007001185 | 384 | 374
25 | 2007001185 | 385.3333 | 375.3333
26 | 2007001185 | 386.6667 | 376.6667
27 | 2007001185 | 388 | 378
28 | 2007001185 | 387 | 377
29 | 2007001185 | 386 | 376
30 | 2007001185 | 385 | 375
31 | 2007001185 | 383 | 373
32 | 2007001185 | 381 | 371
33 | 2007001185 | 379 | 369
34 | 2007001185 | 378.3333 | 368.3333
35 | 2007001185 | 377.6667 | 367.6667
36 | 2007001185 | 377 | 367
37 | 2007001185 | 377.3333 | 367.3333
38 | 2007001185 | 377.6667 | 367.6667
39 | 2007001185 | 378 | 368
40 | 2007001185 | 379.6667 | 369.6667
41 | 2007001185 | 381.3333 | 371.3333
42 | 2007001185 | 383 | 373
43 | 2007001185 | 385.3333 | 375.3333
44 | 2007001185 | 387.6667 | 377.6667
45 | 2007001185 | 390 | 380
46 | 2007001185 | 391.3333 | 381.3333
47 | 2007001185 | 392.6667 | 382.6667
48 | 2007001185 | 394 | 384
49 | 2007001185 | 393.3333 | 383.3333
50 | 2007001185 | 392.6667 | 382.6667
51 | 2007001185 | 392 | 382
52 | 2007001185 | 387.6667 | 377.6667
53 | 2007001185 | 383.3333 | 373.3333
54 | 2007001185 | 379 | 369
55 | 2007001185 | 372.3333 | 362.3333
56 | 2007001185 | 365.6667 | 355.6667
57 | 2007001185 | 359 | 349
58 | 2007001185 | 353.6667 | 343.6667
59 | 2007001185 | 348.3333 | 338.3333
60 | 2007001185 | 343 | 333
61 | 2007001185 | 338.3333 | 328.3333
62 | 2007001185 | 333.6667 | 323.6667
63 | 2007001185 | 329 | 319
64 | 2007001185 | 326 | 316
65 | 2007001185 | 323 | 313
66 | 2007001185 | 320 | 310
67 | 2007001185 | 318.3333 | 308.3333
68 | 2007001185 | 316.6667 | 306.6667
69 | 2007001185 | 315 | 305
70 | 2007001185 | 315.3333 | 305.3333
71 | 2007001185 | 315.6667 | 305.6667
72 | 2007001185 | 316 | 306
73 | 2007001185 | 316.3333 | 306.3333
74 | 2007001185 | 316.6667 | 306.6667
75 | 2007001185 | 317 | 307
76 | 2007001185 | 316.3333 | 306.3333
77 | 2007001185 | 315.6667 | 305.6667
78 | 2007001185 | 315 | 305
79 | 2007001185 | 314.6667 | 304.6667
80 | 2007001185 | 314.3333 | 304.3333
81 | 2007001185 | 314 | 304
82 | 2007001185 | 316.3333 | 306.3333
83 | 2007001185 | 318.6667 | 308.6667
84 | 2007001185 | 321 | 311
85 | 2007001185 | 323.3333 | 313.3333
86 | 2007001185 | 325.6667 | 315.6667
87 | 2007001185 | 328 | 318
88 | 2007001185 | 328.3333 | 318.3333
89 | 2007001185 | 328.6667 | 318.6667
90 | 2007001185 | 329 | 339
91 | 2007001185 | 329 | 339
92 | 2007001185 | 329 | 339
93 | 2007001185 | 329 | 339
94 | 2007001185 | 328.6667 | 338.6667
95 | 2007001185 | 328.3333 | 338.3333
96 | 2007001185 | 328 | 338
97 | 2007001185 | 327.6667 | 337.6667
98 | 2007001185 | 327.3333 | 337.3333
99 | 2007001185 | 327 | 337
100 | 2007001185 | 328.6667 | 338.6667
101 | 2007001185 | 330.3333 | 340.3333
102 | 2007001185 | 332 | 342
103 | 2007001185 | 334.3333 | 344.3333
104 | 2007001185 | 336.6667 | 346.6667
105 | 2007001185 | 339 | 349
106 | 2007001185 | 339.3333 | 349.3333
107 | 2007001185 | 339.6667 | 349.6667
108 | 2007001185 | 340 | 350
109 | 2007001185 | 342.3333 | 352.3333
110 | 2007001185 | 344.6667 | 354.6667
111 | 2007001185 | 347 | 357
112 | 2007001185 | 349.6667 | 359.6667
113 | 2007001185 | 352.3333 | 362.3333
114 | 2007001185 | 355 | 365
115 | 2007001185 | 360.3333 | 370.3333
116 | 2007001185 | 365.6667 | 375.6667
117 | 2007001185 | 371 | 381
118 | 2007001185 | 373.6667 | 383.6667
119 | 2007001185 | 376.3333 | 386.3333
120 | 2007001185 | 379 | 389
121 | 2007001185 | 383.3333 | 393.3333
122 | 2007001185 | 387.6667 | 377.6667
123 | 2007001185 | 392 | 382
124 | 2007001185 | 395.3333 | 385.3333
125 | 2007001185 | 398.6667 | 388.6667
126 | 2007001185 | 402 | 392
127 | 2007001185 | 404.3333 | 394.3333
128 | 2007001185 | 406.6667 | 396.6667
129 | 2007001185 | 409 | 399
130 | 2007001185 | 409 | 399
131 | 2007001185 | 409 | 399
132 | 2007001185 | 409 | 399
133 | 2007001185 | 408.3333 | 398.3333
134 | 2007001185 | 407.6667 | 397.6667
135 | 2007001185 | 407 | 397
136 | 2007001185 | 407 | 397
137 | 2007001185 | 407 | 397
138 | 2007001185 | 407 | 397
139 | 2007001185 | 407 | 397
140 | 2007001185 | 407 | 397
141 | 2007001185 | 407 | 397
142 | 2007001185 | 406 | 396
143 | 2007001185 | 405 | 395
0 | 2009003173 | 343 | 333
1 | 2009003173 | 344 | 334
2 | 2009003173 | 345 | 335
3 | 2009003173 | 346 | 336
4 | 2009003173 | 348 | 338
5 | 2009003173 | 350 | 340
6 | 2009003173 | 352 | 342
7 | 2009003173 | 353 | 343
8 | 2009003173 | 354 | 344
9 | 2009003173 | 355 | 345
10 | 2009003173 | 356.6667 | 346.6667
11 | 2009003173 | 358.3333 | 348.3333
12 | 2009003173 | 360 | 350
13 | 2009003173 | 363.6667 | 353.6667
14 | 2009003173 | 367.3333 | 357.3333
15 | 2009003173 | 371 | 361
16 | 2009003173 | 373.3333 | 363.3333
17 | 2009003173 | 375.6667 | 365.6667
18 | 2009003173 | 378 | 368
19 | 2009003173 | 378.6667 | 368.6667
20 | 2009003173 | 379.3333 | 369.3333
21 | 2009003173 | 380 | 370
22 | 2009003173 | 381.3333 | 371.3333
23 | 2009003173 | 382.6667 | 372.6667
24 | 2009003173 | 384 | 374
25 | 2009003173 | 385.3333 | 375.3333
26 | 2009003173 | 386.6667 | 376.6667
27 | 2009003173 | 388 | 378
28 | 2009003173 | 387 | 377
29 | 2009003173 | 386 | 376
30 | 2009003173 | 385 | 375
31 | 2009003173 | 383 | 373
32 | 2009003173 | 381 | 371
33 | 2009003173 | 379 | 369
34 | 2009003173 | 378.3333 | 368.3333
35 | 2009003173 | 377.6667 | 367.6667
36 | 2009003173 | 377 | 367
37 | 2009003173 | 377.3333 | 367.3333
38 | 2009003173 | 377.6667 | 367.6667
39 | 2009003173 | 378 | 368
40 | 2009003173 | 379.6667 | 369.6667
41 | 2009003173 | 381.3333 | 371.3333
42 | 2009003173 | 383 | 373
43 | 2009003173 | 385.3333 | 375.3333
44 | 2009003173 | 387.6667 | 377.6667
45 | 2009003173 | 390 | 380
46 | 2009003173 | 391.3333 | 381.3333
47 | 2009003173 | 392.6667 | 382.6667
48 | 2009003173 | 394 | 384
49 | 2009003173 | 393.3333 | 383.3333
50 | 2009003173 | 392.6667 | 382.6667
51 | 2009003173 | 392 | 382
52 | 2009003173 | 387.6667 | 377.6667
53 | 2009003173 | 383.3333 | 373.3333
54 | 2009003173 | 379 | 369
55 | 2009003173 | 372.3333 | 362.3333
56 | 2009003173 | 365.6667 | 355.6667
57 | 2009003173 | 359 | 349
58 | 2009003173 | 353.6667 | 343.6667
59 | 2009003173 | 348.3333 | 338.3333
60 | 2009003173 | 343 | 333
61 | 2009003173 | 338.3333 | 328.3333
62 | 2009003173 | 333.6667 | 323.6667
63 | 2009003173 | 329 | 319
64 | 2009003173 | 326 | 316
65 | 2009003173 | 323 | 313
66 | 2009003173 | 320 | 310
67 | 2009003173 | 318.3333 | 308.3333
68 | 2009003173 | 316.6667 | 306.6667
69 | 2009003173 | 315 | 305
70 | 2009003173 | 315.3333 | 305.3333
71 | 2009003173 | 315.6667 | 305.6667
72 | 2009003173 | 316 | 306
73 | 2009003173 | 316.3333 | 306.3333
74 | 2009003173 | 316.6667 | 306.6667
75 | 2009003173 | 317 | 307
76 | 2009003173 | 316.3333 | 306.3333
77 | 2009003173 | 315.6667 | 305.6667
78 | 2009003173 | 315 | 305
79 | 2009003173 | 314.6667 | 304.6667
80 | 2009003173 | 314.3333 | 304.3333
81 | 2009003173 | 314 | 304
82 | 2009003173 | 316.3333 | 306.3333
83 | 2009003173 | 318.6667 | 308.6667
84 | 2009003173 | 321 | 311
85 | 2009003173 | 323.3333 | 313.3333
86 | 2009003173 | 325.6667 | 315.6667
87 | 2009003173 | 328 | 318
88 | 2009003173 | 328.3333 | 318.3333
89 | 2009003173 | 328.6667 | 318.6667
90 | 2009003173 | 329 | 339
91 | 2009003173 | 329 | 339
92 | 2009003173 | 329 | 339
93 | 2009003173 | 329 | 339
94 | 2009003173 | 328.6667 | 338.6667
95 | 2009003173 | 328.3333 | 338.3333
96 | 2009003173 | 328 | 338
97 | 2009003173 | 327.6667 | 337.6667
98 | 2009003173 | 327.3333 | 337.3333
99 | 2009003173 | 327 | 337
100 | 2009003173 | 328.6667 | 338.6667
101 | 2009003173 | 330.3333 | 340.3333
102 | 2009003173 | 332 | 342
103 | 2009003173 | 334.3333 | 344.3333
104 | 2009003173 | 336.6667 | 346.6667
105 | 2009003173 | 339 | 349
106 | 2009003173 | 339.3333 | 349.3333
107 | 2009003173 | 339.6667 | 349.6667
108 | 2009003173 | 340 | 350
109 | 2009003173 | 342.3333 | 352.3333
110 | 2009003173 | 344.6667 | 354.6667
111 | 2009003173 | 347 | 357
112 | 2009003173 | 349.6667 | 359.6667
113 | 2009003173 | 352.3333 | 362.3333
114 | 2009003173 | 355 | 365
115 | 2009003173 | 360.3333 | 370.3333
116 | 2009003173 | 365.6667 | 375.6667
117 | 2009003173 | 371 | 381
118 | 2009003173 | 373.6667 | 383.6667
119 | 2009003173 | 376.3333 | 386.3333
120 | 2009003173 | 379 | 389
121 | 2009003173 | 383.3333 | 393.3333
122 | 2009003173 | 387.6667 | 377.6667
123 | 2009003173 | 392 | 382
124 | 2009003173 | 395.3333 | 385.3333
125 | 2009003173 | 398.6667 | 388.6667
126 | 2009003173 | 402 | 392
127 | 2009003173 | 404.3333 | 394.3333
128 | 2009003173 | 406.6667 | 396.6667
129 | 2009003173 | 409 | 399
130 | 2009003173 | 409 | 399
131 | 2009003173 | 409 | 399
132 | 2009003173 | 409 | 399
133 | 2009003173 | 408.3333 | 398.3333
134 | 2009003173 | 407.6667 | 397.6667
135 | 2009003173 | 407 | 397
136 | 2009003173 | 407 | 397
137 | 2009003173 | 407 | 397
138 | 2009003173 | 407 | 397
139 | 2009003173 | 407 | 397
140 | 2009003173 | 407 | 397
141 | 2009003173 | 407 | 397
142 | 2009003173 | 406 | 396
143 | 2009003173 | 405 | 395
0 | 2009008744 | 343 | 333
1 | 2009008744 | 344 | 334
2 | 2009008744 | 345 | 335
3 | 2009008744 | 346 | 336
4 | 2009008744 | 348 | 338
5 | 2009008744 | 350 | 340
6 | 2009008744 | 352 | 342
7 | 2009008744 | 353 | 343
8 | 2009008744 | 354 | 344
9 | 2009008744 | 355 | 345
10 | 2009008744 | 356.6667 | 346.6667
11 | 2009008744 | 358.3333 | 348.3333
12 | 2009008744 | 360 | 350
13 | 2009008744 | 363.6667 | 353.6667
14 | 2009008744 | 367.3333 | 357.3333
15 | 2009008744 | 371 | 361
16 | 2009008744 | 373.3333 | 363.3333
17 | 2009008744 | 375.6667 | 365.6667
18 | 2009008744 | 378 | 368
19 | 2009008744 | 378.6667 | 368.6667
20 | 2009008744 | 379.3333 | 369.3333
21 | 2009008744 | 380 | 370
22 | 2009008744 | 381.3333 | 371.3333
23 | 2009008744 | 382.6667 | 372.6667
24 | 2009008744 | 384 | 374
25 | 2009008744 | 385.3333 | 375.3333
26 | 2009008744 | 386.6667 | 376.6667
27 | 2009008744 | 388 | 378
28 | 2009008744 | 387 | 377
29 | 2009008744 | 386 | 376
30 | 2009008744 | 385 | 375
31 | 2009008744 | 383 | 373
32 | 2009008744 | 381 | 371
33 | 2009008744 | 379 | 369
34 | 2009008744 | 378.3333 | 368.3333
35 | 2009008744 | 377.6667 | 367.6667
36 | 2009008744 | 377 | 367
37 | 2009008744 | 377.3333 | 367.3333
38 | 2009008744 | 377.6667 | 367.6667
39 | 2009008744 | 378 | 368
40 | 2009008744 | 379.6667 | 369.6667
41 | 2009008744 | 381.3333 | 371.3333
42 | 2009008744 | 383 | 373
43 | 2009008744 | 385.3333 | 375.3333
44 | 2009008744 | 387.6667 | 377.6667
45 | 2009008744 | 390 | 380
46 | 2009008744 | 391.3333 | 381.3333
47 | 2009008744 | 392.6667 | 382.6667
48 | 2009008744 | 394 | 384
49 | 2009008744 | 393.3333 | 383.3333
50 | 2009008744 | 392.6667 | 382.6667
51 | 2009008744 | 392 | 382
52 | 2009008744 | 387.6667 | 377.6667
53 | 2009008744 | 383.3333 | 373.3333
54 | 2009008744 | 379 | 369
55 | 2009008744 | 372.3333 | 362.3333
56 | 2009008744 | 365.6667 | 355.6667
57 | 2009008744 | 359 | 349
58 | 2009008744 | 353.6667 | 343.6667
59 | 2009008744 | 348.3333 | 338.3333
60 | 2009008744 | 343 | 333
61 | 2009008744 | 338.3333 | 328.3333
62 | 2009008744 | 333.6667 | 323.6667
63 | 2009008744 | 329 | 319
64 | 2009008744 | 326 | 316
65 | 2009008744 | 323 | 313
66 | 2009008744 | 320 | 310
67 | 2009008744 | 318.3333 | 308.3333
68 | 2009008744 | 316.6667 | 306.6667
69 | 2009008744 | 315 | 305
70 | 2009008744 | 315.3333 | 305.3333
71 | 2009008744 | 315.6667 | 305.6667
72 | 2009008744 | 316 | 306
73 | 2009008744 | 316.3333 | 306.3333
74 | 2009008744 | 316.6667 | 306.6667
75 | 2009008744 | 317 | 307
76 | 2009008744 | 316.3333 | 306.3333
77 | 2009008744 | 315.6667 | 305.6667
78 | 2009008744 | 315 | 305
79 | 2009008744 | 314.6667 | 304.6667
80 | 2009008744 | 314.3333 | 304.3333
81 | 2009008744 | 314 | 304
82 | 2009008744 | 316.3333 | 306.3333
83 | 2009008744 | 318.6667 | 308.6667
84 | 2009008744 | 321 | 311
85 | 2009008744 | 323.3333 | 313.3333
86 | 2009008744 | 325.6667 | 315.6667
87 | 2009008744 | 328 | 318
88 | 2009008744 | 328.3333 | 318.3333
89 | 2009008744 | 328.6667 | 318.6667
90 | 2009008744 | 329 | 339
91 | 2009008744 | 329 | 339
92 | 2009008744 | 329 | 339
93 | 2009008744 | 329 | 339
94 | 2009008744 | 328.6667 | 338.6667
95 | 2009008744 | 328.3333 | 338.3333
96 | 2009008744 | 328 | 338
97 | 2009008744 | 327.6667 | 337.6667
98 | 2009008744 | 327.3333 | 337.3333
99 | 2009008744 | 327 | 337
100 | 2009008744 | 328.6667 | 338.6667
101 | 2009008744 | 330.3333 | 340.3333
102 | 2009008744 | 332 | 342
103 | 2009008744 | 334.3333 | 344.3333
104 | 2009008744 | 336.6667 | 346.6667
105 | 2009008744 | 339 | 349
106 | 2009008744 | 339.3333 | 349.3333
107 | 2009008744 | 339.6667 | 349.6667
108 | 2009008744 | 340 | 350
109 | 2009008744 | 342.3333 | 352.3333
110 | 2009008744 | 344.6667 | 354.6667
111 | 2009008744 | 347 | 357
112 | 2009008744 | 349.6667 | 359.6667
113 | 2009008744 | 352.3333 | 362.3333
114 | 2009008744 | 355 | 365
115 | 2009008744 | 360.3333 | 370.3333
116 | 2009008744 | 365.6667 | 375.6667
117 | 2009008744 | 371 | 381
118 | 2009008744 | 373.6667 | 383.6667
119 | 2009008744 | 376.3333 | 386.3333
120 | 2009008744 | 379 | 389
121 | 2009008744 | 383.3333 | 393.3333
122 | 2009008744 | 387.6667 | 377.6667
123 | 2009008744 | 392 | 382
124 | 2009008744 | 395.3333 | 385.3333
125 | 2009008744 | 398.6667 | 388.6667
126 | 2009008744 | 402 | 392
127 | 2009008744 | 404.3333 | 394.3333
128 | 2009008744 | 406.6667 | 396.6667
129 | 2009008744 | 409 | 399
130 | 2009008744 | 409 | 399
131 | 2009008744 | 409 | 399
132 | 2009008744 | 409 | 399
133 | 2009008744 | 408.3333 | 398.3333
134 | 2009008744 | 407.6667 | 397.6667
135 | 2009008744 | 407 | 397
136 | 2009008744 | 407 | 397
137 | 2009008744 | 407 | 397
138 | 2009008744 | 407 | 397
139 | 2009008744 | 407 | 397
140 | 2009008744 | 407 | 397
141 | 2009008744 | 407 | 397
142 | 2009008744 | 406 | 396
143 | 2009008744 | 405 | 395
0 | 2006007826 | 343 | 333
1 | 2006007826 | 344 | 334
2 | 2006007826 | 345 | 335
3 | 2006007826 | 346 | 336
4 | 2006007826 | 348 | 338
5 | 2006007826 | 350 | 340
6 | 2006007826 | 352 | 342
7 | 2006007826 | 353 | 343
8 | 2006007826 | 354 | 344
9 | 2006007826 | 355 | 345
10 | 2006007826 | 356.6667 | 346.6667
11 | 2006007826 | 358.3333 | 348.3333
12 | 2006007826 | 360 | 350
13 | 2006007826 | 363.6667 | 353.6667
14 | 2006007826 | 367.3333 | 357.3333
15 | 2006007826 | 371 | 361
16 | 2006007826 | 373.3333 | 363.3333
17 | 2006007826 | 375.6667 | 365.6667
18 | 2006007826 | 378 | 368
19 | 2006007826 | 378.6667 | 368.6667
20 | 2006007826 | 379.3333 | 369.3333
21 | 2006007826 | 380 | 370
22 | 2006007826 | 381.3333 | 371.3333
23 | 2006007826 | 382.6667 | 372.6667
24 | 2006007826 | 384 | 374
25 | 2006007826 | 385.3333 | 375.3333
26 | 2006007826 | 386.6667 | 376.6667
27 | 2006007826 | 388 | 378
28 | 2006007826 | 387 | 377
29 | 2006007826 | 386 | 376
30 | 2006007826 | 385 | 375
31 | 2006007826 | 383 | 373
32 | 2006007826 | 381 | 371
33 | 2006007826 | 379 | 369
34 | 2006007826 | 378.3333 | 368.3333
35 | 2006007826 | 377.6667 | 367.6667
36 | 2006007826 | 377 | 367
37 | 2006007826 | 377.3333 | 367.3333
38 | 2006007826 | 377.6667 | 367.6667
39 | 2006007826 | 378 | 368
40 | 2006007826 | 379.6667 | 369.6667
41 | 2006007826 | 381.3333 | 371.3333
42 | 2006007826 | 383 | 373
43 | 2006007826 | 385.3333 | 375.3333
44 | 2006007826 | 387.6667 | 377.6667
45 | 2006007826 | 390 | 380
46 | 2006007826 | 391.3333 | 381.3333
47 | 2006007826 | 392.6667 | 382.6667
48 | 2006007826 | 394 | 384
49 | 2006007826 | 393.3333 | 383.3333
50 | 2006007826 | 392.6667 | 382.6667
51 | 2006007826 | 392 | 382
52 | 2006007826 | 387.6667 | 377.6667
53 | 2006007826 | 383.3333 | 373.3333
54 | 2006007826 | 379 | 369
55 | 2006007826 | 372.3333 | 362.3333
56 | 2006007826 | 365.6667 | 355.6667
57 | 2006007826 | 359 | 349
58 | 2006007826 | 353.6667 | 343.6667
59 | 2006007826 | 348.3333 | 338.3333
60 | 2006007826 | 343 | 333
61 | 2006007826 | 338.3333 | 328.3333
62 | 2006007826 | 333.6667 | 323.6667
63 | 2006007826 | 329 | 319
64 | 2006007826 | 326 | 316
65 | 2006007826 | 323 | 313
66 | 2006007826 | 320 | 310
67 | 2006007826 | 318.3333 | 308.3333
68 | 2006007826 | 316.6667 | 306.6667
69 | 2006007826 | 315 | 305
70 | 2006007826 | 315.3333 | 305.3333
71 | 2006007826 | 315.6667 | 305.6667
72 | 2006007826 | 316 | 306
73 | 2006007826 | 316.3333 | 306.3333
74 | 2006007826 | 316.6667 | 306.6667
75 | 2006007826 | 317 | 307
76 | 2006007826 | 316.3333 | 306.3333
77 | 2006007826 | 315.6667 | 305.6667
78 | 2006007826 | 315 | 305
79 | 2006007826 | 314.6667 | 304.6667
80 | 2006007826 | 314.3333 | 304.3333
81 | 2006007826 | 314 | 304
82 | 2006007826 | 316.3333 | 306.3333
83 | 2006007826 | 318.6667 | 308.6667
84 | 2006007826 | 321 | 311
85 | 2006007826 | 323.3333 | 313.3333
86 | 2006007826 | 325.6667 | 315.6667
87 | 2006007826 | 328 | 318
88 | 2006007826 | 328.3333 | 318.3333
89 | 2006007826 | 328.6667 | 318.6667
90 | 2006007826 | 329 | 339
91 | 2006007826 | 329 | 339
92 | 2006007826 | 329 | 339
93 | 2006007826 | 329 | 339
94 | 2006007826 | 328.6667 | 338.6667
95 | 2006007826 | 328.3333 | 338.3333
96 | 2006007826 | 328 | 338
97 | 2006007826 | 327.6667 | 337.6667
98 | 2006007826 | 327.3333 | 337.3333
99 | 2006007826 | 327 | 337
100 | 2006007826 | 328.6667 | 338.6667
101 | 2006007826 | 330.3333 | 340.3333
102 | 2006007826 | 332 | 342
103 | 2006007826 | 334.3333 | 344.3333
104 | 2006007826 | 336.6667 | 346.6667
105 | 2006007826 | 339 | 349
106 | 2006007826 | 339.3333 | 349.3333
107 | 2006007826 | 339.6667 | 349.6667
108 | 2006007826 | 340 | 350
109 | 2006007826 | 342.3333 | 352.3333
110 | 2006007826 | 344.6667 | 354.6667
111 | 2006007826 | 347 | 357
112 | 2006007826 | 349.6667 | 359.6667
113 | 2006007826 | 352.3333 | 362.3333
114 | 2006007826 | 355 | 365
115 | 2006007826 | 360.3333 | 370.3333
116 | 2006007826 | 365.6667 | 375.6667
117 | 2006007826 | 371 | 381
118 | 2006007826 | 373.6667 | 383.6667
119 | 2006007826 | 376.3333 | 386.3333
120 | 2006007826 | 379 | 389
121 | 2006007826 | 383.3333 | 393.3333
122 | 2006007826 | 387.6667 | 377.6667
123 | 2006007826 | 392 | 382
124 | 2006007826 | 395.3333 | 385.3333
125 | 2006007826 | 398.6667 | 388.6667
126 | 2006007826 | 402 | 392
127 | 2006007826 | 404.3333 | 394.3333
128 | 2006007826 | 406.6667 | 396.6667
129 | 2006007826 | 409 | 399
130 | 2006007826 | 409 | 399
131 | 2006007826 | 409 | 399
132 | 2006007826 | 409 | 399
133 | 2006007826 | 408.3333 | 398.3333
134 | 2006007826 | 407.6667 | 397.6667
135 | 2006007826 | 407 | 397
136 | 2006007826 | 407 | 397
137 | 2006007826 | 407 | 397
138 | 2006007826 | 407 | 397
139 | 2006007826 | 407 | 397
140 | 2006007826 | 407 | 397
141 | 2006007826 | 407 | 397
142 | 2006007826 | 406 | 396
143 | 2006007826 | 405 | 395
0 | 2008002445 | 343 | 333
1 | 2008002445 | 344 | 334
2 | 2008002445 | 345 | 335
3 | 2008002445 | 346 | 336
4 | 2008002445 | 348 | 338
5 | 2008002445 | 350 | 340
6 | 2008002445 | 352 | 342
7 | 2008002445 | 353 | 343
8 | 2008002445 | 354 | 344
9 | 2008002445 | 355 | 345
10 | 2008002445 | 356.6667 | 346.6667
11 | 2008002445 | 358.3333 | 348.3333
12 | 2008002445 | 360 | 350
13 | 2008002445 | 363.6667 | 353.6667
14 | 2008002445 | 367.3333 | 357.3333
15 | 2008002445 | 371 | 361
16 | 2008002445 | 373.3333 | 363.3333
17 | 2008002445 | 375.6667 | 365.6667
18 | 2008002445 | 378 | 368
19 | 2008002445 | 378.6667 | 368.6667
20 | 2008002445 | 379.3333 | 369.3333
21 | 2008002445 | 380 | 370
22 | 2008002445 | 381.3333 | 371.3333
23 | 2008002445 | 382.6667 | 372.6667
24 | 2008002445 | 384 | 374
25 | 2008002445 | 385.3333 | 375.3333
26 | 2008002445 | 386.6667 | 376.6667
27 | 2008002445 | 388 | 378
28 | 2008002445 | 387 | 377
29 | 2008002445 | 386 | 376
30 | 2008002445 | 385 | 375
31 | 2008002445 | 383 | 373
32 | 2008002445 | 381 | 371
33 | 2008002445 | 379 | 369
34 | 2008002445 | 378.3333 | 368.3333
35 | 2008002445 | 377.6667 | 367.6667
36 | 2008002445 | 377 | 367
37 | 2008002445 | 377.3333 | 367.3333
38 | 2008002445 | 377.6667 | 367.6667
39 | 2008002445 | 378 | 368
40 | 2008002445 | 379.6667 | 369.6667
41 | 2008002445 | 381.3333 | 371.3333
42 | 2008002445 | 383 | 373
43 | 2008002445 | 385.3333 | 375.3333
44 | 2008002445 | 387.6667 | 377.6667
45 | 2008002445 | 390 | 380
46 | 2008002445 | 391.3333 | 381.3333
47 | 2008002445 | 392.6667 | 382.6667
48 | 2008002445 | 394 | 384
49 | 2008002445 | 393.3333 | 383.3333
50 | 2008002445 | 392.6667 | 382.6667
51 | 2008002445 | 392 | 382
52 | 2008002445 | 387.6667 | 377.6667
53 | 2008002445 | 383.3333 | 373.3333
54 | 2008002445 | 379 | 369
55 | 2008002445 | 372.3333 | 362.3333
56 | 2008002445 | 365.6667 | 355.6667
57 | 2008002445 | 359 | 349
58 | 2008002445 | 353.6667 | 343.6667
59 | 2008002445 | 348.3333 | 338.3333
60 | 2008002445 | 343 | 333
61 | 2008002445 | 338.3333 | 328.3333
62 | 2008002445 | 333.6667 | 323.6667
63 | 2008002445 | 329 | 319
64 | 2008002445 | 326 | 316
65 | 2008002445 | 323 | 313
66 | 2008002445 | 320 | 310
67 | 2008002445 | 318.3333 | 308.3333
68 | 2008002445 | 316.6667 | 306.6667
69 | 2008002445 | 315 | 305
70 | 2008002445 | 315.3333 | 305.3333
71 | 2008002445 | 315.6667 | 305.6667
72 | 2008002445 | 316 | 306
73 | 2008002445 | 316.3333 | 306.3333
74 | 2008002445 | 316.6667 | 306.6667
75 | 2008002445 | 317 | 307
76 | 2008002445 | 316.3333 | 306.3333
77 | 2008002445 | 315.6667 | 305.6667
78 | 2008002445 | 315 | 305
79 | 2008002445 | 314.6667 | 304.6667
80 | 2008002445 | 314.3333 | 304.3333
81 | 2008002445 | 314 | 304
82 | 2008002445 | 316.3333 | 306.3333
83 | 2008002445 | 318.6667 | 308.6667
84 | 2008002445 | 321 | 311
85 | 2008002445 | 323.3333 | 313.3333
86 | 2008002445 | 325.6667 | 315.6667
87 | 2008002445 | 328 | 318
88 | 2008002445 | 328.3333 | 318.3333
89 | 2008002445 | 328.6667 | 318.6667
90 | 2008002445 | 329 | 339
91 | 2008002445 | 329 | 339
92 | 2008002445 | 329 | 339
93 | 2008002445 | 329 | 339
94 | 2008002445 | 328.6667 | 338.6667
95 | 2008002445 | 328.3333 | 338.3333
96 | 2008002445 | 328 | 338
97 | 2008002445 | 327.6667 | 337.6667
98 | 2008002445 | 327.3333 | 337.3333
99 | 2008002445 | 327 | 337
100 | 2008002445 | 328.6667 | 338.6667
101 | 2008002445 | 330.3333 | 340.3333
102 | 2008002445 | 332 | 342
103 | 2008002445 | 334.3333 | 344.3333
104 | 2008002445 | 336.6667 | 346.6667
105 | 2008002445 | 339 | 349
106 | 2008002445 | 339.3333 | 349.3333
107 | 2008002445 | 339.6667 | 349.6667
108 | 2008002445 | 340 | 350
109 | 2008002445 | 342.3333 | 352.3333
110 | 2008002445 | 344.6667 | 354.6667
111 | 2008002445 | 347 | 357
112 | 2008002445 | 349.6667 | 359.6667
113 | 2008002445 | 352.3333 | 362.3333
114 | 2008002445 | 355 | 365
115 | 2008002445 | 360.3333 | 370.3333
116 | 2008002445 | 365.6667 | 375.6667
117 | 2008002445 | 371 | 381
118 | 2008002445 | 373.6667 | 383.6667
119 | 2008002445 | 376.3333 | 386.3333
120 | 2008002445 | 379 | 389
121 | 2008002445 | 383.3333 | 393.3333
122 | 2008002445 | 387.6667 | 377.6667
123 | 2008002445 | 392 | 382
124 | 2008002445 | 395.3333 | 385.3333
125 | 2008002445 | 398.6667 | 388.6667
126 | 2008002445 | 402 | 392
127 | 2008002445 | 404.3333 | 394.3333
128 | 2008002445 | 406.6667 | 396.6667
129 | 2008002445 | 409 | 399
130 | 2008002445 | 409 | 399
131 | 2008002445 | 409 | 399
132 | 2008002445 | 409 | 399
133 | 2008002445 | 408.3333 | 398.3333
134 | 2008002445 | 407.6667 | 397.6667
135 | 2008002445 | 407 | 397
136 | 2008002445 | 407 | 397
137 | 2008002445 | 407 | 397
138 | 2008002445 | 407 | 397
139 | 2008002445 | 407 | 397
140 | 2008002445 | 407 | 397
141 | 2008002445 | 407 | 397
142 | 2008002445 | 406 | 396
143 | 2008002445 | 405 | 395
0 | 2006006507 | 343 | 333
1 | 2006006507 | 344 | 334
2 | 2006006507 | 345 | 335
3 | 2006006507 | 346 | 336
4 | 2006006507 | 348 | 338
5 | 2006006507 | 350 | 340
6 | 2006006507 | 352 | 342
7 | 2006006507 | 353 | 343
8 | 2006006507 | 354 | 344
9 | 2006006507 | 355 | 345
10 | 2006006507 | 356.6667 | 346.6667
11 | 2006006507 | 358.3333 | 348.3333
12 | 2006006507 | 360 | 350
13 | 2006006507 | 363.6667 | 353.6667
14 | 2006006507 | 367.3333 | 357.3333
15 | 2006006507 | 371 | 361
16 | 2006006507 | 373.3333 | 363.3333
17 | 2006006507 | 375.6667 | 365.6667
18 | 2006006507 | 378 | 368
19 | 2006006507 | 378.6667 | 368.6667
20 | 2006006507 | 379.3333 | 369.3333
21 | 2006006507 | 380 | 370
22 | 2006006507 | 381.3333 | 371.3333
23 | 2006006507 | 382.6667 | 372.6667
24 | 2006006507 | 384 | 374
25 | 2006006507 | 385.3333 | 375.3333
26 | 2006006507 | 386.6667 | 376.6667
27 | 2006006507 | 388 | 378
28 | 2006006507 | 387 | 377
29 | 2006006507 | 386 | 376
30 | 2006006507 | 385 | 375
31 | 2006006507 | 383 | 373
32 | 2006006507 | 381 | 371
33 | 2006006507 | 379 | 369
34 | 2006006507 | 378.3333 | 368.3333
35 | 2006006507 | 377.6667 | 367.6667
36 | 2006006507 | 377 | 367
37 | 2006006507 | 377.3333 | 367.3333
38 | 2006006507 | 377.6667 | 367.6667
39 | 2006006507 | 378 | 368
40 | 2006006507 | 379.6667 | 369.6667
41 | 2006006507 | 381.3333 | 371.3333
42 | 2006006507 | 383 | 373
43 | 2006006507 | 385.3333 | 375.3333
44 | 2006006507 | 387.6667 | 377.6667
45 | 2006006507 | 390 | 380
46 | 2006006507 | 391.3333 | 381.3333
47 | 2006006507 | 392.6667 | 382.6667
48 | 2006006507 | 394 | 384
49 | 2006006507 | 393.3333 | 383.3333
50 | 2006006507 | 392.6667 | 382.6667
51 | 2006006507 | 392 | 382
52 | 2006006507 | 387.6667 | 377.6667
53 | 2006006507 | 383.3333 | 373.3333
54 | 2006006507 | 379 | 369
55 | 2006006507 | 372.3333 | 362.3333
56 | 2006006507 | 365.6667 | 355.6667
57 | 2006006507 | 359 | 349
58 | 2006006507 | 353.6667 | 343.6667
59 | 2006006507 | 348.3333 | 338.3333
60 | 2006006507 | 343 | 333
61 | 2006006507 | 338.3333 | 328.3333
62 | 2006006507 | 333.6667 | 323.6667
63 | 2006006507 | 329 | 319
64 | 2006006507 | 326 | 316
65 | 2006006507 | 323 | 313
66 | 2006006507 | 320 | 310
67 | 2006006507 | 318.3333 | 308.3333
68 | 2006006507 | 316.6667 | 306.6667
69 | 2006006507 | 315 | 305
70 | 2006006507 | 315.3333 | 305.3333
71 | 2006006507 | 315.6667 | 305.6667
72 | 2006006507 | 316 | 306
73 | 2006006507 | 316.3333 | 306.3333
74 | 2006006507 | 316.6667 | 306.6667
75 | 2006006507 | 317 | 307
76 | 2006006507 | 316.3333 | 306.3333
77 | 2006006507 | 315.6667 | 305.6667
78 | 2006006507 | 315 | 305
79 | 2006006507 | 314.6667 | 304.6667
80 | 2006006507 | 314.3333 | 304.3333
81 | 2006006507 | 314 | 304
82 | 2006006507 | 316.3333 | 306.3333
83 | 2006006507 | 318.6667 | 308.6667
84 | 2006006507 | 321 | 311
85 | 2006006507 | 323.3333 | 313.3333
86 | 2006006507 | 325.6667 | 315.6667
87 | 2006006507 | 328 | 318
88 | 2006006507 | 328.3333 | 318.3333
89 | 2006006507 | 328.6667 | 318.6667
90 | 2006006507 | 329 | 339
91 | 2006006507 | 329 | 339
92 | 2006006507 | 329 | 339
93 | 2006006507 | 329 | 339
94 | 2006006507 | 328.6667 | 338.6667
95 | 2006006507 | 328.3333 | 338.3333
96 | 2006006507 | 328 | 338
97 | 2006006507 | 327.6667 | 337.6667
98 | 2006006507 | 327.3333 | 337.3333
99 | 2006006507 | 327 | 337
100 | 2006006507 | 328.6667 | 338.6667
101 | 2006006507 | 330.3333 | 340.3333
102 | 2006006507 | 332 | 342
103 | 2006006507 | 334.3333 | 344.3333
104 | 2006006507 | 336.6667 | 346.6667
105 | 2006006507 | 339 | 349
106 | 2006006507 | 339.3333 | 349.3333
107 | 2006006507 | 339.6667 | 349.6667
108 | 2006006507 | 340 | 350
109 | 2006006507 | 342.3333 | 352.3333
110 | 2006006507 | 344.6667 | 354.6667
111 | 2006006507 | 347 | 357
112 | 2006006507 | 349.6667 | 359.6667
113 | 2006006507 | 352.3333 | 362.3333
114 | 2006006507 | 355 | 365
115 | 2006006507 | 360.3333 | 370.3333
116 | 2006006507 | 365.6667 | 375.6667
117 | 2006006507 | 371 | 381
118 | 2006006507 | 373.6667 | 383.6667
119 | 2006006507 | 376.3333 | 386.3333
120 | 2006006507 | 379 | 389
121 | 2006006507 | 383.3333 | 393.3333
122 | 2006006507 | 387.6667 | 377.6667
123 | 2006006507 | 392 | 382
124 | 2006006507 | 395.3333 | 385.3333
125 | 2006006507 | 398.6667 | 388.6667
126 | 2006006507 | 402 | 392
127 | 2006006507 | 404.3333 | 394.3333
128 | 2006006507 | 406.6667 | 396.6667
129 | 2006006507 | 409 | 399
130 | 2006006507 | 409 | 399
131 | 2006006507 | 409 | 399
132 | 2006006507 | 409 | 399
133 | 2006006507 | 408.3333 | 398.3333
134 | 2006006507 | 407.6667 | 397.6667
135 | 2006006507 | 407 | 397
136 | 2006006507 | 407 | 397
137 | 2006006507 | 407 | 397
138 | 2006006507 | 407 | 397
139 | 2006006507 | 407 | 397
140 | 2006006507 | 407 | 397
141 | 2006006507 | 407 | 397
142 | 2006006507 | 406 | 396
143 | 2006006507 | 405 | 395
0 | 2013003572 | 343 | 333
1 | 2013003572 | 344 | 334
2 | 2013003572 | 345 | 335
3 | 2013003572 | 346 | 336
4 | 2013003572 | 348 | 338
5 | 2013003572 | 350 | 340
6 | 2013003572 | 352 | 342
7 | 2013003572 | 353 | 343
8 | 2013003572 | 354 | 344
9 | 2013003572 | 355 | 345
10 | 2013003572 | 356.6667 | 346.6667
11 | 2013003572 | 358.3333 | 348.3333
12 | 2013003572 | 360 | 350
13 | 2013003572 | 363.6667 | 353.6667
14 | 2013003572 | 367.3333 | 357.3333
15 | 2013003572 | 371 | 361
16 | 2013003572 | 373.3333 | 363.3333
17 | 2013003572 | 375.6667 | 365.6667
18 | 2013003572 | 378 | 368
19 | 2013003572 | 378.6667 | 368.6667
20 | 2013003572 | 379.3333 | 369.3333
21 | 2013003572 | 380 | 370
22 | 2013003572 | 381.3333 | 371.3333
23 | 2013003572 | 382.6667 | 372.6667
24 | 2013003572 | 384 | 374
25 | 2013003572 | 385.3333 | 375.3333
26 | 2013003572 | 386.6667 | 376.6667
27 | 2013003572 | 388 | 378
28 | 2013003572 | 387 | 377
29 | 2013003572 | 386 | 376
30 | 2013003572 | 385 | 375
31 | 2013003572 | 383 | 373
32 | 2013003572 | 381 | 371
33 | 2013003572 | 379 | 369
34 | 2013003572 | 378.3333 | 368.3333
35 | 2013003572 | 377.6667 | 367.6667
36 | 2013003572 | 377 | 367
37 | 2013003572 | 377.3333 | 367.3333
38 | 2013003572 | 377.6667 | 367.6667
39 | 2013003572 | 378 | 368
40 | 2013003572 | 379.6667 | 369.6667
41 | 2013003572 | 381.3333 | 371.3333
42 | 2013003572 | 383 | 373
43 | 2013003572 | 385.3333 | 375.3333
44 | 2013003572 | 387.6667 | 377.6667
45 | 2013003572 | 390 | 380
46 | 2013003572 | 391.3333 | 381.3333
47 | 2013003572 | 392.6667 | 382.6667
48 | 2013003572 | 394 | 384
49 | 2013003572 | 393.3333 | 383.3333
50 | 2013003572 | 392.6667 | 382.6667
51 | 2013003572 | 392 | 382
52 | 2013003572 | 387.6667 | 377.6667
53 | 2013003572 | 383.3333 | 373.3333
54 | 2013003572 | 379 | 369
55 | 2013003572 | 372.3333 | 362.3333
56 | 2013003572 | 365.6667 | 355.6667
57 | 2013003572 | 359 | 349
58 | 2013003572 | 353.6667 | 343.6667
59 | 2013003572 | 348.3333 | 338.3333
60 | 2013003572 | 343 | 333
61 | 2013003572 | 338.3333 | 328.3333
62 | 2013003572 | 333.6667 | 323.6667
63 | 2013003572 | 329 | 319
64 | 2013003572 | 326 | 316
65 | 2013003572 | 323 | 313
66 | 2013003572 | 320 | 310
67 | 2013003572 | 318.3333 | 308.3333
68 | 2013003572 | 316.6667 | 306.6667
69 | 2013003572 | 315 | 305
70 | 2013003572 | 315.3333 | 305.3333
71 | 2013003572 | 315.6667 | 305.6667
72 | 2013003572 | 316 | 306
73 | 2013003572 | 316.3333 | 306.3333
74 | 2013003572 | 316.6667 | 306.6667
75 | 2013003572 | 317 | 307
76 | 2013003572 | 316.3333 | 306.3333
77 | 2013003572 | 315.6667 | 305.6667
78 | 2013003572 | 315 | 305
79 | 2013003572 | 314.6667 | 304.6667
80 | 2013003572 | 314.3333 | 304.3333
81 | 2013003572 | 314 | 304
82 | 2013003572 | 316.3333 | 306.3333
83 | 2013003572 | 318.6667 | 308.6667
84 | 2013003572 | 321 | 311
85 | 2013003572 | 323.3333 | 313.3333
86 | 2013003572 | 325.6667 | 315.6667
87 | 2013003572 | 328 | 318
88 | 2013003572 | 328.3333 | 318.3333
89 | 2013003572 | 328.6667 | 318.6667
90 | 2013003572 | 329 | 339
91 | 2013003572 | 329 | 339
92 | 2013003572 | 329 | 339
93 | 2013003572 | 329 | 339
94 | 2013003572 | 328.6667 | 338.6667
95 | 2013003572 | 328.3333 | 338.3333
96 | 2013003572 | 328 | 338
97 | 2013003572 | 327.6667 | 337.6667
98 | 2013003572 | 327.3333 | 337.3333
99 | 2013003572 | 327 | 337
100 | 2013003572 | 328.6667 | 338.6667
101 | 2013003572 | 330.3333 | 340.3333
102 | 2013003572 | 332 | 342
103 | 2013003572 | 334.3333 | 344.3333
104 | 2013003572 | 336.6667 | 346.6667
105 | 2013003572 | 339 | 349
106 | 2013003572 | 339.3333 | 349.3333
107 | 2013003572 | 339.6667 | 349.6667
108 | 2013003572 | 340 | 350
109 | 2013003572 | 342.3333 | 352.3333
110 | 2013003572 | 344.6667 | 354.6667
111 | 2013003572 | 347 | 357
112 | 2013003572 | 349.6667 | 359.6667
113 | 2013003572 | 352.3333 | 362.3333
114 | 2013003572 | 355 | 365
115 | 2013003572 | 360.3333 | 370.3333
116 | 2013003572 | 365.6667 | 375.6667
117 | 2013003572 | 371 | 381
118 | 2013003572 | 373.6667 | 383.6667
119 | 2013003572 | 376.3333 | 386.3333
120 | 2013003572 | 379 | 389
121 | 2013003572 | 383.3333 | 393.3333
122 | 2013003572 | 387.6667 | 377.6667
123 | 2013003572 | 392 | 382
124 | 2013003572 | 395.3333 | 385.3333
125 | 2013003572 | 398.6667 | 388.6667
126 | 2013003572 | 402 | 392
127 | 2013003572 | 404.3333 | 394.3333
128 | 2013003572 | 406.6667 | 396.6667
129 | 2013003572 | 409 | 399
130 | 2013003572 | 409 | 399
131 | 2013003572 | 409 | 399
132 | 2013003572 | 409 | 399
133 | 2013003572 | 408.3333 | 398.3333
134 | 2013003572 | 407.6667 | 397.6667
135 | 2013003572 | 407 | 397
136 | 2013003572 | 407 | 397
137 | 2013003572 | 407 | 397
138 | 2013003572 | 407 | 397
139 | 2013003572 | 407 | 397
140 | 2013003572 | 407 | 397
141 | 2013003572 | 407 | 397
142 | 2013003572 | 406 | 396
143 | 2013003572 | 405 | 395
0 | 2005001747 | 343 | 333
1 | 2005001747 | 344 | 334
2 | 2005001747 | 345 | 335
3 | 2005001747 | 346 | 336
4 | 2005001747 | 348 | 338
5 | 2005001747 | 350 | 340
6 | 2005001747 | 352 | 342
7 | 2005001747 | 353 | 343
8 | 2005001747 | 354 | 344
9 | 2005001747 | 355 | 345
10 | 2005001747 | 356.6667 | 346.6667
11 | 2005001747 | 358.3333 | 348.3333
12 | 2005001747 | 360 | 350
13 | 2005001747 | 363.6667 | 353.6667
14 | 2005001747 | 367.3333 | 357.3333
15 | 2005001747 | 371 | 361
16 | 2005001747 | 373.3333 | 363.3333
17 | 2005001747 | 375.6667 | 365.6667
18 | 2005001747 | 378 | 368
19 | 2005001747 | 378.6667 | 368.6667
20 | 2005001747 | 379.3333 | 369.3333
21 | 2005001747 | 380 | 370
22 | 2005001747 | 381.3333 | 371.3333
23 | 2005001747 | 382.6667 | 372.6667
24 | 2005001747 | 384 | 374
25 | 2005001747 | 385.3333 | 375.3333
26 | 2005001747 | 386.6667 | 376.6667
27 | 2005001747 | 388 | 378
28 | 2005001747 | 387 | 377
29 | 2005001747 | 386 | 376
30 | 2005001747 | 385 | 375
31 | 2005001747 | 383 | 373
32 | 2005001747 | 381 | 371
33 | 2005001747 | 379 | 369
34 | 2005001747 | 378.3333 | 368.3333
35 | 2005001747 | 377.6667 | 367.6667
36 | 2005001747 | 377 | 367
37 | 2005001747 | 377.3333 | 367.3333
38 | 2005001747 | 377.6667 | 367.6667
39 | 2005001747 | 378 | 368
40 | 2005001747 | 379.6667 | 369.6667
41 | 2005001747 | 381.3333 | 371.3333
42 | 2005001747 | 383 | 373
43 | 2005001747 | 385.3333 | 375.3333
44 | 2005001747 | 387.6667 | 377.6667
45 | 2005001747 | 390 | 380
46 | 2005001747 | 391.3333 | 381.3333
47 | 2005001747 | 392.6667 | 382.6667
48 | 2005001747 | 394 | 384
49 | 2005001747 | 393.3333 | 383.3333
50 | 2005001747 | 392.6667 | 382.6667
51 | 2005001747 | 392 | 382
52 | 2005001747 | 387.6667 | 377.6667
53 | 2005001747 | 383.3333 | 373.3333
54 | 2005001747 | 379 | 369
55 | 2005001747 | 372.3333 | 362.3333
56 | 2005001747 | 365.6667 | 355.6667
57 | 2005001747 | 359 | 349
58 | 2005001747 | 353.6667 | 343.6667
59 | 2005001747 | 348.3333 | 338.3333
60 | 2005001747 | 343 | 333
61 | 2005001747 | 338.3333 | 328.3333
62 | 2005001747 | 333.6667 | 323.6667
63 | 2005001747 | 329 | 319
64 | 2005001747 | 326 | 316
65 | 2005001747 | 323 | 313
66 | 2005001747 | 320 | 310
67 | 2005001747 | 318.3333 | 308.3333
68 | 2005001747 | 316.6667 | 306.6667
69 | 2005001747 | 315 | 305
70 | 2005001747 | 315.3333 | 305.3333
71 | 2005001747 | 315.6667 | 305.6667
72 | 2005001747 | 316 | 306
73 | 2005001747 | 316.3333 | 306.3333
74 | 2005001747 | 316.6667 | 306.6667
75 | 2005001747 | 317 | 307
76 | 2005001747 | 316.3333 | 306.3333
77 | 2005001747 | 315.6667 | 305.6667
78 | 2005001747 | 315 | 305
79 | 2005001747 | 314.6667 | 304.6667
80 | 2005001747 | 314.3333 | 304.3333
81 | 2005001747 | 314 | 304
82 | 2005001747 | 316.3333 | 306.3333
83 | 2005001747 | 318.6667 | 308.6667
84 | 2005001747 | 321 | 311
85 | 2005001747 | 323.3333 | 313.3333
86 | 2005001747 | 325.6667 | 315.6667
87 | 2005001747 | 328 | 318
88 | 2005001747 | 328.3333 | 318.3333
89 | 2005001747 | 328.6667 | 318.6667
90 | 2005001747 | 329 | 339
91 | 2005001747 | 329 | 339
92 | 2005001747 | 329 | 339
93 | 2005001747 | 329 | 339
94 | 2005001747 | 328.6667 | 338.6667
95 | 2005001747 | 328.3333 | 338.3333
96 | 2005001747 | 328 | 338
97 | 2005001747 | 327.6667 | 337.6667
98 | 2005001747 | 327.3333 | 337.3333
99 | 2005001747 | 327 | 337
100 | 2005001747 | 328.6667 | 338.6667
101 | 2005001747 | 330.3333 | 340.3333
102 | 2005001747 | 332 | 342
103 | 2005001747 | 334.3333 | 344.3333
104 | 2005001747 | 336.6667 | 346.6667
105 | 2005001747 | 339 | 349
106 | 2005001747 | 339.3333 | 349.3333
107 | 2005001747 | 339.6667 | 349.6667
108 | 2005001747 | 340 | 350
109 | 2005001747 | 342.3333 | 352.3333
110 | 2005001747 | 344.6667 | 354.6667
111 | 2005001747 | 347 | 357
112 | 2005001747 | 349.6667 | 359.6667
113 | 2005001747 | 352.3333 | 362.3333
114 | 2005001747 | 355 | 365
115 | 2005001747 | 360.3333 | 370.3333
116 | 2005001747 | 365.6667 | 375.6667
117 | 2005001747 | 371 | 381
118 | 2005001747 | 373.6667 | 383.6667
119 | 2005001747 | 376.3333 | 386.3333
120 | 2005001747 | 379 | 389
121 | 2005001747 | 383.3333 | 393.3333
122 | 2005001747 | 387.6667 | 377.6667
123 | 2005001747 | 392 | 382
124 | 2005001747 | 395.3333 | 385.3333
125 | 2005001747 | 398.6667 | 388.6667
126 | 2005001747 | 402 | 392
127 | 2005001747 | 404.3333 | 394.3333
128 | 2005001747 | 406.6667 | 396.6667
129 | 2005001747 | 409 | 399
130 | 2005001747 | 409 | 399
131 | 2005001747 | 409 | 399
132 | 2005001747 | 409 | 399
133 | 2005001747 | 408.3333 | 398.3333
134 | 2005001747 | 407.6667 | 397.6667
135 | 2005001747 | 407 | 397
136 | 2005001747 | 407 | 397
137 | 2005001747 | 407 | 397
138 | 2005001747 | 407 | 397
139 | 2005001747 | 407 | 397
140 | 2005001747 | 407 | 397
141 | 2005001747 | 407 | 397
142 | 2005001747 | 406 | 396
143 | 2005001747 | 405 | 395
0 | 2004007994 | 343 | 333
1 | 2004007994 | 344 | 334
2 | 2004007994 | 345 | 335
3 | 2004007994 | 346 | 336
4 | 2004007994 | 348 | 338
5 | 2004007994 | 350 | 340
6 | 2004007994 | 352 | 342
7 | 2004007994 | 353 | 343
8 | 2004007994 | 354 | 344
9 | 2004007994 | 355 | 345
10 | 2004007994 | 356.6667 | 346.6667
11 | 2004007994 | 358.3333 | 348.3333
12 | 2004007994 | 360 | 350
13 | 2004007994 | 363.6667 | 353.6667
14 | 2004007994 | 367.3333 | 357.3333
15 | 2004007994 | 371 | 361
16 | 2004007994 | 373.3333 | 363.3333
17 | 2004007994 | 375.6667 | 365.6667
18 | 2004007994 | 378 | 368
19 | 2004007994 | 378.6667 | 368.6667
20 | 2004007994 | 379.3333 | 369.3333
21 | 2004007994 | 380 | 370
22 | 2004007994 | 381.3333 | 371.3333
23 | 2004007994 | 382.6667 | 372.6667
24 | 2004007994 | 384 | 374
25 | 2004007994 | 385.3333 | 375.3333
26 | 2004007994 | 386.6667 | 376.6667
27 | 2004007994 | 388 | 378
28 | 2004007994 | 387 | 377
29 | 2004007994 | 386 | 376
30 | 2004007994 | 385 | 375
31 | 2004007994 | 383 | 373
32 | 2004007994 | 381 | 371
33 | 2004007994 | 379 | 369
34 | 2004007994 | 378.3333 | 368.3333
35 | 2004007994 | 377.6667 | 367.6667
36 | 2004007994 | 377 | 367
37 | 2004007994 | 377.3333 | 367.3333
38 | 2004007994 | 377.6667 | 367.6667
39 | 2004007994 | 378 | 368
40 | 2004007994 | 379.6667 | 369.6667
41 | 2004007994 | 381.3333 | 371.3333
42 | 2004007994 | 383 | 373
43 | 2004007994 | 385.3333 | 375.3333
44 | 2004007994 | 387.6667 | 377.6667
45 | 2004007994 | 390 | 380
46 | 2004007994 | 391.3333 | 381.3333
47 | 2004007994 | 392.6667 | 382.6667
48 | 2004007994 | 394 | 384
49 | 2004007994 | 393.3333 | 383.3333
50 | 2004007994 | 392.6667 | 382.6667
51 | 2004007994 | 392 | 382
52 | 2004007994 | 387.6667 | 377.6667
53 | 2004007994 | 383.3333 | 373.3333
54 | 2004007994 | 379 | 369
55 | 2004007994 | 372.3333 | 362.3333
56 | 2004007994 | 365.6667 | 355.6667
57 | 2004007994 | 359 | 349
58 | 2004007994 | 353.6667 | 343.6667
59 | 2004007994 | 348.3333 | 338.3333
60 | 2004007994 | 343 | 333
61 | 2004007994 | 338.3333 | 328.3333
62 | 2004007994 | 333.6667 | 323.6667
63 | 2004007994 | 329 | 319
64 | 2004007994 | 326 | 316
65 | 2004007994 | 323 | 313
66 | 2004007994 | 320 | 310
67 | 2004007994 | 318.3333 | 308.3333
68 | 2004007994 | 316.6667 | 306.6667
69 | 2004007994 | 315 | 305
70 | 2004007994 | 315.3333 | 305.3333
71 | 2004007994 | 315.6667 | 305.6667
72 | 2004007994 | 316 | 306
73 | 2004007994 | 316.3333 | 306.3333
74 | 2004007994 | 316.6667 | 306.6667
75 | 2004007994 | 317 | 307
76 | 2004007994 | 316.3333 | 306.3333
77 | 2004007994 | 315.6667 | 305.6667
78 | 2004007994 | 315 | 305
79 | 2004007994 | 314.6667 | 304.6667
80 | 2004007994 | 314.3333 | 304.3333
81 | 2004007994 | 314 | 304
82 | 2004007994 | 316.3333 | 306.3333
83 | 2004007994 | 318.6667 | 308.6667
84 | 2004007994 | 321 | 311
85 | 2004007994 | 323.3333 | 313.3333
86 | 2004007994 | 325.6667 | 315.6667
87 | 2004007994 | 328 | 318
88 | 2004007994 | 328.3333 | 318.3333
89 | 2004007994 | 328.6667 | 318.6667
90 | 2004007994 | 329 | 339
91 | 2004007994 | 329 | 339
92 | 2004007994 | 329 | 339
93 | 2004007994 | 329 | 339
94 | 2004007994 | 328.6667 | 338.6667
95 | 2004007994 | 328.3333 | 338.3333
96 | 2004007994 | 328 | 338
97 | 2004007994 | 327.6667 | 337.6667
98 | 2004007994 | 327.3333 | 337.3333
99 | 2004007994 | 327 | 337
100 | 2004007994 | 328.6667 | 338.6667
101 | 2004007994 | 330.3333 | 340.3333
102 | 2004007994 | 332 | 342
103 | 2004007994 | 334.3333 | 344.3333
104 | 2004007994 | 336.6667 | 346.6667
105 | 2004007994 | 339 | 349
106 | 2004007994 | 339.3333 | 349.3333
107 | 2004007994 | 339.6667 | 349.6667
108 | 2004007994 | 340 | 350
109 | 2004007994 | 342.3333 | 352.3333
110 | 2004007994 | 344.6667 | 354.6667
111 | 2004007994 | 347 | 357
112 | 2004007994 | 349.6667 | 359.6667
113 | 2004007994 | 352.3333 | 362.3333
114 | 2004007994 | 355 | 365
115 | 2004007994 | 360.3333 | 370.3333
116 | 2004007994 | 365.6667 | 375.6667
117 | 2004007994 | 371 | 381
118 | 2004007994 | 373.6667 | 383.6667
119 | 2004007994 | 376.3333 | 386.3333
120 | 2004007994 | 379 | 389
121 | 2004007994 | 383.3333 | 393.3333
122 | 2004007994 | 387.6667 | 377.6667
123 | 2004007994 | 392 | 382
124 | 2004007994 | 395.3333 | 385.3333
125 | 2004007994 | 398.6667 | 388.6667
126 | 2004007994 | 402 | 392
127 | 2004007994 | 404.3333 | 394.3333
128 | 2004007994 | 406.6667 | 396.6667
129 | 2004007994 | 409 | 399
130 | 2004007994 | 409 | 399
131 | 2004007994 | 409 | 399
132 | 2004007994 | 409 | 399
133 | 2004007994 | 408.3333 | 398.3333
134 | 2004007994 | 407.6667 | 397.6667
135 | 2004007994 | 407 | 397
136 | 2004007994 | 407 | 397
137 | 2004007994 | 407 | 397
138 | 2004007994 | 407 | 397
139 | 2004007994 | 407 | 397
140 | 2004007994 | 407 | 397
141 | 2004007994 | 407 | 397
142 | 2004007994 | 406 | 396
143 | 2004007994 | 405 | 395
0 | 2004003432 | 343 | 333
1 | 2004003432 | 344 | 334
2 | 2004003432 | 345 | 335
3 | 2004003432 | 346 | 336
4 | 2004003432 | 348 | 338
5 | 2004003432 | 350 | 340
6 | 2004003432 | 352 | 342
7 | 2004003432 | 353 | 343
8 | 2004003432 | 354 | 344
9 | 2004003432 | 355 | 345
10 | 2004003432 | 356.6667 | 346.6667
11 | 2004003432 | 358.3333 | 348.3333
12 | 2004003432 | 360 | 350
13 | 2004003432 | 363.6667 | 353.6667
14 | 2004003432 | 367.3333 | 357.3333
15 | 2004003432 | 371 | 361
16 | 2004003432 | 373.3333 | 363.3333
17 | 2004003432 | 375.6667 | 365.6667
18 | 2004003432 | 378 | 368
19 | 2004003432 | 378.6667 | 368.6667
20 | 2004003432 | 379.3333 | 369.3333
21 | 2004003432 | 380 | 370
22 | 2004003432 | 381.3333 | 371.3333
23 | 2004003432 | 382.6667 | 372.6667
24 | 2004003432 | 384 | 374
25 | 2004003432 | 385.3333 | 375.3333
26 | 2004003432 | 386.6667 | 376.6667
27 | 2004003432 | 388 | 378
28 | 2004003432 | 387 | 377
29 | 2004003432 | 386 | 376
30 | 2004003432 | 385 | 375
31 | 2004003432 | 383 | 373
32 | 2004003432 | 381 | 371
33 | 2004003432 | 379 | 369
34 | 2004003432 | 378.3333 | 368.3333
35 | 2004003432 | 377.6667 | 367.6667
36 | 2004003432 | 377 | 367
37 | 2004003432 | 377.3333 | 367.3333
38 | 2004003432 | 377.6667 | 367.6667
39 | 2004003432 | 378 | 368
40 | 2004003432 | 379.6667 | 369.6667
41 | 2004003432 | 381.3333 | 371.3333
42 | 2004003432 | 383 | 373
43 | 2004003432 | 385.3333 | 375.3333
44 | 2004003432 | 387.6667 | 377.6667
45 | 2004003432 | 390 | 380
46 | 2004003432 | 391.3333 | 381.3333
47 | 2004003432 | 392.6667 | 382.6667
48 | 2004003432 | 394 | 384
49 | 2004003432 | 393.3333 | 383.3333
50 | 2004003432 | 392.6667 | 382.6667
51 | 2004003432 | 392 | 382
52 | 2004003432 | 387.6667 | 377.6667
53 | 2004003432 | 383.3333 | 373.3333
54 | 2004003432 | 379 | 369
55 | 2004003432 | 372.3333 | 362.3333
56 | 2004003432 | 365.6667 | 355.6667
57 | 2004003432 | 359 | 349
58 | 2004003432 | 353.6667 | 343.6667
59 | 2004003432 | 348.3333 | 338.3333
60 | 2004003432 | 343 | 333
61 | 2004003432 | 338.3333 | 328.3333
62 | 2004003432 | 333.6667 | 323.6667
63 | 2004003432 | 329 | 319
64 | 2004003432 | 326 | 316
65 | 2004003432 | 323 | 313
66 | 2004003432 | 320 | 310
67 | 2004003432 | 318.3333 | 308.3333
68 | 2004003432 | 316.6667 | 306.6667
69 | 2004003432 | 315 | 305
70 | 2004003432 | 315.3333 | 305.3333
71 | 2004003432 | 315.6667 | 305.6667
72 | 2004003432 | 316 | 306
73 | 2004003432 | 316.3333 | 306.3333
74 | 2004003432 | 316.6667 | 306.6667
75 | 2004003432 | 317 | 307
76 | 2004003432 | 316.3333 | 306.3333
77 | 2004003432 | 315.6667 | 305.6667
78 | 2004003432 | 315 | 305
79 | 2004003432 | 314.6667 | 304.6667
80 | 2004003432 | 314.3333 | 304.3333
81 | 2004003432 | 314 | 304
82 | 2004003432 | 316.3333 | 306.3333
83 | 2004003432 | 318.6667 | 308.6667
84 | 2004003432 | 321 | 311
85 | 2004003432 | 323.3333 | 313.3333
86 | 2004003432 | 325.6667 | 315.6667
87 | 2004003432 | 328 | 318
88 | 2004003432 | 328.3333 | 318.3333
89 | 2004003432 | 328.6667 | 318.6667
90 | 2004003432 | 329 | 339
91 | 2004003432 | 329 | 339
92 | 2004003432 | 329 | 339
93 | 2004003432 | 329 | 339
94 | 2004003432 | 328.6667 | 338.6667
95 | 2004003432 | 328.3333 | 338.3333
96 | 2004003432 | 328 | 338
97 | 2004003432 | 327.6667 | 337.6667
98 | 2004003432 | 327.3333 | 337.3333
99 | 2004003432 | 327 | 337
100 | 2004003432 | 328.6667 | 338.6667
101 | 2004003432 | 330.3333 | 340.3333
102 | 2004003432 | 332 | 342
103 | 2004003432 | 334.3333 | 344.3333
104 | 2004003432 | 336.6667 | 346.6667
105 | 2004003432 | 339 | 349
106 | 2004003432 | 339.3333 | 349.3333
107 | 2004003432 | 339.6667 | 349.6667
108 | 2004003432 | 340 | 350
109 | 2004003432 | 342.3333 | 352.3333
110 | 2004003432 | 344.6667 | 354.6667
111 | 2004003432 | 347 | 357
112 | 2004003432 | 349.6667 | 359.6667
113 | 2004003432 | 352.3333 | 362.3333
114 | 2004003432 | 355 | 365
115 | 2004003432 | 360.3333 | 370.3333
116 | 2004003432 | 365.6667 | 375.6667
117 | 2004003432 | 371 | 381
118 | 2004003432 | 373.6667 | 383.6667
119 | 2004003432 | 376.3333 | 386.3333
120 | 2004003432 | 379 | 389
121 | 2004003432 | 383.3333 | 393.3333
122 | 2004003432 | 387.6667 | 377.6667
123 | 2004003432 | 392 | 382
124 | 2004003432 | 395.3333 | 385.3333
125 | 2004003432 | 398.6667 | 388.6667
126 | 2004003432 | 402 | 392
127 | 2004003432 | 404.3333 | 394.3333
128 | 2004003432 | 406.6667 | 396.6667
129 | 2004003432 | 409 | 399
130 | 2004003432 | 409 | 399
131 | 2004003432 | 409 | 399
132 | 2004003432 | 409 | 399
133 | 2004003432 | 408.3333 | 398.3333
134 | 2004003432 | 407.6667 | 397.6667
135 | 2004003432 | 407 | 397
136 | 2004003432 | 407 | 397
137 | 2004003432 | 407 | 397
138 | 2004003432 | 407 | 397
139 | 2004003432 | 407 | 397
140 | 2004003432 | 407 | 397
141 | 2004003432 | 407 | 397
142 | 2004003432 | 406 | 396
143 | 2004003432 | 405 | 395
0 | 2006003548 | 343 | 333
1 | 2006003548 | 344 | 334
2 | 2006003548 | 345 | 335
3 | 2006003548 | 346 | 336
4 | 2006003548 | 348 | 338
5 | 2006003548 | 350 | 340
6 | 2006003548 | 352 | 342
7 | 2006003548 | 353 | 343
8 | 2006003548 | 354 | 344
9 | 2006003548 | 355 | 345
10 | 2006003548 | 356.6667 | 346.6667
11 | 2006003548 | 358.3333 | 348.3333
12 | 2006003548 | 360 | 350
13 | 2006003548 | 363.6667 | 353.6667
14 | 2006003548 | 367.3333 | 357.3333
15 | 2006003548 | 371 | 361
16 | 2006003548 | 373.3333 | 363.3333
17 | 2006003548 | 375.6667 | 365.6667
18 | 2006003548 | 378 | 368
19 | 2006003548 | 378.6667 | 368.6667
20 | 2006003548 | 379.3333 | 369.3333
21 | 2006003548 | 380 | 370
22 | 2006003548 | 381.3333 | 371.3333
23 | 2006003548 | 382.6667 | 372.6667
24 | 2006003548 | 384 | 374
25 | 2006003548 | 385.3333 | 375.3333
26 | 2006003548 | 386.6667 | 376.6667
27 | 2006003548 | 388 | 378
28 | 2006003548 | 387 | 377
29 | 2006003548 | 386 | 376
30 | 2006003548 | 385 | 375
31 | 2006003548 | 383 | 373
32 | 2006003548 | 381 | 371
33 | 2006003548 | 379 | 369
34 | 2006003548 | 378.3333 | 368.3333
35 | 2006003548 | 377.6667 | 367.6667
36 | 2006003548 | 377 | 367
37 | 2006003548 | 377.3333 | 367.3333
38 | 2006003548 | 377.6667 | 367.6667
39 | 2006003548 | 378 | 368
40 | 2006003548 | 379.6667 | 369.6667
41 | 2006003548 | 381.3333 | 371.3333
42 | 2006003548 | 383 | 373
43 | 2006003548 | 385.3333 | 375.3333
44 | 2006003548 | 387.6667 | 377.6667
45 | 2006003548 | 390 | 380
46 | 2006003548 | 391.3333 | 381.3333
47 | 2006003548 | 392.6667 | 382.6667
48 | 2006003548 | 394 | 384
49 | 2006003548 | 393.3333 | 383.3333
50 | 2006003548 | 392.6667 | 382.6667
51 | 2006003548 | 392 | 382
52 | 2006003548 | 387.6667 | 377.6667
53 | 2006003548 | 383.3333 | 373.3333
54 | 2006003548 | 379 | 369
55 | 2006003548 | 372.3333 | 362.3333
56 | 2006003548 | 365.6667 | 355.6667
57 | 2006003548 | 359 | 349
58 | 2006003548 | 353.6667 | 343.6667
59 | 2006003548 | 348.3333 | 338.3333
60 | 2006003548 | 343 | 333
61 | 2006003548 | 338.3333 | 328.3333
62 | 2006003548 | 333.6667 | 323.6667
63 | 2006003548 | 329 | 319
64 | 2006003548 | 326 | 316
65 | 2006003548 | 323 | 313
66 | 2006003548 | 320 | 310
67 | 2006003548 | 318.3333 | 308.3333
68 | 2006003548 | 316.6667 | 306.6667
69 | 2006003548 | 315 | 305
70 | 2006003548 | 315.3333 | 305.3333
71 | 2006003548 | 315.6667 | 305.6667
72 | 2006003548 | 316 | 306
73 | 2006003548 | 316.3333 | 306.3333
74 | 2006003548 | 316.6667 | 306.6667
75 | 2006003548 | 317 | 307
76 | 2006003548 | 316.3333 | 306.3333
77 | 2006003548 | 315.6667 | 305.6667
78 | 2006003548 | 315 | 305
79 | 2006003548 | 314.6667 | 304.6667
80 | 2006003548 | 314.3333 | 304.3333
81 | 2006003548 | 314 | 304
82 | 2006003548 | 316.3333 | 306.3333
83 | 2006003548 | 318.6667 | 308.6667
84 | 2006003548 | 321 | 311
85 | 2006003548 | 323.3333 | 313.3333
86 | 2006003548 | 325.6667 | 315.6667
87 | 2006003548 | 328 | 318
88 | 2006003548 | 328.3333 | 318.3333
89 | 2006003548 | 328.6667 | 318.6667
90 | 2006003548 | 329 | 339
91 | 2006003548 | 329 | 339
92 | 2006003548 | 329 | 339
93 | 2006003548 | 329 | 339
94 | 2006003548 | 328.6667 | 338.6667
95 | 2006003548 | 328.3333 | 338.3333
96 | 2006003548 | 328 | 338
97 | 2006003548 | 327.6667 | 337.6667
98 | 2006003548 | 327.3333 | 337.3333
99 | 2006003548 | 327 | 337
100 | 2006003548 | 328.6667 | 338.6667
101 | 2006003548 | 330.3333 | 340.3333
102 | 2006003548 | 332 | 342
103 | 2006003548 | 334.3333 | 344.3333
104 | 2006003548 | 336.6667 | 346.6667
105 | 2006003548 | 339 | 349
106 | 2006003548 | 339.3333 | 349.3333
107 | 2006003548 | 339.6667 | 349.6667
108 | 2006003548 | 340 | 350
109 | 2006003548 | 342.3333 | 352.3333
110 | 2006003548 | 344.6667 | 354.6667
111 | 2006003548 | 347 | 357
112 | 2006003548 | 349.6667 | 359.6667
113 | 2006003548 | 352.3333 | 362.3333
114 | 2006003548 | 355 | 365
115 | 2006003548 | 360.3333 | 370.3333
116 | 2006003548 | 365.6667 | 375.6667
117 | 2006003548 | 371 | 381
118 | 2006003548 | 373.6667 | 383.6667
119 | 2006003548 | 376.3333 | 386.3333
120 | 2006003548 | 379 | 389
121 | 2006003548 | 383.3333 | 393.3333
122 | 2006003548 | 387.6667 | 377.6667
123 | 2006003548 | 392 | 382
124 | 2006003548 | 395.3333 | 385.3333
125 | 2006003548 | 398.6667 | 388.6667
126 | 2006003548 | 402 | 392
127 | 2006003548 | 404.3333 | 394.3333
128 | 2006003548 | 406.6667 | 396.6667
129 | 2006003548 | 409 | 399
130 | 2006003548 | 409 | 399
131 | 2006003548 | 409 | 399
132 | 2006003548 | 409 | 399
133 | 2006003548 | 408.3333 | 398.3333
134 | 2006003548 | 407.6667 | 397.6667
135 | 2006003548 | 407 | 397
136 | 2006003548 | 407 | 397
137 | 2006003548 | 407 | 397
138 | 2006003548 | 407 | 397
139 | 2006003548 | 407 | 397
140 | 2006003548 | 407 | 397
141 | 2006003548 | 407 | 397
142 | 2006003548 | 406 | 396
143 | 2006003548 | 405 | 395
0 | 2012002498 | 343 | 333
1 | 2012002498 | 344 | 334
2 | 2012002498 | 345 | 335
3 | 2012002498 | 346 | 336
4 | 2012002498 | 348 | 338
5 | 2012002498 | 350 | 340
6 | 2012002498 | 352 | 342
7 | 2012002498 | 353 | 343
8 | 2012002498 | 354 | 344
9 | 2012002498 | 355 | 345
10 | 2012002498 | 356.6667 | 346.6667
11 | 2012002498 | 358.3333 | 348.3333
12 | 2012002498 | 360 | 350
13 | 2012002498 | 363.6667 | 353.6667
14 | 2012002498 | 367.3333 | 357.3333
15 | 2012002498 | 371 | 361
16 | 2012002498 | 373.3333 | 363.3333
17 | 2012002498 | 375.6667 | 365.6667
18 | 2012002498 | 378 | 368
19 | 2012002498 | 378.6667 | 368.6667
20 | 2012002498 | 379.3333 | 369.3333
21 | 2012002498 | 380 | 370
22 | 2012002498 | 381.3333 | 371.3333
23 | 2012002498 | 382.6667 | 372.6667
24 | 2012002498 | 384 | 374
25 | 2012002498 | 385.3333 | 375.3333
26 | 2012002498 | 386.6667 | 376.6667
27 | 2012002498 | 388 | 378
28 | 2012002498 | 387 | 377
29 | 2012002498 | 386 | 376
30 | 2012002498 | 385 | 375
31 | 2012002498 | 383 | 373
32 | 2012002498 | 381 | 371
33 | 2012002498 | 379 | 369
34 | 2012002498 | 378.3333 | 368.3333
35 | 2012002498 | 377.6667 | 367.6667
36 | 2012002498 | 377 | 367
37 | 2012002498 | 377.3333 | 367.3333
38 | 2012002498 | 377.6667 | 367.6667
39 | 2012002498 | 378 | 368
40 | 2012002498 | 379.6667 | 369.6667
41 | 2012002498 | 381.3333 | 371.3333
42 | 2012002498 | 383 | 373
43 | 2012002498 | 385.3333 | 375.3333
44 | 2012002498 | 387.6667 | 377.6667
45 | 2012002498 | 390 | 380
46 | 2012002498 | 391.3333 | 381.3333
47 | 2012002498 | 392.6667 | 382.6667
48 | 2012002498 | 394 | 384
49 | 2012002498 | 393.3333 | 383.3333
50 | 2012002498 | 392.6667 | 382.6667
51 | 2012002498 | 392 | 382
52 | 2012002498 | 387.6667 | 377.6667
53 | 2012002498 | 383.3333 | 373.3333
54 | 2012002498 | 379 | 369
55 | 2012002498 | 372.3333 | 362.3333
56 | 2012002498 | 365.6667 | 355.6667
57 | 2012002498 | 359 | 349
58 | 2012002498 | 353.6667 | 343.6667
59 | 2012002498 | 348.3333 | 338.3333
60 | 2012002498 | 343 | 333
61 | 2012002498 | 338.3333 | 328.3333
62 | 2012002498 | 333.6667 | 323.6667
63 | 2012002498 | 329 | 319
64 | 2012002498 | 326 | 316
65 | 2012002498 | 323 | 313
66 | 2012002498 | 320 | 310
67 | 2012002498 | 318.3333 | 308.3333
68 | 2012002498 | 316.6667 | 306.6667
69 | 2012002498 | 315 | 305
70 | 2012002498 | 315.3333 | 305.3333
71 | 2012002498 | 315.6667 | 305.6667
72 | 2012002498 | 316 | 306
73 | 2012002498 | 316.3333 | 306.3333
74 | 2012002498 | 316.6667 | 306.6667
75 | 2012002498 | 317 | 307
76 | 2012002498 | 316.3333 | 306.3333
77 | 2012002498 | 315.6667 | 305.6667
78 | 2012002498 | 315 | 305
79 | 2012002498 | 314.6667 | 304.6667
80 | 2012002498 | 314.3333 | 304.3333
81 | 2012002498 | 314 | 304
82 | 2012002498 | 316.3333 | 306.3333
83 | 2012002498 | 318.6667 | 308.6667
84 | 2012002498 | 321 | 311
85 | 2012002498 | 323.3333 | 313.3333
86 | 2012002498 | 325.6667 | 315.6667
87 | 2012002498 | 328 | 318
88 | 2012002498 | 328.3333 | 318.3333
89 | 2012002498 | 328.6667 | 318.6667
90 | 2012002498 | 329 | 339
91 | 2012002498 | 329 | 339
92 | 2012002498 | 329 | 339
93 | 2012002498 | 329 | 339
94 | 2012002498 | 328.6667 | 338.6667
95 | 2012002498 | 328.3333 | 338.3333
96 | 2012002498 | 328 | 338
97 | 2012002498 | 327.6667 | 337.6667
98 | 2012002498 | 327.3333 | 337.3333
99 | 2012002498 | 327 | 337
100 | 2012002498 | 328.6667 | 338.6667
101 | 2012002498 | 330.3333 | 340.3333
102 | 2012002498 | 332 | 342
103 | 2012002498 | 334.3333 | 344.3333
104 | 2012002498 | 336.6667 | 346.6667
105 | 2012002498 | 339 | 349
106 | 2012002498 | 339.3333 | 349.3333
107 | 2012002498 | 339.6667 | 349.6667
108 | 2012002498 | 340 | 350
109 | 2012002498 | 342.3333 | 352.3333
110 | 2012002498 | 344.6667 | 354.6667
111 | 2012002498 | 347 | 357
112 | 2012002498 | 349.6667 | 359.6667
113 | 2012002498 | 352.3333 | 362.3333
114 | 2012002498 | 355 | 365
115 | 2012002498 | 360.3333 | 370.3333
116 | 2012002498 | 365.6667 | 375.6667
117 | 2012002498 | 371 | 381
118 | 2012002498 | 373.6667 | 383.6667
119 | 2012002498 | 376.3333 | 386.3333
120 | 2012002498 | 379 | 389
121 | 2012002498 | 383.3333 | 393.3333
122 | 2012002498 | 387.6667 | 377.6667
123 | 2012002498 | 392 | 382
124 | 2012002498 | 395.3333 | 385.3333
125 | 2012002498 | 398.6667 | 388.6667
126 | 2012002498 | 402 | 392
127 | 2012002498 | 404.3333 | 394.3333
128 | 2012002498 | 406.6667 | 396.6667
129 | 2012002498 | 409 | 399
130 | 2012002498 | 409 | 399
131 | 2012002498 | 409 | 399
132 | 2012002498 | 409 | 399
133 | 2012002498 | 408.3333 | 398.3333
134 | 2012002498 | 407.6667 | 397.6667
135 | 2012002498 | 407 | 397
136 | 2012002498 | 407 | 397
137 | 2012002498 | 407 | 397
138 | 2012002498 | 407 | 397
139 | 2012002498 | 407 | 397
140 | 2012002498 | 407 | 397
141 | 2012002498 | 407 | 397
142 | 2012002498 | 406 | 396
143 | 2012002498 | 405 | 395
0 | 2011008085 | 343 | 333
1 | 2011008085 | 344 | 334
2 | 2011008085 | 345 | 335
3 | 2011008085 | 346 | 336
4 | 2011008085 | 348 | 338
5 | 2011008085 | 350 | 340
6 | 2011008085 | 352 | 342
7 | 2011008085 | 353 | 343
8 | 2011008085 | 354 | 344
9 | 2011008085 | 355 | 345
10 | 2011008085 | 356.6667 | 346.6667
11 | 2011008085 | 358.3333 | 348.3333
12 | 2011008085 | 360 | 350
13 | 2011008085 | 363.6667 | 353.6667
14 | 2011008085 | 367.3333 | 357.3333
15 | 2011008085 | 371 | 361
16 | 2011008085 | 373.3333 | 363.3333
17 | 2011008085 | 375.6667 | 365.6667
18 | 2011008085 | 378 | 368
19 | 2011008085 | 378.6667 | 368.6667
20 | 2011008085 | 379.3333 | 369.3333
21 | 2011008085 | 380 | 370
22 | 2011008085 | 381.3333 | 371.3333
23 | 2011008085 | 382.6667 | 372.6667
24 | 2011008085 | 384 | 374
25 | 2011008085 | 385.3333 | 375.3333
26 | 2011008085 | 386.6667 | 376.6667
27 | 2011008085 | 388 | 378
28 | 2011008085 | 387 | 377
29 | 2011008085 | 386 | 376
30 | 2011008085 | 385 | 375
31 | 2011008085 | 383 | 373
32 | 2011008085 | 381 | 371
33 | 2011008085 | 379 | 369
34 | 2011008085 | 378.3333 | 368.3333
35 | 2011008085 | 377.6667 | 367.6667
36 | 2011008085 | 377 | 367
37 | 2011008085 | 377.3333 | 367.3333
38 | 2011008085 | 377.6667 | 367.6667
39 | 2011008085 | 378 | 368
40 | 2011008085 | 379.6667 | 369.6667
41 | 2011008085 | 381.3333 | 371.3333
42 | 2011008085 | 383 | 373
43 | 2011008085 | 385.3333 | 375.3333
44 | 2011008085 | 387.6667 | 377.6667
45 | 2011008085 | 390 | 380
46 | 2011008085 | 391.3333 | 381.3333
47 | 2011008085 | 392.6667 | 382.6667
48 | 2011008085 | 394 | 384
49 | 2011008085 | 393.3333 | 383.3333
50 | 2011008085 | 392.6667 | 382.6667
51 | 2011008085 | 392 | 382
52 | 2011008085 | 387.6667 | 377.6667
53 | 2011008085 | 383.3333 | 373.3333
54 | 2011008085 | 379 | 369
55 | 2011008085 | 372.3333 | 362.3333
56 | 2011008085 | 365.6667 | 355.6667
57 | 2011008085 | 359 | 349
58 | 2011008085 | 353.6667 | 343.6667
59 | 2011008085 | 348.3333 | 338.3333
60 | 2011008085 | 343 | 333
61 | 2011008085 | 338.3333 | 328.3333
62 | 2011008085 | 333.6667 | 323.6667
63 | 2011008085 | 329 | 319
64 | 2011008085 | 326 | 316
65 | 2011008085 | 323 | 313
66 | 2011008085 | 320 | 310
67 | 2011008085 | 318.3333 | 308.3333
68 | 2011008085 | 316.6667 | 306.6667
69 | 2011008085 | 315 | 305
70 | 2011008085 | 315.3333 | 305.3333
71 | 2011008085 | 315.6667 | 305.6667
72 | 2011008085 | 316 | 306
73 | 2011008085 | 316.3333 | 306.3333
74 | 2011008085 | 316.6667 | 306.6667
75 | 2011008085 | 317 | 307
76 | 2011008085 | 316.3333 | 306.3333
77 | 2011008085 | 315.6667 | 305.6667
78 | 2011008085 | 315 | 305
79 | 2011008085 | 314.6667 | 304.6667
80 | 2011008085 | 314.3333 | 304.3333
81 | 2011008085 | 314 | 304
82 | 2011008085 | 316.3333 | 306.3333
83 | 2011008085 | 318.6667 | 308.6667
84 | 2011008085 | 321 | 311
85 | 2011008085 | 323.3333 | 313.3333
86 | 2011008085 | 325.6667 | 315.6667
87 | 2011008085 | 328 | 318
88 | 2011008085 | 328.3333 | 318.3333
89 | 2011008085 | 328.6667 | 318.6667
90 | 2011008085 | 329 | 339
91 | 2011008085 | 329 | 339
92 | 2011008085 | 329 | 339
93 | 2011008085 | 329 | 339
94 | 2011008085 | 328.6667 | 338.6667
95 | 2011008085 | 328.3333 | 338.3333
96 | 2011008085 | 328 | 338
97 | 2011008085 | 327.6667 | 337.6667
98 | 2011008085 | 327.3333 | 337.3333
99 | 2011008085 | 327 | 337
100 | 2011008085 | 328.6667 | 338.6667
101 | 2011008085 | 330.3333 | 340.3333
102 | 2011008085 | 332 | 342
103 | 2011008085 | 334.3333 | 344.3333
104 | 2011008085 | 336.6667 | 346.6667
105 | 2011008085 | 339 | 349
106 | 2011008085 | 339.3333 | 349.3333
107 | 2011008085 | 339.6667 | 349.6667
108 | 2011008085 | 340 | 350
109 | 2011008085 | 342.3333 | 352.3333
110 | 2011008085 | 344.6667 | 354.6667
111 | 2011008085 | 347 | 357
112 | 2011008085 | 349.6667 | 359.6667
113 | 2011008085 | 352.3333 | 362.3333
114 | 2011008085 | 355 | 365
115 | 2011008085 | 360.3333 | 370.3333
116 | 2011008085 | 365.6667 | 375.6667
117 | 2011008085 | 371 | 381
118 | 2011008085 | 373.6667 | 383.6667
119 | 2011008085 | 376.3333 | 386.3333
120 | 2011008085 | 379 | 389
121 | 2011008085 | 383.3333 | 393.3333
122 | 2011008085 | 387.6667 | 377.6667
123 | 2011008085 | 392 | 382
124 | 2011008085 | 395.3333 | 385.3333
125 | 2011008085 | 398.6667 | 388.6667
126 | 2011008085 | 402 | 392
127 | 2011008085 | 404.3333 | 394.3333
128 | 2011008085 | 406.6667 | 396.6667
129 | 2011008085 | 409 | 399
130 | 2011008085 | 409 | 399
131 | 2011008085 | 409 | 399
132 | 2011008085 | 409 | 399
133 | 2011008085 | 408.3333 | 398.3333
134 | 2011008085 | 407.6667 | 397.6667
135 | 2011008085 | 407 | 397
136 | 2011008085 | 407 | 397
137 | 2011008085 | 407 | 397
138 | 2011008085 | 407 | 397
139 | 2011008085 | 407 | 397
140 | 2011008085 | 407 | 397
141 | 2011008085 | 407 | 397
142 | 2011008085 | 406 | 396
143 | 2011008085 | 405 | 395
0 | 2009002836 | 343 | 333
1 | 2009002836 | 344 | 334
2 | 2009002836 | 345 | 335
3 | 2009002836 | 346 | 336
4 | 2009002836 | 348 | 338
5 | 2009002836 | 350 | 340
6 | 2009002836 | 352 | 342
7 | 2009002836 | 353 | 343
8 | 2009002836 | 354 | 344
9 | 2009002836 | 355 | 345
10 | 2009002836 | 356.6667 | 346.6667
11 | 2009002836 | 358.3333 | 348.3333
12 | 2009002836 | 360 | 350
13 | 2009002836 | 363.6667 | 353.6667
14 | 2009002836 | 367.3333 | 357.3333
15 | 2009002836 | 371 | 361
16 | 2009002836 | 373.3333 | 363.3333
17 | 2009002836 | 375.6667 | 365.6667
18 | 2009002836 | 378 | 368
19 | 2009002836 | 378.6667 | 368.6667
20 | 2009002836 | 379.3333 | 369.3333
21 | 2009002836 | 380 | 370
22 | 2009002836 | 381.3333 | 371.3333
23 | 2009002836 | 382.6667 | 372.6667
24 | 2009002836 | 384 | 374
25 | 2009002836 | 385.3333 | 375.3333
26 | 2009002836 | 386.6667 | 376.6667
27 | 2009002836 | 388 | 378
28 | 2009002836 | 387 | 377
29 | 2009002836 | 386 | 376
30 | 2009002836 | 385 | 375
31 | 2009002836 | 383 | 373
32 | 2009002836 | 381 | 371
33 | 2009002836 | 379 | 369
34 | 2009002836 | 378.3333 | 368.3333
35 | 2009002836 | 377.6667 | 367.6667
36 | 2009002836 | 377 | 367
37 | 2009002836 | 377.3333 | 367.3333
38 | 2009002836 | 377.6667 | 367.6667
39 | 2009002836 | 378 | 368
40 | 2009002836 | 379.6667 | 369.6667
41 | 2009002836 | 381.3333 | 371.3333
42 | 2009002836 | 383 | 373
43 | 2009002836 | 385.3333 | 375.3333
44 | 2009002836 | 387.6667 | 377.6667
45 | 2009002836 | 390 | 380
46 | 2009002836 | 391.3333 | 381.3333
47 | 2009002836 | 392.6667 | 382.6667
48 | 2009002836 | 394 | 384
49 | 2009002836 | 393.3333 | 383.3333
50 | 2009002836 | 392.6667 | 382.6667
51 | 2009002836 | 392 | 382
52 | 2009002836 | 387.6667 | 377.6667
53 | 2009002836 | 383.3333 | 373.3333
54 | 2009002836 | 379 | 369
55 | 2009002836 | 372.3333 | 362.3333
56 | 2009002836 | 365.6667 | 355.6667
57 | 2009002836 | 359 | 349
58 | 2009002836 | 353.6667 | 343.6667
59 | 2009002836 | 348.3333 | 338.3333
60 | 2009002836 | 343 | 333
61 | 2009002836 | 338.3333 | 328.3333
62 | 2009002836 | 333.6667 | 323.6667
63 | 2009002836 | 329 | 319
64 | 2009002836 | 326 | 316
65 | 2009002836 | 323 | 313
66 | 2009002836 | 320 | 310
67 | 2009002836 | 318.3333 | 308.3333
68 | 2009002836 | 316.6667 | 306.6667
69 | 2009002836 | 315 | 305
70 | 2009002836 | 315.3333 | 305.3333
71 | 2009002836 | 315.6667 | 305.6667
72 | 2009002836 | 316 | 306
73 | 2009002836 | 316.3333 | 306.3333
74 | 2009002836 | 316.6667 | 306.6667
75 | 2009002836 | 317 | 307
76 | 2009002836 | 316.3333 | 306.3333
77 | 2009002836 | 315.6667 | 305.6667
78 | 2009002836 | 315 | 305
79 | 2009002836 | 314.6667 | 304.6667
80 | 2009002836 | 314.3333 | 304.3333
81 | 2009002836 | 314 | 304
82 | 2009002836 | 316.3333 | 306.3333
83 | 2009002836 | 318.6667 | 308.6667
84 | 2009002836 | 321 | 311
85 | 2009002836 | 323.3333 | 313.3333
86 | 2009002836 | 325.6667 | 315.6667
87 | 2009002836 | 328 | 318
88 | 2009002836 | 328.3333 | 318.3333
89 | 2009002836 | 328.6667 | 318.6667
90 | 2009002836 | 329 | 339
91 | 2009002836 | 329 | 339
92 | 2009002836 | 329 | 339
93 | 2009002836 | 329 | 339
94 | 2009002836 | 328.6667 | 338.6667
95 | 2009002836 | 328.3333 | 338.3333
96 | 2009002836 | 328 | 338
97 | 2009002836 | 327.6667 | 337.6667
98 | 2009002836 | 327.3333 | 337.3333
99 | 2009002836 | 327 | 337
100 | 2009002836 | 328.6667 | 338.6667
101 | 2009002836 | 330.3333 | 340.3333
102 | 2009002836 | 332 | 342
103 | 2009002836 | 334.3333 | 344.3333
104 | 2009002836 | 336.6667 | 346.6667
105 | 2009002836 | 339 | 349
106 | 2009002836 | 339.3333 | 349.3333
107 | 2009002836 | 339.6667 | 349.6667
108 | 2009002836 | 340 | 350
109 | 2009002836 | 342.3333 | 352.3333
110 | 2009002836 | 344.6667 | 354.6667
111 | 2009002836 | 347 | 357
112 | 2009002836 | 349.6667 | 359.6667
113 | 2009002836 | 352.3333 | 362.3333
114 | 2009002836 | 355 | 365
115 | 2009002836 | 360.3333 | 370.3333
116 | 2009002836 | 365.6667 | 375.6667
117 | 2009002836 | 371 | 381
118 | 2009002836 | 373.6667 | 383.6667
119 | 2009002836 | 376.3333 | 386.3333
120 | 2009002836 | 379 | 389
121 | 2009002836 | 383.3333 | 393.3333
122 | 2009002836 | 387.6667 | 377.6667
123 | 2009002836 | 392 | 382
124 | 2009002836 | 395.3333 | 385.3333
125 | 2009002836 | 398.6667 | 388.6667
126 | 2009002836 | 402 | 392
127 | 2009002836 | 404.3333 | 394.3333
128 | 2009002836 | 406.6667 | 396.6667
129 | 2009002836 | 409 | 399
130 | 2009002836 | 409 | 399
131 | 2009002836 | 409 | 399
132 | 2009002836 | 409 | 399
133 | 2009002836 | 408.3333 | 398.3333
134 | 2009002836 | 407.6667 | 397.6667
135 | 2009002836 | 407 | 397
136 | 2009002836 | 407 | 397
137 | 2009002836 | 407 | 397
138 | 2009002836 | 407 | 397
139 | 2009002836 | 407 | 397
140 | 2009002836 | 407 | 397
141 | 2009002836 | 407 | 397
142 | 2009002836 | 406 | 396
143 | 2009002836 | 405 | 395
0 | 2008000988 | 343 | 333
1 | 2008000988 | 344 | 334
2 | 2008000988 | 345 | 335
3 | 2008000988 | 346 | 336
4 | 2008000988 | 348 | 338
5 | 2008000988 | 350 | 340
6 | 2008000988 | 352 | 342
7 | 2008000988 | 353 | 343
8 | 2008000988 | 354 | 344
9 | 2008000988 | 355 | 345
10 | 2008000988 | 356.6667 | 346.6667
11 | 2008000988 | 358.3333 | 348.3333
12 | 2008000988 | 360 | 350
13 | 2008000988 | 363.6667 | 353.6667
14 | 2008000988 | 367.3333 | 357.3333
15 | 2008000988 | 371 | 361
16 | 2008000988 | 373.3333 | 363.3333
17 | 2008000988 | 375.6667 | 365.6667
18 | 2008000988 | 378 | 368
19 | 2008000988 | 378.6667 | 368.6667
20 | 2008000988 | 379.3333 | 369.3333
21 | 2008000988 | 380 | 370
22 | 2008000988 | 381.3333 | 371.3333
23 | 2008000988 | 382.6667 | 372.6667
24 | 2008000988 | 384 | 374
25 | 2008000988 | 385.3333 | 375.3333
26 | 2008000988 | 386.6667 | 376.6667
27 | 2008000988 | 388 | 378
28 | 2008000988 | 387 | 377
29 | 2008000988 | 386 | 376
30 | 2008000988 | 385 | 375
31 | 2008000988 | 383 | 373
32 | 2008000988 | 381 | 371
33 | 2008000988 | 379 | 369
34 | 2008000988 | 378.3333 | 368.3333
35 | 2008000988 | 377.6667 | 367.6667
36 | 2008000988 | 377 | 367
37 | 2008000988 | 377.3333 | 367.3333
38 | 2008000988 | 377.6667 | 367.6667
39 | 2008000988 | 378 | 368
40 | 2008000988 | 379.6667 | 369.6667
41 | 2008000988 | 381.3333 | 371.3333
42 | 2008000988 | 383 | 373
43 | 2008000988 | 385.3333 | 375.3333
44 | 2008000988 | 387.6667 | 377.6667
45 | 2008000988 | 390 | 380
46 | 2008000988 | 391.3333 | 381.3333
47 | 2008000988 | 392.6667 | 382.6667
48 | 2008000988 | 394 | 384
49 | 2008000988 | 393.3333 | 383.3333
50 | 2008000988 | 392.6667 | 382.6667
51 | 2008000988 | 392 | 382
52 | 2008000988 | 387.6667 | 377.6667
53 | 2008000988 | 383.3333 | 373.3333
54 | 2008000988 | 379 | 369
55 | 2008000988 | 372.3333 | 362.3333
56 | 2008000988 | 365.6667 | 355.6667
57 | 2008000988 | 359 | 349
58 | 2008000988 | 353.6667 | 343.6667
59 | 2008000988 | 348.3333 | 338.3333
60 | 2008000988 | 343 | 333
61 | 2008000988 | 338.3333 | 328.3333
62 | 2008000988 | 333.6667 | 323.6667
63 | 2008000988 | 329 | 319
64 | 2008000988 | 326 | 316
65 | 2008000988 | 323 | 313
66 | 2008000988 | 320 | 310
67 | 2008000988 | 318.3333 | 308.3333
68 | 2008000988 | 316.6667 | 306.6667
69 | 2008000988 | 315 | 305
70 | 2008000988 | 315.3333 | 305.3333
71 | 2008000988 | 315.6667 | 305.6667
72 | 2008000988 | 316 | 306
73 | 2008000988 | 316.3333 | 306.3333
74 | 2008000988 | 316.6667 | 306.6667
75 | 2008000988 | 317 | 307
76 | 2008000988 | 316.3333 | 306.3333
77 | 2008000988 | 315.6667 | 305.6667
78 | 2008000988 | 315 | 305
79 | 2008000988 | 314.6667 | 304.6667
80 | 2008000988 | 314.3333 | 304.3333
81 | 2008000988 | 314 | 304
82 | 2008000988 | 316.3333 | 306.3333
83 | 2008000988 | 318.6667 | 308.6667
84 | 2008000988 | 321 | 311
85 | 2008000988 | 323.3333 | 313.3333
86 | 2008000988 | 325.6667 | 315.6667
87 | 2008000988 | 328 | 318
88 | 2008000988 | 328.3333 | 318.3333
89 | 2008000988 | 328.6667 | 318.6667
90 | 2008000988 | 329 | 339
91 | 2008000988 | 329 | 339
92 | 2008000988 | 329 | 339
93 | 2008000988 | 329 | 339
94 | 2008000988 | 328.6667 | 338.6667
95 | 2008000988 | 328.3333 | 338.3333
96 | 2008000988 | 328 | 338
97 | 2008000988 | 327.6667 | 337.6667
98 | 2008000988 | 327.3333 | 337.3333
99 | 2008000988 | 327 | 337
100 | 2008000988 | 328.6667 | 338.6667
101 | 2008000988 | 330.3333 | 340.3333
102 | 2008000988 | 332 | 342
103 | 2008000988 | 334.3333 | 344.3333
104 | 2008000988 | 336.6667 | 346.6667
105 | 2008000988 | 339 | 349
106 | 2008000988 | 339.3333 | 349.3333
107 | 2008000988 | 339.6667 | 349.6667
108 | 2008000988 | 340 | 350
109 | 2008000988 | 342.3333 | 352.3333
110 | 2008000988 | 344.6667 | 354.6667
111 | 2008000988 | 347 | 357
112 | 2008000988 | 349.6667 | 359.6667
113 | 2008000988 | 352.3333 | 362.3333
114 | 2008000988 | 355 | 365
115 | 2008000988 | 360.3333 | 370.3333
116 | 2008000988 | 365.6667 | 375.6667
117 | 2008000988 | 371 | 381
118 | 2008000988 | 373.6667 | 383.6667
119 | 2008000988 | 376.3333 | 386.3333
120 | 2008000988 | 379 | 389
121 | 2008000988 | 383.3333 | 393.3333
122 | 2008000988 | 387.6667 | 377.6667
123 | 2008000988 | 392 | 382
124 | 2008000988 | 395.3333 | 385.3333
125 | 2008000988 | 398.6667 | 388.6667
126 | 2008000988 | 402 | 392
127 | 2008000988 | 404.3333 | 394.3333
128 | 2008000988 | 406.6667 | 396.6667
129 | 2008000988 | 409 | 399
130 | 2008000988 | 409 | 399
131 | 2008000988 | 409 | 399
132 | 2008000988 | 409 | 399
133 | 2008000988 | 408.3333 | 398.3333
134 | 2008000988 | 407.6667 | 397.6667
135 | 2008000988 | 407 | 397
136 | 2008000988 | 407 | 397
137 | 2008000988 | 407 | 397
138 | 2008000988 | 407 | 397
139 | 2008000988 | 407 | 397
140 | 2008000988 | 407 | 397
141 | 2008000988 | 407 | 397
142 | 2008000988 | 406 | 396
143 | 2008000988 | 405 | 395
0 | 2011007096 | 343 | 333
1 | 2011007096 | 344 | 334
2 | 2011007096 | 345 | 335
3 | 2011007096 | 346 | 336
4 | 2011007096 | 348 | 338
5 | 2011007096 | 350 | 340
6 | 2011007096 | 352 | 342
7 | 2011007096 | 353 | 343
8 | 2011007096 | 354 | 344
9 | 2011007096 | 355 | 345
10 | 2011007096 | 356.6667 | 346.6667
11 | 2011007096 | 358.3333 | 348.3333
12 | 2011007096 | 360 | 350
13 | 2011007096 | 363.6667 | 353.6667
14 | 2011007096 | 367.3333 | 357.3333
15 | 2011007096 | 371 | 361
16 | 2011007096 | 373.3333 | 363.3333
17 | 2011007096 | 375.6667 | 365.6667
18 | 2011007096 | 378 | 368
19 | 2011007096 | 378.6667 | 368.6667
20 | 2011007096 | 379.3333 | 369.3333
21 | 2011007096 | 380 | 370
22 | 2011007096 | 381.3333 | 371.3333
23 | 2011007096 | 382.6667 | 372.6667
24 | 2011007096 | 384 | 374
25 | 2011007096 | 385.3333 | 375.3333
26 | 2011007096 | 386.6667 | 376.6667
27 | 2011007096 | 388 | 378
28 | 2011007096 | 387 | 377
29 | 2011007096 | 386 | 376
30 | 2011007096 | 385 | 375
31 | 2011007096 | 383 | 373
32 | 2011007096 | 381 | 371
33 | 2011007096 | 379 | 369
34 | 2011007096 | 378.3333 | 368.3333
35 | 2011007096 | 377.6667 | 367.6667
36 | 2011007096 | 377 | 367
37 | 2011007096 | 377.3333 | 367.3333
38 | 2011007096 | 377.6667 | 367.6667
39 | 2011007096 | 378 | 368
40 | 2011007096 | 379.6667 | 369.6667
41 | 2011007096 | 381.3333 | 371.3333
42 | 2011007096 | 383 | 373
43 | 2011007096 | 385.3333 | 375.3333
44 | 2011007096 | 387.6667 | 377.6667
45 | 2011007096 | 390 | 380
46 | 2011007096 | 391.3333 | 381.3333
47 | 2011007096 | 392.6667 | 382.6667
48 | 2011007096 | 394 | 384
49 | 2011007096 | 393.3333 | 383.3333
50 | 2011007096 | 392.6667 | 382.6667
51 | 2011007096 | 392 | 382
52 | 2011007096 | 387.6667 | 377.6667
53 | 2011007096 | 383.3333 | 373.3333
54 | 2011007096 | 379 | 369
55 | 2011007096 | 372.3333 | 362.3333
56 | 2011007096 | 365.6667 | 355.6667
57 | 2011007096 | 359 | 349
58 | 2011007096 | 353.6667 | 343.6667
59 | 2011007096 | 348.3333 | 338.3333
60 | 2011007096 | 343 | 333
61 | 2011007096 | 338.3333 | 328.3333
62 | 2011007096 | 333.6667 | 323.6667
63 | 2011007096 | 329 | 319
64 | 2011007096 | 326 | 316
65 | 2011007096 | 323 | 313
66 | 2011007096 | 320 | 310
67 | 2011007096 | 318.3333 | 308.3333
68 | 2011007096 | 316.6667 | 306.6667
69 | 2011007096 | 315 | 305
70 | 2011007096 | 315.3333 | 305.3333
71 | 2011007096 | 315.6667 | 305.6667
72 | 2011007096 | 316 | 306
73 | 2011007096 | 316.3333 | 306.3333
74 | 2011007096 | 316.6667 | 306.6667
75 | 2011007096 | 317 | 307
76 | 2011007096 | 316.3333 | 306.3333
77 | 2011007096 | 315.6667 | 305.6667
78 | 2011007096 | 315 | 305
79 | 2011007096 | 314.6667 | 304.6667
80 | 2011007096 | 314.3333 | 304.3333
81 | 2011007096 | 314 | 304
82 | 2011007096 | 316.3333 | 306.3333
83 | 2011007096 | 318.6667 | 308.6667
84 | 2011007096 | 321 | 311
85 | 2011007096 | 323.3333 | 313.3333
86 | 2011007096 | 325.6667 | 315.6667
87 | 2011007096 | 328 | 318
88 | 2011007096 | 328.3333 | 318.3333
89 | 2011007096 | 328.6667 | 318.6667
90 | 2011007096 | 329 | 339
91 | 2011007096 | 329 | 339
92 | 2011007096 | 329 | 339
93 | 2011007096 | 329 | 339
94 | 2011007096 | 328.6667 | 338.6667
95 | 2011007096 | 328.3333 | 338.3333
96 | 2011007096 | 328 | 338
97 | 2011007096 | 327.6667 | 337.6667
98 | 2011007096 | 327.3333 | 337.3333
99 | 2011007096 | 327 | 337
100 | 2011007096 | 328.6667 | 338.6667
101 | 2011007096 | 330.3333 | 340.3333
102 | 2011007096 | 332 | 342
103 | 2011007096 | 334.3333 | 344.3333
104 | 2011007096 | 336.6667 | 346.6667
105 | 2011007096 | 339 | 349
106 | 2011007096 | 339.3333 | 349.3333
107 | 2011007096 | 339.6667 | 349.6667
108 | 2011007096 | 340 | 350
109 | 2011007096 | 342.3333 | 352.3333
110 | 2011007096 | 344.6667 | 354.6667
111 | 2011007096 | 347 | 357
112 | 2011007096 | 349.6667 | 359.6667
113 | 2011007096 | 352.3333 | 362.3333
114 | 2011007096 | 355 | 365
115 | 2011007096 | 360.3333 | 370.3333
116 | 2011007096 | 365.6667 | 375.6667
117 | 2011007096 | 371 | 381
118 | 2011007096 | 373.6667 | 383.6667
119 | 2011007096 | 376.3333 | 386.3333
120 | 2011007096 | 379 | 389
121 | 2011007096 | 383.3333 | 393.3333
122 | 2011007096 | 387.6667 | 377.6667
123 | 2011007096 | 392 | 382
124 | 2011007096 | 395.3333 | 385.3333
125 | 2011007096 | 398.6667 | 388.6667
126 | 2011007096 | 402 | 392
127 | 2011007096 | 404.3333 | 394.3333
128 | 2011007096 | 406.6667 | 396.6667
129 | 2011007096 | 409 | 399
130 | 2011007096 | 409 | 399
131 | 2011007096 | 409 | 399
132 | 2011007096 | 409 | 399
133 | 2011007096 | 408.3333 | 398.3333
134 | 2011007096 | 407.6667 | 397.6667
135 | 2011007096 | 407 | 397
136 | 2011007096 | 407 | 397
137 | 2011007096 | 407 | 397
138 | 2011007096 | 407 | 397
139 | 2011007096 | 407 | 397
140 | 2011007096 | 407 | 397
141 | 2011007096 | 407 | 397
142 | 2011007096 | 406 | 396
143 | 2011007096 | 405 | 395
0 | 2008005993 | 343 | 333
1 | 2008005993 | 344 | 334
2 | 2008005993 | 345 | 335
3 | 2008005993 | 346 | 336
4 | 2008005993 | 348 | 338
5 | 2008005993 | 350 | 340
6 | 2008005993 | 352 | 342
7 | 2008005993 | 353 | 343
8 | 2008005993 | 354 | 344
9 | 2008005993 | 355 | 345
10 | 2008005993 | 356.6667 | 346.6667
11 | 2008005993 | 358.3333 | 348.3333
12 | 2008005993 | 360 | 350
13 | 2008005993 | 363.6667 | 353.6667
14 | 2008005993 | 367.3333 | 357.3333
15 | 2008005993 | 371 | 361
16 | 2008005993 | 373.3333 | 363.3333
17 | 2008005993 | 375.6667 | 365.6667
18 | 2008005993 | 378 | 368
19 | 2008005993 | 378.6667 | 368.6667
20 | 2008005993 | 379.3333 | 369.3333
21 | 2008005993 | 380 | 370
22 | 2008005993 | 381.3333 | 371.3333
23 | 2008005993 | 382.6667 | 372.6667
24 | 2008005993 | 384 | 374
25 | 2008005993 | 385.3333 | 375.3333
26 | 2008005993 | 386.6667 | 376.6667
27 | 2008005993 | 388 | 378
28 | 2008005993 | 387 | 377
29 | 2008005993 | 386 | 376
30 | 2008005993 | 385 | 375
31 | 2008005993 | 383 | 373
32 | 2008005993 | 381 | 371
33 | 2008005993 | 379 | 369
34 | 2008005993 | 378.3333 | 368.3333
35 | 2008005993 | 377.6667 | 367.6667
36 | 2008005993 | 377 | 367
37 | 2008005993 | 377.3333 | 367.3333
38 | 2008005993 | 377.6667 | 367.6667
39 | 2008005993 | 378 | 368
40 | 2008005993 | 379.6667 | 369.6667
41 | 2008005993 | 381.3333 | 371.3333
42 | 2008005993 | 383 | 373
43 | 2008005993 | 385.3333 | 375.3333
44 | 2008005993 | 387.6667 | 377.6667
45 | 2008005993 | 390 | 380
46 | 2008005993 | 391.3333 | 381.3333
47 | 2008005993 | 392.6667 | 382.6667
48 | 2008005993 | 394 | 384
49 | 2008005993 | 393.3333 | 383.3333
50 | 2008005993 | 392.6667 | 382.6667
51 | 2008005993 | 392 | 382
52 | 2008005993 | 387.6667 | 377.6667
53 | 2008005993 | 383.3333 | 373.3333
54 | 2008005993 | 379 | 369
55 | 2008005993 | 372.3333 | 362.3333
56 | 2008005993 | 365.6667 | 355.6667
57 | 2008005993 | 359 | 349
58 | 2008005993 | 353.6667 | 343.6667
59 | 2008005993 | 348.3333 | 338.3333
60 | 2008005993 | 343 | 333
61 | 2008005993 | 338.3333 | 328.3333
62 | 2008005993 | 333.6667 | 323.6667
63 | 2008005993 | 329 | 319
64 | 2008005993 | 326 | 316
65 | 2008005993 | 323 | 313
66 | 2008005993 | 320 | 310
67 | 2008005993 | 318.3333 | 308.3333
68 | 2008005993 | 316.6667 | 306.6667
69 | 2008005993 | 315 | 305
70 | 2008005993 | 315.3333 | 305.3333
71 | 2008005993 | 315.6667 | 305.6667
72 | 2008005993 | 316 | 306
73 | 2008005993 | 316.3333 | 306.3333
74 | 2008005993 | 316.6667 | 306.6667
75 | 2008005993 | 317 | 307
76 | 2008005993 | 316.3333 | 306.3333
77 | 2008005993 | 315.6667 | 305.6667
78 | 2008005993 | 315 | 305
79 | 2008005993 | 314.6667 | 304.6667
80 | 2008005993 | 314.3333 | 304.3333
81 | 2008005993 | 314 | 304
82 | 2008005993 | 316.3333 | 306.3333
83 | 2008005993 | 318.6667 | 308.6667
84 | 2008005993 | 321 | 311
85 | 2008005993 | 323.3333 | 313.3333
86 | 2008005993 | 325.6667 | 315.6667
87 | 2008005993 | 328 | 318
88 | 2008005993 | 328.3333 | 318.3333
89 | 2008005993 | 328.6667 | 318.6667
90 | 2008005993 | 329 | 339
91 | 2008005993 | 329 | 339
92 | 2008005993 | 329 | 339
93 | 2008005993 | 329 | 339
94 | 2008005993 | 328.6667 | 338.6667
95 | 2008005993 | 328.3333 | 338.3333
96 | 2008005993 | 328 | 338
97 | 2008005993 | 327.6667 | 337.6667
98 | 2008005993 | 327.3333 | 337.3333
99 | 2008005993 | 327 | 337
100 | 2008005993 | 328.6667 | 338.6667
101 | 2008005993 | 330.3333 | 340.3333
102 | 2008005993 | 332 | 342
103 | 2008005993 | 334.3333 | 344.3333
104 | 2008005993 | 336.6667 | 346.6667
105 | 2008005993 | 339 | 349
106 | 2008005993 | 339.3333 | 349.3333
107 | 2008005993 | 339.6667 | 349.6667
108 | 2008005993 | 340 | 350
109 | 2008005993 | 342.3333 | 352.3333
110 | 2008005993 | 344.6667 | 354.6667
111 | 2008005993 | 347 | 357
112 | 2008005993 | 349.6667 | 359.6667
113 | 2008005993 | 352.3333 | 362.3333
114 | 2008005993 | 355 | 365
115 | 2008005993 | 360.3333 | 370.3333
116 | 2008005993 | 365.6667 | 375.6667
117 | 2008005993 | 371 | 381
118 | 2008005993 | 373.6667 | 383.6667
119 | 2008005993 | 376.3333 | 386.3333
120 | 2008005993 | 379 | 389
121 | 2008005993 | 383.3333 | 393.3333
122 | 2008005993 | 387.6667 | 377.6667
123 | 2008005993 | 392 | 382
124 | 2008005993 | 395.3333 | 385.3333
125 | 2008005993 | 398.6667 | 388.6667
126 | 2008005993 | 402 | 392
127 | 2008005993 | 404.3333 | 394.3333
128 | 2008005993 | 406.6667 | 396.6667
129 | 2008005993 | 409 | 399
130 | 2008005993 | 409 | 399
131 | 2008005993 | 409 | 399
132 | 2008005993 | 409 | 399
133 | 2008005993 | 408.3333 | 398.3333
134 | 2008005993 | 407.6667 | 397.6667
135 | 2008005993 | 407 | 397
136 | 2008005993 | 407 | 397
137 | 2008005993 | 407 | 397
138 | 2008005993 | 407 | 397
139 | 2008005993 | 407 | 397
140 | 2008005993 | 407 | 397
141 | 2008005993 | 407 | 397
142 | 2008005993 | 406 | 396
143 | 2008005993 | 405 | 395
0 | 2011010158 | 343 | 333
1 | 2011010158 | 344 | 334
2 | 2011010158 | 345 | 335
3 | 2011010158 | 346 | 336
4 | 2011010158 | 348 | 338
5 | 2011010158 | 350 | 340
6 | 2011010158 | 352 | 342
7 | 2011010158 | 353 | 343
8 | 2011010158 | 354 | 344
9 | 2011010158 | 355 | 345
10 | 2011010158 | 356.6667 | 346.6667
11 | 2011010158 | 358.3333 | 348.3333
12 | 2011010158 | 360 | 350
13 | 2011010158 | 363.6667 | 353.6667
14 | 2011010158 | 367.3333 | 357.3333
15 | 2011010158 | 371 | 361
16 | 2011010158 | 373.3333 | 363.3333
17 | 2011010158 | 375.6667 | 365.6667
18 | 2011010158 | 378 | 368
19 | 2011010158 | 378.6667 | 368.6667
20 | 2011010158 | 379.3333 | 369.3333
21 | 2011010158 | 380 | 370
22 | 2011010158 | 381.3333 | 371.3333
23 | 2011010158 | 382.6667 | 372.6667
24 | 2011010158 | 384 | 374
25 | 2011010158 | 385.3333 | 375.3333
26 | 2011010158 | 386.6667 | 376.6667
27 | 2011010158 | 388 | 378
28 | 2011010158 | 387 | 377
29 | 2011010158 | 386 | 376
30 | 2011010158 | 385 | 375
31 | 2011010158 | 383 | 373
32 | 2011010158 | 381 | 371
33 | 2011010158 | 379 | 369
34 | 2011010158 | 378.3333 | 368.3333
35 | 2011010158 | 377.6667 | 367.6667
36 | 2011010158 | 377 | 367
37 | 2011010158 | 377.3333 | 367.3333
38 | 2011010158 | 377.6667 | 367.6667
39 | 2011010158 | 378 | 368
40 | 2011010158 | 379.6667 | 369.6667
41 | 2011010158 | 381.3333 | 371.3333
42 | 2011010158 | 383 | 373
43 | 2011010158 | 385.3333 | 375.3333
44 | 2011010158 | 387.6667 | 377.6667
45 | 2011010158 | 390 | 380
46 | 2011010158 | 391.3333 | 381.3333
47 | 2011010158 | 392.6667 | 382.6667
48 | 2011010158 | 394 | 384
49 | 2011010158 | 393.3333 | 383.3333
50 | 2011010158 | 392.6667 | 382.6667
51 | 2011010158 | 392 | 382
52 | 2011010158 | 387.6667 | 377.6667
53 | 2011010158 | 383.3333 | 373.3333
54 | 2011010158 | 379 | 369
55 | 2011010158 | 372.3333 | 362.3333
56 | 2011010158 | 365.6667 | 355.6667
57 | 2011010158 | 359 | 349
58 | 2011010158 | 353.6667 | 343.6667
59 | 2011010158 | 348.3333 | 338.3333
60 | 2011010158 | 343 | 333
61 | 2011010158 | 338.3333 | 328.3333
62 | 2011010158 | 333.6667 | 323.6667
63 | 2011010158 | 329 | 319
64 | 2011010158 | 326 | 316
65 | 2011010158 | 323 | 313
66 | 2011010158 | 320 | 310
67 | 2011010158 | 318.3333 | 308.3333
68 | 2011010158 | 316.6667 | 306.6667
69 | 2011010158 | 315 | 305
70 | 2011010158 | 315.3333 | 305.3333
71 | 2011010158 | 315.6667 | 305.6667
72 | 2011010158 | 316 | 306
73 | 2011010158 | 316.3333 | 306.3333
74 | 2011010158 | 316.6667 | 306.6667
75 | 2011010158 | 317 | 307
76 | 2011010158 | 316.3333 | 306.3333
77 | 2011010158 | 315.6667 | 305.6667
78 | 2011010158 | 315 | 305
79 | 2011010158 | 314.6667 | 304.6667
80 | 2011010158 | 314.3333 | 304.3333
81 | 2011010158 | 314 | 304
82 | 2011010158 | 316.3333 | 306.3333
83 | 2011010158 | 318.6667 | 308.6667
84 | 2011010158 | 321 | 311
85 | 2011010158 | 323.3333 | 313.3333
86 | 2011010158 | 325.6667 | 315.6667
87 | 2011010158 | 328 | 318
88 | 2011010158 | 328.3333 | 318.3333
89 | 2011010158 | 328.6667 | 318.6667
90 | 2011010158 | 329 | 339
91 | 2011010158 | 329 | 339
92 | 2011010158 | 329 | 339
93 | 2011010158 | 329 | 339
94 | 2011010158 | 328.6667 | 338.6667
95 | 2011010158 | 328.3333 | 338.3333
96 | 2011010158 | 328 | 338
97 | 2011010158 | 327.6667 | 337.6667
98 | 2011010158 | 327.3333 | 337.3333
99 | 2011010158 | 327 | 337
100 | 2011010158 | 328.6667 | 338.6667
101 | 2011010158 | 330.3333 | 340.3333
102 | 2011010158 | 332 | 342
103 | 2011010158 | 334.3333 | 344.3333
104 | 2011010158 | 336.6667 | 346.6667
105 | 2011010158 | 339 | 349
106 | 2011010158 | 339.3333 | 349.3333
107 | 2011010158 | 339.6667 | 349.6667
108 | 2011010158 | 340 | 350
109 | 2011010158 | 342.3333 | 352.3333
110 | 2011010158 | 344.6667 | 354.6667
111 | 2011010158 | 347 | 357
112 | 2011010158 | 349.6667 | 359.6667
113 | 2011010158 | 352.3333 | 362.3333
114 | 2011010158 | 355 | 365
115 | 2011010158 | 360.3333 | 370.3333
116 | 2011010158 | 365.6667 | 375.6667
117 | 2011010158 | 371 | 381
118 | 2011010158 | 373.6667 | 383.6667
119 | 2011010158 | 376.3333 | 386.3333
120 | 2011010158 | 379 | 389
121 | 2011010158 | 383.3333 | 393.3333
122 | 2011010158 | 387.6667 | 377.6667
123 | 2011010158 | 392 | 382
124 | 2011010158 | 395.3333 | 385.3333
125 | 2011010158 | 398.6667 | 388.6667
126 | 2011010158 | 402 | 392
127 | 2011010158 | 404.3333 | 394.3333
128 | 2011010158 | 406.6667 | 396.6667
129 | 2011010158 | 409 | 399
130 | 2011010158 | 409 | 399
131 | 2011010158 | 409 | 399
132 | 2011010158 | 409 | 399
133 | 2011010158 | 408.3333 | 398.3333
134 | 2011010158 | 407.6667 | 397.6667
135 | 2011010158 | 407 | 397
136 | 2011010158 | 407 | 397
137 | 2011010158 | 407 | 397
138 | 2011010158 | 407 | 397
139 | 2011010158 | 407 | 397
140 | 2011010158 | 407 | 397
141 | 2011010158 | 407 | 397
142 | 2011010158 | 406 | 396
143 | 2011010158 | 405 | 395
0 | 2005006367 | 343 | 333
1 | 2005006367 | 344 | 334
2 | 2005006367 | 345 | 335
3 | 2005006367 | 346 | 336
4 | 2005006367 | 348 | 338
5 | 2005006367 | 350 | 340
6 | 2005006367 | 352 | 342
7 | 2005006367 | 353 | 343
8 | 2005006367 | 354 | 344
9 | 2005006367 | 355 | 345
10 | 2005006367 | 356.6667 | 346.6667
11 | 2005006367 | 358.3333 | 348.3333
12 | 2005006367 | 360 | 350
13 | 2005006367 | 363.6667 | 353.6667
14 | 2005006367 | 367.3333 | 357.3333
15 | 2005006367 | 371 | 361
16 | 2005006367 | 373.3333 | 363.3333
17 | 2005006367 | 375.6667 | 365.6667
18 | 2005006367 | 378 | 368
19 | 2005006367 | 378.6667 | 368.6667
20 | 2005006367 | 379.3333 | 369.3333
21 | 2005006367 | 380 | 370
22 | 2005006367 | 381.3333 | 371.3333
23 | 2005006367 | 382.6667 | 372.6667
24 | 2005006367 | 384 | 374
25 | 2005006367 | 385.3333 | 375.3333
26 | 2005006367 | 386.6667 | 376.6667
27 | 2005006367 | 388 | 378
28 | 2005006367 | 387 | 377
29 | 2005006367 | 386 | 376
30 | 2005006367 | 385 | 375
31 | 2005006367 | 383 | 373
32 | 2005006367 | 381 | 371
33 | 2005006367 | 379 | 369
34 | 2005006367 | 378.3333 | 368.3333
35 | 2005006367 | 377.6667 | 367.6667
36 | 2005006367 | 377 | 367
37 | 2005006367 | 377.3333 | 367.3333
38 | 2005006367 | 377.6667 | 367.6667
39 | 2005006367 | 378 | 368
40 | 2005006367 | 379.6667 | 369.6667
41 | 2005006367 | 381.3333 | 371.3333
42 | 2005006367 | 383 | 373
43 | 2005006367 | 385.3333 | 375.3333
44 | 2005006367 | 387.6667 | 377.6667
45 | 2005006367 | 390 | 380
46 | 2005006367 | 391.3333 | 381.3333
47 | 2005006367 | 392.6667 | 382.6667
48 | 2005006367 | 394 | 384
49 | 2005006367 | 393.3333 | 383.3333
50 | 2005006367 | 392.6667 | 382.6667
51 | 2005006367 | 392 | 382
52 | 2005006367 | 387.6667 | 377.6667
53 | 2005006367 | 383.3333 | 373.3333
54 | 2005006367 | 379 | 369
55 | 2005006367 | 372.3333 | 362.3333
56 | 2005006367 | 365.6667 | 355.6667
57 | 2005006367 | 359 | 349
58 | 2005006367 | 353.6667 | 343.6667
59 | 2005006367 | 348.3333 | 338.3333
60 | 2005006367 | 343 | 333
61 | 2005006367 | 338.3333 | 328.3333
62 | 2005006367 | 333.6667 | 323.6667
63 | 2005006367 | 329 | 319
64 | 2005006367 | 326 | 316
65 | 2005006367 | 323 | 313
66 | 2005006367 | 320 | 310
67 | 2005006367 | 318.3333 | 308.3333
68 | 2005006367 | 316.6667 | 306.6667
69 | 2005006367 | 315 | 305
70 | 2005006367 | 315.3333 | 305.3333
71 | 2005006367 | 315.6667 | 305.6667
72 | 2005006367 | 316 | 306
73 | 2005006367 | 316.3333 | 306.3333
74 | 2005006367 | 316.6667 | 306.6667
75 | 2005006367 | 317 | 307
76 | 2005006367 | 316.3333 | 306.3333
77 | 2005006367 | 315.6667 | 305.6667
78 | 2005006367 | 315 | 305
79 | 2005006367 | 314.6667 | 304.6667
80 | 2005006367 | 314.3333 | 304.3333
81 | 2005006367 | 314 | 304
82 | 2005006367 | 316.3333 | 306.3333
83 | 2005006367 | 318.6667 | 308.6667
84 | 2005006367 | 321 | 311
85 | 2005006367 | 323.3333 | 313.3333
86 | 2005006367 | 325.6667 | 315.6667
87 | 2005006367 | 328 | 318
88 | 2005006367 | 328.3333 | 318.3333
89 | 2005006367 | 328.6667 | 318.6667
90 | 2005006367 | 329 | 339
91 | 2005006367 | 329 | 339
92 | 2005006367 | 329 | 339
93 | 2005006367 | 329 | 339
94 | 2005006367 | 328.6667 | 338.6667
95 | 2005006367 | 328.3333 | 338.3333
96 | 2005006367 | 328 | 338
97 | 2005006367 | 327.6667 | 337.6667
98 | 2005006367 | 327.3333 | 337.3333
99 | 2005006367 | 327 | 337
100 | 2005006367 | 328.6667 | 338.6667
101 | 2005006367 | 330.3333 | 340.3333
102 | 2005006367 | 332 | 342
103 | 2005006367 | 334.3333 | 344.3333
104 | 2005006367 | 336.6667 | 346.6667
105 | 2005006367 | 339 | 349
106 | 2005006367 | 339.3333 | 349.3333
107 | 2005006367 | 339.6667 | 349.6667
108 | 2005006367 | 340 | 350
109 | 2005006367 | 342.3333 | 352.3333
110 | 2005006367 | 344.6667 | 354.6667
111 | 2005006367 | 347 | 357
112 | 2005006367 | 349.6667 | 359.6667
113 | 2005006367 | 352.3333 | 362.3333
114 | 2005006367 | 355 | 365
115 | 2005006367 | 360.3333 | 370.3333
116 | 2005006367 | 365.6667 | 375.6667
117 | 2005006367 | 371 | 381
118 | 2005006367 | 373.6667 | 383.6667
119 | 2005006367 | 376.3333 | 386.3333
120 | 2005006367 | 379 | 389
121 | 2005006367 | 383.3333 | 393.3333
122 | 2005006367 | 387.6667 | 377.6667
123 | 2005006367 | 392 | 382
124 | 2005006367 | 395.3333 | 385.3333
125 | 2005006367 | 398.6667 | 388.6667
126 | 2005006367 | 402 | 392
127 | 2005006367 | 404.3333 | 394.3333
128 | 2005006367 | 406.6667 | 396.6667
129 | 2005006367 | 409 | 399
130 | 2005006367 | 409 | 399
131 | 2005006367 | 409 | 399
132 | 2005006367 | 409 | 399
133 | 2005006367 | 408.3333 | 398.3333
134 | 2005006367 | 407.6667 | 397.6667
135 | 2005006367 | 407 | 397
136 | 2005006367 | 407 | 397
137 | 2005006367 | 407 | 397
138 | 2005006367 | 407 | 397
139 | 2005006367 | 407 | 397
140 | 2005006367 | 407 | 397
141 | 2005006367 | 407 | 397
142 | 2005006367 | 406 | 396
143 | 2005006367 | 405 | 395
0 | 2006001960 | 343 | 333
1 | 2006001960 | 344 | 334
2 | 2006001960 | 345 | 335
3 | 2006001960 | 346 | 336
4 | 2006001960 | 348 | 338
5 | 2006001960 | 350 | 340
6 | 2006001960 | 352 | 342
7 | 2006001960 | 353 | 343
8 | 2006001960 | 354 | 344
9 | 2006001960 | 355 | 345
10 | 2006001960 | 356.6667 | 346.6667
11 | 2006001960 | 358.3333 | 348.3333
12 | 2006001960 | 360 | 350
13 | 2006001960 | 363.6667 | 353.6667
14 | 2006001960 | 367.3333 | 357.3333
15 | 2006001960 | 371 | 361
16 | 2006001960 | 373.3333 | 363.3333
17 | 2006001960 | 375.6667 | 365.6667
18 | 2006001960 | 378 | 368
19 | 2006001960 | 378.6667 | 368.6667
20 | 2006001960 | 379.3333 | 369.3333
21 | 2006001960 | 380 | 370
22 | 2006001960 | 381.3333 | 371.3333
23 | 2006001960 | 382.6667 | 372.6667
24 | 2006001960 | 384 | 374
25 | 2006001960 | 385.3333 | 375.3333
26 | 2006001960 | 386.6667 | 376.6667
27 | 2006001960 | 388 | 378
28 | 2006001960 | 387 | 377
29 | 2006001960 | 386 | 376
30 | 2006001960 | 385 | 375
31 | 2006001960 | 383 | 373
32 | 2006001960 | 381 | 371
33 | 2006001960 | 379 | 369
34 | 2006001960 | 378.3333 | 368.3333
35 | 2006001960 | 377.6667 | 367.6667
36 | 2006001960 | 377 | 367
37 | 2006001960 | 377.3333 | 367.3333
38 | 2006001960 | 377.6667 | 367.6667
39 | 2006001960 | 378 | 368
40 | 2006001960 | 379.6667 | 369.6667
41 | 2006001960 | 381.3333 | 371.3333
42 | 2006001960 | 383 | 373
43 | 2006001960 | 385.3333 | 375.3333
44 | 2006001960 | 387.6667 | 377.6667
45 | 2006001960 | 390 | 380
46 | 2006001960 | 391.3333 | 381.3333
47 | 2006001960 | 392.6667 | 382.6667
48 | 2006001960 | 394 | 384
49 | 2006001960 | 393.3333 | 383.3333
50 | 2006001960 | 392.6667 | 382.6667
51 | 2006001960 | 392 | 382
52 | 2006001960 | 387.6667 | 377.6667
53 | 2006001960 | 383.3333 | 373.3333
54 | 2006001960 | 379 | 369
55 | 2006001960 | 372.3333 | 362.3333
56 | 2006001960 | 365.6667 | 355.6667
57 | 2006001960 | 359 | 349
58 | 2006001960 | 353.6667 | 343.6667
59 | 2006001960 | 348.3333 | 338.3333
60 | 2006001960 | 343 | 333
61 | 2006001960 | 338.3333 | 328.3333
62 | 2006001960 | 333.6667 | 323.6667
63 | 2006001960 | 329 | 319
64 | 2006001960 | 326 | 316
65 | 2006001960 | 323 | 313
66 | 2006001960 | 320 | 310
67 | 2006001960 | 318.3333 | 308.3333
68 | 2006001960 | 316.6667 | 306.6667
69 | 2006001960 | 315 | 305
70 | 2006001960 | 315.3333 | 305.3333
71 | 2006001960 | 315.6667 | 305.6667
72 | 2006001960 | 316 | 306
73 | 2006001960 | 316.3333 | 306.3333
74 | 2006001960 | 316.6667 | 306.6667
75 | 2006001960 | 317 | 307
76 | 2006001960 | 316.3333 | 306.3333
77 | 2006001960 | 315.6667 | 305.6667
78 | 2006001960 | 315 | 305
79 | 2006001960 | 314.6667 | 304.6667
80 | 2006001960 | 314.3333 | 304.3333
81 | 2006001960 | 314 | 304
82 | 2006001960 | 316.3333 | 306.3333
83 | 2006001960 | 318.6667 | 308.6667
84 | 2006001960 | 321 | 311
85 | 2006001960 | 323.3333 | 313.3333
86 | 2006001960 | 325.6667 | 315.6667
87 | 2006001960 | 328 | 318
88 | 2006001960 | 328.3333 | 318.3333
89 | 2006001960 | 328.6667 | 318.6667
90 | 2006001960 | 329 | 339
91 | 2006001960 | 329 | 339
92 | 2006001960 | 329 | 339
93 | 2006001960 | 329 | 339
94 | 2006001960 | 328.6667 | 338.6667
95 | 2006001960 | 328.3333 | 338.3333
96 | 2006001960 | 328 | 338
97 | 2006001960 | 327.6667 | 337.6667
98 | 2006001960 | 327.3333 | 337.3333
99 | 2006001960 | 327 | 337
100 | 2006001960 | 328.6667 | 338.6667
101 | 2006001960 | 330.3333 | 340.3333
102 | 2006001960 | 332 | 342
103 | 2006001960 | 334.3333 | 344.3333
104 | 2006001960 | 336.6667 | 346.6667
105 | 2006001960 | 339 | 349
106 | 2006001960 | 339.3333 | 349.3333
107 | 2006001960 | 339.6667 | 349.6667
108 | 2006001960 | 340 | 350
109 | 2006001960 | 342.3333 | 352.3333
110 | 2006001960 | 344.6667 | 354.6667
111 | 2006001960 | 347 | 357
112 | 2006001960 | 349.6667 | 359.6667
113 | 2006001960 | 352.3333 | 362.3333
114 | 2006001960 | 355 | 365
115 | 2006001960 | 360.3333 | 370.3333
116 | 2006001960 | 365.6667 | 375.6667
117 | 2006001960 | 371 | 381
118 | 2006001960 | 373.6667 | 383.6667
119 | 2006001960 | 376.3333 | 386.3333
120 | 2006001960 | 379 | 389
121 | 2006001960 | 383.3333 | 393.3333
122 | 2006001960 | 387.6667 | 377.6667
123 | 2006001960 | 392 | 382
124 | 2006001960 | 395.3333 | 385.3333
125 | 2006001960 | 398.6667 | 388.6667
126 | 2006001960 | 402 | 392
127 | 2006001960 | 404.3333 | 394.3333
128 | 2006001960 | 406.6667 | 396.6667
129 | 2006001960 | 409 | 399
130 | 2006001960 | 409 | 399
131 | 2006001960 | 409 | 399
132 | 2006001960 | 409 | 399
133 | 2006001960 | 408.3333 | 398.3333
134 | 2006001960 | 407.6667 | 397.6667
135 | 2006001960 | 407 | 397
136 | 2006001960 | 407 | 397
137 | 2006001960 | 407 | 397
138 | 2006001960 | 407 | 397
139 | 2006001960 | 407 | 397
140 | 2006001960 | 407 | 397
141 | 2006001960 | 407 | 397
142 | 2006001960 | 406 | 396
143 | 2006001960 | 405 | 395
0 | 2013005391 | 343 | 333
1 | 2013005391 | 344 | 334
2 | 2013005391 | 345 | 335
3 | 2013005391 | 346 | 336
4 | 2013005391 | 348 | 338
5 | 2013005391 | 350 | 340
6 | 2013005391 | 352 | 342
7 | 2013005391 | 353 | 343
8 | 2013005391 | 354 | 344
9 | 2013005391 | 355 | 345
10 | 2013005391 | 356.6667 | 346.6667
11 | 2013005391 | 358.3333 | 348.3333
12 | 2013005391 | 360 | 350
13 | 2013005391 | 363.6667 | 353.6667
14 | 2013005391 | 367.3333 | 357.3333
15 | 2013005391 | 371 | 361
16 | 2013005391 | 373.3333 | 363.3333
17 | 2013005391 | 375.6667 | 365.6667
18 | 2013005391 | 378 | 368
19 | 2013005391 | 378.6667 | 368.6667
20 | 2013005391 | 379.3333 | 369.3333
21 | 2013005391 | 380 | 370
22 | 2013005391 | 381.3333 | 371.3333
23 | 2013005391 | 382.6667 | 372.6667
24 | 2013005391 | 384 | 374
25 | 2013005391 | 385.3333 | 375.3333
26 | 2013005391 | 386.6667 | 376.6667
27 | 2013005391 | 388 | 378
28 | 2013005391 | 387 | 377
29 | 2013005391 | 386 | 376
30 | 2013005391 | 385 | 375
31 | 2013005391 | 383 | 373
32 | 2013005391 | 381 | 371
33 | 2013005391 | 379 | 369
34 | 2013005391 | 378.3333 | 368.3333
35 | 2013005391 | 377.6667 | 367.6667
36 | 2013005391 | 377 | 367
37 | 2013005391 | 377.3333 | 367.3333
38 | 2013005391 | 377.6667 | 367.6667
39 | 2013005391 | 378 | 368
40 | 2013005391 | 379.6667 | 369.6667
41 | 2013005391 | 381.3333 | 371.3333
42 | 2013005391 | 383 | 373
43 | 2013005391 | 385.3333 | 375.3333
44 | 2013005391 | 387.6667 | 377.6667
45 | 2013005391 | 390 | 380
46 | 2013005391 | 391.3333 | 381.3333
47 | 2013005391 | 392.6667 | 382.6667
48 | 2013005391 | 394 | 384
49 | 2013005391 | 393.3333 | 383.3333
50 | 2013005391 | 392.6667 | 382.6667
51 | 2013005391 | 392 | 382
52 | 2013005391 | 387.6667 | 377.6667
53 | 2013005391 | 383.3333 | 373.3333
54 | 2013005391 | 379 | 369
55 | 2013005391 | 372.3333 | 362.3333
56 | 2013005391 | 365.6667 | 355.6667
57 | 2013005391 | 359 | 349
58 | 2013005391 | 353.6667 | 343.6667
59 | 2013005391 | 348.3333 | 338.3333
60 | 2013005391 | 343 | 333
61 | 2013005391 | 338.3333 | 328.3333
62 | 2013005391 | 333.6667 | 323.6667
63 | 2013005391 | 329 | 319
64 | 2013005391 | 326 | 316
65 | 2013005391 | 323 | 313
66 | 2013005391 | 320 | 310
67 | 2013005391 | 318.3333 | 308.3333
68 | 2013005391 | 316.6667 | 306.6667
69 | 2013005391 | 315 | 305
70 | 2013005391 | 315.3333 | 305.3333
71 | 2013005391 | 315.6667 | 305.6667
72 | 2013005391 | 316 | 306
73 | 2013005391 | 316.3333 | 306.3333
74 | 2013005391 | 316.6667 | 306.6667
75 | 2013005391 | 317 | 307
76 | 2013005391 | 316.3333 | 306.3333
77 | 2013005391 | 315.6667 | 305.6667
78 | 2013005391 | 315 | 305
79 | 2013005391 | 314.6667 | 304.6667
80 | 2013005391 | 314.3333 | 304.3333
81 | 2013005391 | 314 | 304
82 | 2013005391 | 316.3333 | 306.3333
83 | 2013005391 | 318.6667 | 308.6667
84 | 2013005391 | 321 | 311
85 | 2013005391 | 323.3333 | 313.3333
86 | 2013005391 | 325.6667 | 315.6667
87 | 2013005391 | 328 | 318
88 | 2013005391 | 328.3333 | 318.3333
89 | 2013005391 | 328.6667 | 318.6667
90 | 2013005391 | 329 | 339
91 | 2013005391 | 329 | 339
92 | 2013005391 | 329 | 339
93 | 2013005391 | 329 | 339
94 | 2013005391 | 328.6667 | 338.6667
95 | 2013005391 | 328.3333 | 338.3333
96 | 2013005391 | 328 | 338
97 | 2013005391 | 327.6667 | 337.6667
98 | 2013005391 | 327.3333 | 337.3333
99 | 2013005391 | 327 | 337
100 | 2013005391 | 328.6667 | 338.6667
101 | 2013005391 | 330.3333 | 340.3333
102 | 2013005391 | 332 | 342
103 | 2013005391 | 334.3333 | 344.3333
104 | 2013005391 | 336.6667 | 346.6667
105 | 2013005391 | 339 | 349
106 | 2013005391 | 339.3333 | 349.3333
107 | 2013005391 | 339.6667 | 349.6667
108 | 2013005391 | 340 | 350
109 | 2013005391 | 342.3333 | 352.3333
110 | 2013005391 | 344.6667 | 354.6667
111 | 2013005391 | 347 | 357
112 | 2013005391 | 349.6667 | 359.6667
113 | 2013005391 | 352.3333 | 362.3333
114 | 2013005391 | 355 | 365
115 | 2013005391 | 360.3333 | 370.3333
116 | 2013005391 | 365.6667 | 375.6667
117 | 2013005391 | 371 | 381
118 | 2013005391 | 373.6667 | 383.6667
119 | 2013005391 | 376.3333 | 386.3333
120 | 2013005391 | 379 | 389
121 | 2013005391 | 383.3333 | 393.3333
122 | 2013005391 | 387.6667 | 377.6667
123 | 2013005391 | 392 | 382
124 | 2013005391 | 395.3333 | 385.3333
125 | 2013005391 | 398.6667 | 388.6667
126 | 2013005391 | 402 | 392
127 | 2013005391 | 404.3333 | 394.3333
128 | 2013005391 | 406.6667 | 396.6667
129 | 2013005391 | 409 | 399
130 | 2013005391 | 409 | 399
131 | 2013005391 | 409 | 399
132 | 2013005391 | 409 | 399
133 | 2013005391 | 408.3333 | 398.3333
134 | 2013005391 | 407.6667 | 397.6667
135 | 2013005391 | 407 | 397
136 | 2013005391 | 407 | 397
137 | 2013005391 | 407 | 397
138 | 2013005391 | 407 | 397
139 | 2013005391 | 407 | 397
140 | 2013005391 | 407 | 397
141 | 2013005391 | 407 | 397
142 | 2013005391 | 406 | 396
143 | 2013005391 | 405 | 395
0 | 2008005284 | 343 | 333
1 | 2008005284 | 344 | 334
2 | 2008005284 | 345 | 335
3 | 2008005284 | 346 | 336
4 | 2008005284 | 348 | 338
5 | 2008005284 | 350 | 340
6 | 2008005284 | 352 | 342
7 | 2008005284 | 353 | 343
8 | 2008005284 | 354 | 344
9 | 2008005284 | 355 | 345
10 | 2008005284 | 356.6667 | 346.6667
11 | 2008005284 | 358.3333 | 348.3333
12 | 2008005284 | 360 | 350
13 | 2008005284 | 363.6667 | 353.6667
14 | 2008005284 | 367.3333 | 357.3333
15 | 2008005284 | 371 | 361
16 | 2008005284 | 373.3333 | 363.3333
17 | 2008005284 | 375.6667 | 365.6667
18 | 2008005284 | 378 | 368
19 | 2008005284 | 378.6667 | 368.6667
20 | 2008005284 | 379.3333 | 369.3333
21 | 2008005284 | 380 | 370
22 | 2008005284 | 381.3333 | 371.3333
23 | 2008005284 | 382.6667 | 372.6667
24 | 2008005284 | 384 | 374
25 | 2008005284 | 385.3333 | 375.3333
26 | 2008005284 | 386.6667 | 376.6667
27 | 2008005284 | 388 | 378
28 | 2008005284 | 387 | 377
29 | 2008005284 | 386 | 376
30 | 2008005284 | 385 | 375
31 | 2008005284 | 383 | 373
32 | 2008005284 | 381 | 371
33 | 2008005284 | 379 | 369
34 | 2008005284 | 378.3333 | 368.3333
35 | 2008005284 | 377.6667 | 367.6667
36 | 2008005284 | 377 | 367
37 | 2008005284 | 377.3333 | 367.3333
38 | 2008005284 | 377.6667 | 367.6667
39 | 2008005284 | 378 | 368
40 | 2008005284 | 379.6667 | 369.6667
41 | 2008005284 | 381.3333 | 371.3333
42 | 2008005284 | 383 | 373
43 | 2008005284 | 385.3333 | 375.3333
44 | 2008005284 | 387.6667 | 377.6667
45 | 2008005284 | 390 | 380
46 | 2008005284 | 391.3333 | 381.3333
47 | 2008005284 | 392.6667 | 382.6667
48 | 2008005284 | 394 | 384
49 | 2008005284 | 393.3333 | 383.3333
50 | 2008005284 | 392.6667 | 382.6667
51 | 2008005284 | 392 | 382
52 | 2008005284 | 387.6667 | 377.6667
53 | 2008005284 | 383.3333 | 373.3333
54 | 2008005284 | 379 | 369
55 | 2008005284 | 372.3333 | 362.3333
56 | 2008005284 | 365.6667 | 355.6667
57 | 2008005284 | 359 | 349
58 | 2008005284 | 353.6667 | 343.6667
59 | 2008005284 | 348.3333 | 338.3333
60 | 2008005284 | 343 | 333
61 | 2008005284 | 338.3333 | 328.3333
62 | 2008005284 | 333.6667 | 323.6667
63 | 2008005284 | 329 | 319
64 | 2008005284 | 326 | 316
65 | 2008005284 | 323 | 313
66 | 2008005284 | 320 | 310
67 | 2008005284 | 318.3333 | 308.3333
68 | 2008005284 | 316.6667 | 306.6667
69 | 2008005284 | 315 | 305
70 | 2008005284 | 315.3333 | 305.3333
71 | 2008005284 | 315.6667 | 305.6667
72 | 2008005284 | 316 | 306
73 | 2008005284 | 316.3333 | 306.3333
74 | 2008005284 | 316.6667 | 306.6667
75 | 2008005284 | 317 | 307
76 | 2008005284 | 316.3333 | 306.3333
77 | 2008005284 | 315.6667 | 305.6667
78 | 2008005284 | 315 | 305
79 | 2008005284 | 314.6667 | 304.6667
80 | 2008005284 | 314.3333 | 304.3333
81 | 2008005284 | 314 | 304
82 | 2008005284 | 316.3333 | 306.3333
83 | 2008005284 | 318.6667 | 308.6667
84 | 2008005284 | 321 | 311
85 | 2008005284 | 323.3333 | 313.3333
86 | 2008005284 | 325.6667 | 315.6667
87 | 2008005284 | 328 | 318
88 | 2008005284 | 328.3333 | 318.3333
89 | 2008005284 | 328.6667 | 318.6667
90 | 2008005284 | 329 | 339
91 | 2008005284 | 329 | 339
92 | 2008005284 | 329 | 339
93 | 2008005284 | 329 | 339
94 | 2008005284 | 328.6667 | 338.6667
95 | 2008005284 | 328.3333 | 338.3333
96 | 2008005284 | 328 | 338
97 | 2008005284 | 327.6667 | 337.6667
98 | 2008005284 | 327.3333 | 337.3333
99 | 2008005284 | 327 | 337
100 | 2008005284 | 328.6667 | 338.6667
101 | 2008005284 | 330.3333 | 340.3333
102 | 2008005284 | 332 | 342
103 | 2008005284 | 334.3333 | 344.3333
104 | 2008005284 | 336.6667 | 346.6667
105 | 2008005284 | 339 | 349
106 | 2008005284 | 339.3333 | 349.3333
107 | 2008005284 | 339.6667 | 349.6667
108 | 2008005284 | 340 | 350
109 | 2008005284 | 342.3333 | 352.3333
110 | 2008005284 | 344.6667 | 354.6667
111 | 2008005284 | 347 | 357
112 | 2008005284 | 349.6667 | 359.6667
113 | 2008005284 | 352.3333 | 362.3333
114 | 2008005284 | 355 | 365
115 | 2008005284 | 360.3333 | 370.3333
116 | 2008005284 | 365.6667 | 375.6667
117 | 2008005284 | 371 | 381
118 | 2008005284 | 373.6667 | 383.6667
119 | 2008005284 | 376.3333 | 386.3333
120 | 2008005284 | 379 | 389
121 | 2008005284 | 383.3333 | 393.3333
122 | 2008005284 | 387.6667 | 377.6667
123 | 2008005284 | 392 | 382
124 | 2008005284 | 395.3333 | 385.3333
125 | 2008005284 | 398.6667 | 388.6667
126 | 2008005284 | 402 | 392
127 | 2008005284 | 404.3333 | 394.3333
128 | 2008005284 | 406.6667 | 396.6667
129 | 2008005284 | 409 | 399
130 | 2008005284 | 409 | 399
131 | 2008005284 | 409 | 399
132 | 2008005284 | 409 | 399
133 | 2008005284 | 408.3333 | 398.3333
134 | 2008005284 | 407.6667 | 397.6667
135 | 2008005284 | 407 | 397
136 | 2008005284 | 407 | 397
137 | 2008005284 | 407 | 397
138 | 2008005284 | 407 | 397
139 | 2008005284 | 407 | 397
140 | 2008005284 | 407 | 397
141 | 2008005284 | 407 | 397
142 | 2008005284 | 406 | 396
143 | 2008005284 | 405 | 395
0 | 2013007561 | 343 | 333
1 | 2013007561 | 344 | 334
2 | 2013007561 | 345 | 335
3 | 2013007561 | 346 | 336
4 | 2013007561 | 348 | 338
5 | 2013007561 | 350 | 340
6 | 2013007561 | 352 | 342
7 | 2013007561 | 353 | 343
8 | 2013007561 | 354 | 344
9 | 2013007561 | 355 | 345
10 | 2013007561 | 356.6667 | 346.6667
11 | 2013007561 | 358.3333 | 348.3333
12 | 2013007561 | 360 | 350
13 | 2013007561 | 363.6667 | 353.6667
14 | 2013007561 | 367.3333 | 357.3333
15 | 2013007561 | 371 | 361
16 | 2013007561 | 373.3333 | 363.3333
17 | 2013007561 | 375.6667 | 365.6667
18 | 2013007561 | 378 | 368
19 | 2013007561 | 378.6667 | 368.6667
20 | 2013007561 | 379.3333 | 369.3333
21 | 2013007561 | 380 | 370
22 | 2013007561 | 381.3333 | 371.3333
23 | 2013007561 | 382.6667 | 372.6667
24 | 2013007561 | 384 | 374
25 | 2013007561 | 385.3333 | 375.3333
26 | 2013007561 | 386.6667 | 376.6667
27 | 2013007561 | 388 | 378
28 | 2013007561 | 387 | 377
29 | 2013007561 | 386 | 376
30 | 2013007561 | 385 | 375
31 | 2013007561 | 383 | 373
32 | 2013007561 | 381 | 371
33 | 2013007561 | 379 | 369
34 | 2013007561 | 378.3333 | 368.3333
35 | 2013007561 | 377.6667 | 367.6667
36 | 2013007561 | 377 | 367
37 | 2013007561 | 377.3333 | 367.3333
38 | 2013007561 | 377.6667 | 367.6667
39 | 2013007561 | 378 | 368
40 | 2013007561 | 379.6667 | 369.6667
41 | 2013007561 | 381.3333 | 371.3333
42 | 2013007561 | 383 | 373
43 | 2013007561 | 385.3333 | 375.3333
44 | 2013007561 | 387.6667 | 377.6667
45 | 2013007561 | 390 | 380
46 | 2013007561 | 391.3333 | 381.3333
47 | 2013007561 | 392.6667 | 382.6667
48 | 2013007561 | 394 | 384
49 | 2013007561 | 393.3333 | 383.3333
50 | 2013007561 | 392.6667 | 382.6667
51 | 2013007561 | 392 | 382
52 | 2013007561 | 387.6667 | 377.6667
53 | 2013007561 | 383.3333 | 373.3333
54 | 2013007561 | 379 | 369
55 | 2013007561 | 372.3333 | 362.3333
56 | 2013007561 | 365.6667 | 355.6667
57 | 2013007561 | 359 | 349
58 | 2013007561 | 353.6667 | 343.6667
59 | 2013007561 | 348.3333 | 338.3333
60 | 2013007561 | 343 | 333
61 | 2013007561 | 338.3333 | 328.3333
62 | 2013007561 | 333.6667 | 323.6667
63 | 2013007561 | 329 | 319
64 | 2013007561 | 326 | 316
65 | 2013007561 | 323 | 313
66 | 2013007561 | 320 | 310
67 | 2013007561 | 318.3333 | 308.3333
68 | 2013007561 | 316.6667 | 306.6667
69 | 2013007561 | 315 | 305
70 | 2013007561 | 315.3333 | 305.3333
71 | 2013007561 | 315.6667 | 305.6667
72 | 2013007561 | 316 | 306
73 | 2013007561 | 316.3333 | 306.3333
74 | 2013007561 | 316.6667 | 306.6667
75 | 2013007561 | 317 | 307
76 | 2013007561 | 316.3333 | 306.3333
77 | 2013007561 | 315.6667 | 305.6667
78 | 2013007561 | 315 | 305
79 | 2013007561 | 314.6667 | 304.6667
80 | 2013007561 | 314.3333 | 304.3333
81 | 2013007561 | 314 | 304
82 | 2013007561 | 316.3333 | 306.3333
83 | 2013007561 | 318.6667 | 308.6667
84 | 2013007561 | 321 | 311
85 | 2013007561 | 323.3333 | 313.3333
86 | 2013007561 | 325.6667 | 315.6667
87 | 2013007561 | 328 | 318
88 | 2013007561 | 328.3333 | 318.3333
89 | 2013007561 | 328.6667 | 318.6667
90 | 2013007561 | 329 | 339
91 | 2013007561 | 329 | 339
92 | 2013007561 | 329 | 339
93 | 2013007561 | 329 | 339
94 | 2013007561 | 328.6667 | 338.6667
95 | 2013007561 | 328.3333 | 338.3333
96 | 2013007561 | 328 | 338
97 | 2013007561 | 327.6667 | 337.6667
98 | 2013007561 | 327.3333 | 337.3333
99 | 2013007561 | 327 | 337
100 | 2013007561 | 328.6667 | 338.6667
101 | 2013007561 | 330.3333 | 340.3333
102 | 2013007561 | 332 | 342
103 | 2013007561 | 334.3333 | 344.3333
104 | 2013007561 | 336.6667 | 346.6667
105 | 2013007561 | 339 | 349
106 | 2013007561 | 339.3333 | 349.3333
107 | 2013007561 | 339.6667 | 349.6667
108 | 2013007561 | 340 | 350
109 | 2013007561 | 342.3333 | 352.3333
110 | 2013007561 | 344.6667 | 354.6667
111 | 2013007561 | 347 | 357
112 | 2013007561 | 349.6667 | 359.6667
113 | 2013007561 | 352.3333 | 362.3333
114 | 2013007561 | 355 | 365
115 | 2013007561 | 360.3333 | 370.3333
116 | 2013007561 | 365.6667 | 375.6667
117 | 2013007561 | 371 | 381
118 | 2013007561 | 373.6667 | 383.6667
119 | 2013007561 | 376.3333 | 386.3333
120 | 2013007561 | 379 | 389
121 | 2013007561 | 383.3333 | 393.3333
122 | 2013007561 | 387.6667 | 377.6667
123 | 2013007561 | 392 | 382
124 | 2013007561 | 395.3333 | 385.3333
125 | 2013007561 | 398.6667 | 388.6667
126 | 2013007561 | 402 | 392
127 | 2013007561 | 404.3333 | 394.3333
128 | 2013007561 | 406.6667 | 396.6667
129 | 2013007561 | 409 | 399
130 | 2013007561 | 409 | 399
131 | 2013007561 | 409 | 399
132 | 2013007561 | 409 | 399
133 | 2013007561 | 408.3333 | 398.3333
134 | 2013007561 | 407.6667 | 397.6667
135 | 2013007561 | 407 | 397
136 | 2013007561 | 407 | 397
137 | 2013007561 | 407 | 397
138 | 2013007561 | 407 | 397
139 | 2013007561 | 407 | 397
140 | 2013007561 | 407 | 397
141 | 2013007561 | 407 | 397
142 | 2013007561 | 406 | 396
143 | 2013007561 | 405 | 395
0 | 2006004427 | 343 | 333
1 | 2006004427 | 344 | 334
2 | 2006004427 | 345 | 335
3 | 2006004427 | 346 | 336
4 | 2006004427 | 348 | 338
5 | 2006004427 | 350 | 340
6 | 2006004427 | 352 | 342
7 | 2006004427 | 353 | 343
8 | 2006004427 | 354 | 344
9 | 2006004427 | 355 | 345
10 | 2006004427 | 356.6667 | 346.6667
11 | 2006004427 | 358.3333 | 348.3333
12 | 2006004427 | 360 | 350
13 | 2006004427 | 363.6667 | 353.6667
14 | 2006004427 | 367.3333 | 357.3333
15 | 2006004427 | 371 | 361
16 | 2006004427 | 373.3333 | 363.3333
17 | 2006004427 | 375.6667 | 365.6667
18 | 2006004427 | 378 | 368
19 | 2006004427 | 378.6667 | 368.6667
20 | 2006004427 | 379.3333 | 369.3333
21 | 2006004427 | 380 | 370
22 | 2006004427 | 381.3333 | 371.3333
23 | 2006004427 | 382.6667 | 372.6667
24 | 2006004427 | 384 | 374
25 | 2006004427 | 385.3333 | 375.3333
26 | 2006004427 | 386.6667 | 376.6667
27 | 2006004427 | 388 | 378
28 | 2006004427 | 387 | 377
29 | 2006004427 | 386 | 376
30 | 2006004427 | 385 | 375
31 | 2006004427 | 383 | 373
32 | 2006004427 | 381 | 371
33 | 2006004427 | 379 | 369
34 | 2006004427 | 378.3333 | 368.3333
35 | 2006004427 | 377.6667 | 367.6667
36 | 2006004427 | 377 | 367
37 | 2006004427 | 377.3333 | 367.3333
38 | 2006004427 | 377.6667 | 367.6667
39 | 2006004427 | 378 | 368
40 | 2006004427 | 379.6667 | 369.6667
41 | 2006004427 | 381.3333 | 371.3333
42 | 2006004427 | 383 | 373
43 | 2006004427 | 385.3333 | 375.3333
44 | 2006004427 | 387.6667 | 377.6667
45 | 2006004427 | 390 | 380
46 | 2006004427 | 391.3333 | 381.3333
47 | 2006004427 | 392.6667 | 382.6667
48 | 2006004427 | 394 | 384
49 | 2006004427 | 393.3333 | 383.3333
50 | 2006004427 | 392.6667 | 382.6667
51 | 2006004427 | 392 | 382
52 | 2006004427 | 387.6667 | 377.6667
53 | 2006004427 | 383.3333 | 373.3333
54 | 2006004427 | 379 | 369
55 | 2006004427 | 372.3333 | 362.3333
56 | 2006004427 | 365.6667 | 355.6667
57 | 2006004427 | 359 | 349
58 | 2006004427 | 353.6667 | 343.6667
59 | 2006004427 | 348.3333 | 338.3333
60 | 2006004427 | 343 | 333
61 | 2006004427 | 338.3333 | 328.3333
62 | 2006004427 | 333.6667 | 323.6667
63 | 2006004427 | 329 | 319
64 | 2006004427 | 326 | 316
65 | 2006004427 | 323 | 313
66 | 2006004427 | 320 | 310
67 | 2006004427 | 318.3333 | 308.3333
68 | 2006004427 | 316.6667 | 306.6667
69 | 2006004427 | 315 | 305
70 | 2006004427 | 315.3333 | 305.3333
71 | 2006004427 | 315.6667 | 305.6667
72 | 2006004427 | 316 | 306
73 | 2006004427 | 316.3333 | 306.3333
74 | 2006004427 | 316.6667 | 306.6667
75 | 2006004427 | 317 | 307
76 | 2006004427 | 316.3333 | 306.3333
77 | 2006004427 | 315.6667 | 305.6667
78 | 2006004427 | 315 | 305
79 | 2006004427 | 314.6667 | 304.6667
80 | 2006004427 | 314.3333 | 304.3333
81 | 2006004427 | 314 | 304
82 | 2006004427 | 316.3333 | 306.3333
83 | 2006004427 | 318.6667 | 308.6667
84 | 2006004427 | 321 | 311
85 | 2006004427 | 323.3333 | 313.3333
86 | 2006004427 | 325.6667 | 315.6667
87 | 2006004427 | 328 | 318
88 | 2006004427 | 328.3333 | 318.3333
89 | 2006004427 | 328.6667 | 318.6667
90 | 2006004427 | 329 | 339
91 | 2006004427 | 329 | 339
92 | 2006004427 | 329 | 339
93 | 2006004427 | 329 | 339
94 | 2006004427 | 328.6667 | 338.6667
95 | 2006004427 | 328.3333 | 338.3333
96 | 2006004427 | 328 | 338
97 | 2006004427 | 327.6667 | 337.6667
98 | 2006004427 | 327.3333 | 337.3333
99 | 2006004427 | 327 | 337
100 | 2006004427 | 328.6667 | 338.6667
101 | 2006004427 | 330.3333 | 340.3333
102 | 2006004427 | 332 | 342
103 | 2006004427 | 334.3333 | 344.3333
104 | 2006004427 | 336.6667 | 346.6667
105 | 2006004427 | 339 | 349
106 | 2006004427 | 339.3333 | 349.3333
107 | 2006004427 | 339.6667 | 349.6667
108 | 2006004427 | 340 | 350
109 | 2006004427 | 342.3333 | 352.3333
110 | 2006004427 | 344.6667 | 354.6667
111 | 2006004427 | 347 | 357
112 | 2006004427 | 349.6667 | 359.6667
113 | 2006004427 | 352.3333 | 362.3333
114 | 2006004427 | 355 | 365
115 | 2006004427 | 360.3333 | 370.3333
116 | 2006004427 | 365.6667 | 375.6667
117 | 2006004427 | 371 | 381
118 | 2006004427 | 373.6667 | 383.6667
119 | 2006004427 | 376.3333 | 386.3333
120 | 2006004427 | 379 | 389
121 | 2006004427 | 383.3333 | 393.3333
122 | 2006004427 | 387.6667 | 377.6667
123 | 2006004427 | 392 | 382
124 | 2006004427 | 395.3333 | 385.3333
125 | 2006004427 | 398.6667 | 388.6667
126 | 2006004427 | 402 | 392
127 | 2006004427 | 404.3333 | 394.3333
128 | 2006004427 | 406.6667 | 396.6667
129 | 2006004427 | 409 | 399
130 | 2006004427 | 409 | 399
131 | 2006004427 | 409 | 399
132 | 2006004427 | 409 | 399
133 | 2006004427 | 408.3333 | 398.3333
134 | 2006004427 | 407.6667 | 397.6667
135 | 2006004427 | 407 | 397
136 | 2006004427 | 407 | 397
137 | 2006004427 | 407 | 397
138 | 2006004427 | 407 | 397
139 | 2006004427 | 407 | 397
140 | 2006004427 | 407 | 397
141 | 2006004427 | 407 | 397
142 | 2006004427 | 406 | 396
143 | 2006004427 | 405 | 395
0 | 2015000561 | 343 | 333
1 | 2015000561 | 344 | 334
2 | 2015000561 | 345 | 335
3 | 2015000561 | 346 | 336
4 | 2015000561 | 348 | 338
5 | 2015000561 | 350 | 340
6 | 2015000561 | 352 | 342
7 | 2015000561 | 353 | 343
8 | 2015000561 | 354 | 344
9 | 2015000561 | 355 | 345
10 | 2015000561 | 356.6667 | 346.6667
11 | 2015000561 | 358.3333 | 348.3333
12 | 2015000561 | 360 | 350
13 | 2015000561 | 363.6667 | 353.6667
14 | 2015000561 | 367.3333 | 357.3333
15 | 2015000561 | 371 | 361
16 | 2015000561 | 373.3333 | 363.3333
17 | 2015000561 | 375.6667 | 365.6667
18 | 2015000561 | 378 | 368
19 | 2015000561 | 378.6667 | 368.6667
20 | 2015000561 | 379.3333 | 369.3333
21 | 2015000561 | 380 | 370
22 | 2015000561 | 381.3333 | 371.3333
23 | 2015000561 | 382.6667 | 372.6667
24 | 2015000561 | 384 | 374
25 | 2015000561 | 385.3333 | 375.3333
26 | 2015000561 | 386.6667 | 376.6667
27 | 2015000561 | 388 | 378
28 | 2015000561 | 387 | 377
29 | 2015000561 | 386 | 376
30 | 2015000561 | 385 | 375
31 | 2015000561 | 383 | 373
32 | 2015000561 | 381 | 371
33 | 2015000561 | 379 | 369
34 | 2015000561 | 378.3333 | 368.3333
35 | 2015000561 | 377.6667 | 367.6667
36 | 2015000561 | 377 | 367
37 | 2015000561 | 377.3333 | 367.3333
38 | 2015000561 | 377.6667 | 367.6667
39 | 2015000561 | 378 | 368
40 | 2015000561 | 379.6667 | 369.6667
41 | 2015000561 | 381.3333 | 371.3333
42 | 2015000561 | 383 | 373
43 | 2015000561 | 385.3333 | 375.3333
44 | 2015000561 | 387.6667 | 377.6667
45 | 2015000561 | 390 | 380
46 | 2015000561 | 391.3333 | 381.3333
47 | 2015000561 | 392.6667 | 382.6667
48 | 2015000561 | 394 | 384
49 | 2015000561 | 393.3333 | 383.3333
50 | 2015000561 | 392.6667 | 382.6667
51 | 2015000561 | 392 | 382
52 | 2015000561 | 387.6667 | 377.6667
53 | 2015000561 | 383.3333 | 373.3333
54 | 2015000561 | 379 | 369
55 | 2015000561 | 372.3333 | 362.3333
56 | 2015000561 | 365.6667 | 355.6667
57 | 2015000561 | 359 | 349
58 | 2015000561 | 353.6667 | 343.6667
59 | 2015000561 | 348.3333 | 338.3333
60 | 2015000561 | 343 | 333
61 | 2015000561 | 338.3333 | 328.3333
62 | 2015000561 | 333.6667 | 323.6667
63 | 2015000561 | 329 | 319
64 | 2015000561 | 326 | 316
65 | 2015000561 | 323 | 313
66 | 2015000561 | 320 | 310
67 | 2015000561 | 318.3333 | 308.3333
68 | 2015000561 | 316.6667 | 306.6667
69 | 2015000561 | 315 | 305
70 | 2015000561 | 315.3333 | 305.3333
71 | 2015000561 | 315.6667 | 305.6667
72 | 2015000561 | 316 | 306
73 | 2015000561 | 316.3333 | 306.3333
74 | 2015000561 | 316.6667 | 306.6667
75 | 2015000561 | 317 | 307
76 | 2015000561 | 316.3333 | 306.3333
77 | 2015000561 | 315.6667 | 305.6667
78 | 2015000561 | 315 | 305
79 | 2015000561 | 314.6667 | 304.6667
80 | 2015000561 | 314.3333 | 304.3333
81 | 2015000561 | 314 | 304
82 | 2015000561 | 316.3333 | 306.3333
83 | 2015000561 | 318.6667 | 308.6667
84 | 2015000561 | 321 | 311
85 | 2015000561 | 323.3333 | 313.3333
86 | 2015000561 | 325.6667 | 315.6667
87 | 2015000561 | 328 | 318
88 | 2015000561 | 328.3333 | 318.3333
89 | 2015000561 | 328.6667 | 318.6667
90 | 2015000561 | 329 | 339
91 | 2015000561 | 329 | 339
92 | 2015000561 | 329 | 339
93 | 2015000561 | 329 | 339
94 | 2015000561 | 328.6667 | 338.6667
95 | 2015000561 | 328.3333 | 338.3333
96 | 2015000561 | 328 | 338
97 | 2015000561 | 327.6667 | 337.6667
98 | 2015000561 | 327.3333 | 337.3333
99 | 2015000561 | 327 | 337
100 | 2015000561 | 328.6667 | 338.6667
101 | 2015000561 | 330.3333 | 340.3333
102 | 2015000561 | 332 | 342
103 | 2015000561 | 334.3333 | 344.3333
104 | 2015000561 | 336.6667 | 346.6667
105 | 2015000561 | 339 | 349
106 | 2015000561 | 339.3333 | 349.3333
107 | 2015000561 | 339.6667 | 349.6667
108 | 2015000561 | 340 | 350
109 | 2015000561 | 342.3333 | 352.3333
110 | 2015000561 | 344.6667 | 354.6667
111 | 2015000561 | 347 | 357
112 | 2015000561 | 349.6667 | 359.6667
113 | 2015000561 | 352.3333 | 362.3333
114 | 2015000561 | 355 | 365
115 | 2015000561 | 360.3333 | 370.3333
116 | 2015000561 | 365.6667 | 375.6667
117 | 2015000561 | 371 | 381
118 | 2015000561 | 373.6667 | 383.6667
119 | 2015000561 | 376.3333 | 386.3333
120 | 2015000561 | 379 | 389
121 | 2015000561 | 383.3333 | 393.3333
122 | 2015000561 | 387.6667 | 377.6667
123 | 2015000561 | 392 | 382
124 | 2015000561 | 395.3333 | 385.3333
125 | 2015000561 | 398.6667 | 388.6667
126 | 2015000561 | 402 | 392
127 | 2015000561 | 404.3333 | 394.3333
128 | 2015000561 | 406.6667 | 396.6667
129 | 2015000561 | 409 | 399
130 | 2015000561 | 409 | 399
131 | 2015000561 | 409 | 399
132 | 2015000561 | 409 | 399
133 | 2015000561 | 408.3333 | 398.3333
134 | 2015000561 | 407.6667 | 397.6667
135 | 2015000561 | 407 | 397
136 | 2015000561 | 407 | 397
137 | 2015000561 | 407 | 397
138 | 2015000561 | 407 | 397
139 | 2015000561 | 407 | 397
140 | 2015000561 | 407 | 397
141 | 2015000561 | 407 | 397
142 | 2015000561 | 406 | 396
143 | 2015000561 | 405 | 395
0 | 2007006109 | 343 | 333
1 | 2007006109 | 344 | 334
2 | 2007006109 | 345 | 335
3 | 2007006109 | 346 | 336
4 | 2007006109 | 348 | 338
5 | 2007006109 | 350 | 340
6 | 2007006109 | 352 | 342
7 | 2007006109 | 353 | 343
8 | 2007006109 | 354 | 344
9 | 2007006109 | 355 | 345
10 | 2007006109 | 356.6667 | 346.6667
11 | 2007006109 | 358.3333 | 348.3333
12 | 2007006109 | 360 | 350
13 | 2007006109 | 363.6667 | 353.6667
14 | 2007006109 | 367.3333 | 357.3333
15 | 2007006109 | 371 | 361
16 | 2007006109 | 373.3333 | 363.3333
17 | 2007006109 | 375.6667 | 365.6667
18 | 2007006109 | 378 | 368
19 | 2007006109 | 378.6667 | 368.6667
20 | 2007006109 | 379.3333 | 369.3333
21 | 2007006109 | 380 | 370
22 | 2007006109 | 381.3333 | 371.3333
23 | 2007006109 | 382.6667 | 372.6667
24 | 2007006109 | 384 | 374
25 | 2007006109 | 385.3333 | 375.3333
26 | 2007006109 | 386.6667 | 376.6667
27 | 2007006109 | 388 | 378
28 | 2007006109 | 387 | 377
29 | 2007006109 | 386 | 376
30 | 2007006109 | 385 | 375
31 | 2007006109 | 383 | 373
32 | 2007006109 | 381 | 371
33 | 2007006109 | 379 | 369
34 | 2007006109 | 378.3333 | 368.3333
35 | 2007006109 | 377.6667 | 367.6667
36 | 2007006109 | 377 | 367
37 | 2007006109 | 377.3333 | 367.3333
38 | 2007006109 | 377.6667 | 367.6667
39 | 2007006109 | 378 | 368
40 | 2007006109 | 379.6667 | 369.6667
41 | 2007006109 | 381.3333 | 371.3333
42 | 2007006109 | 383 | 373
43 | 2007006109 | 385.3333 | 375.3333
44 | 2007006109 | 387.6667 | 377.6667
45 | 2007006109 | 390 | 380
46 | 2007006109 | 391.3333 | 381.3333
47 | 2007006109 | 392.6667 | 382.6667
48 | 2007006109 | 394 | 384
49 | 2007006109 | 393.3333 | 383.3333
50 | 2007006109 | 392.6667 | 382.6667
51 | 2007006109 | 392 | 382
52 | 2007006109 | 387.6667 | 377.6667
53 | 2007006109 | 383.3333 | 373.3333
54 | 2007006109 | 379 | 369
55 | 2007006109 | 372.3333 | 362.3333
56 | 2007006109 | 365.6667 | 355.6667
57 | 2007006109 | 359 | 349
58 | 2007006109 | 353.6667 | 343.6667
59 | 2007006109 | 348.3333 | 338.3333
60 | 2007006109 | 343 | 333
61 | 2007006109 | 338.3333 | 328.3333
62 | 2007006109 | 333.6667 | 323.6667
63 | 2007006109 | 329 | 319
64 | 2007006109 | 326 | 316
65 | 2007006109 | 323 | 313
66 | 2007006109 | 320 | 310
67 | 2007006109 | 318.3333 | 308.3333
68 | 2007006109 | 316.6667 | 306.6667
69 | 2007006109 | 315 | 305
70 | 2007006109 | 315.3333 | 305.3333
71 | 2007006109 | 315.6667 | 305.6667
72 | 2007006109 | 316 | 306
73 | 2007006109 | 316.3333 | 306.3333
74 | 2007006109 | 316.6667 | 306.6667
75 | 2007006109 | 317 | 307
76 | 2007006109 | 316.3333 | 306.3333
77 | 2007006109 | 315.6667 | 305.6667
78 | 2007006109 | 315 | 305
79 | 2007006109 | 314.6667 | 304.6667
80 | 2007006109 | 314.3333 | 304.3333
81 | 2007006109 | 314 | 304
82 | 2007006109 | 316.3333 | 306.3333
83 | 2007006109 | 318.6667 | 308.6667
84 | 2007006109 | 321 | 311
85 | 2007006109 | 323.3333 | 313.3333
86 | 2007006109 | 325.6667 | 315.6667
87 | 2007006109 | 328 | 318
88 | 2007006109 | 328.3333 | 318.3333
89 | 2007006109 | 328.6667 | 318.6667
90 | 2007006109 | 329 | 339
91 | 2007006109 | 329 | 339
92 | 2007006109 | 329 | 339
93 | 2007006109 | 329 | 339
94 | 2007006109 | 328.6667 | 338.6667
95 | 2007006109 | 328.3333 | 338.3333
96 | 2007006109 | 328 | 338
97 | 2007006109 | 327.6667 | 337.6667
98 | 2007006109 | 327.3333 | 337.3333
99 | 2007006109 | 327 | 337
100 | 2007006109 | 328.6667 | 338.6667
101 | 2007006109 | 330.3333 | 340.3333
102 | 2007006109 | 332 | 342
103 | 2007006109 | 334.3333 | 344.3333
104 | 2007006109 | 336.6667 | 346.6667
105 | 2007006109 | 339 | 349
106 | 2007006109 | 339.3333 | 349.3333
107 | 2007006109 | 339.6667 | 349.6667
108 | 2007006109 | 340 | 350
109 | 2007006109 | 342.3333 | 352.3333
110 | 2007006109 | 344.6667 | 354.6667
111 | 2007006109 | 347 | 357
112 | 2007006109 | 349.6667 | 359.6667
113 | 2007006109 | 352.3333 | 362.3333
114 | 2007006109 | 355 | 365
115 | 2007006109 | 360.3333 | 370.3333
116 | 2007006109 | 365.6667 | 375.6667
117 | 2007006109 | 371 | 381
118 | 2007006109 | 373.6667 | 383.6667
119 | 2007006109 | 376.3333 | 386.3333
120 | 2007006109 | 379 | 389
121 | 2007006109 | 383.3333 | 393.3333
122 | 2007006109 | 387.6667 | 377.6667
123 | 2007006109 | 392 | 382
124 | 2007006109 | 395.3333 | 385.3333
125 | 2007006109 | 398.6667 | 388.6667
126 | 2007006109 | 402 | 392
127 | 2007006109 | 404.3333 | 394.3333
128 | 2007006109 | 406.6667 | 396.6667
129 | 2007006109 | 409 | 399
130 | 2007006109 | 409 | 399
131 | 2007006109 | 409 | 399
132 | 2007006109 | 409 | 399
133 | 2007006109 | 408.3333 | 398.3333
134 | 2007006109 | 407.6667 | 397.6667
135 | 2007006109 | 407 | 397
136 | 2007006109 | 407 | 397
137 | 2007006109 | 407 | 397
138 | 2007006109 | 407 | 397
139 | 2007006109 | 407 | 397
140 | 2007006109 | 407 | 397
141 | 2007006109 | 407 | 397
142 | 2007006109 | 406 | 396
143 | 2007006109 | 405 | 395
0 | 2004009361 | 343 | 333
1 | 2004009361 | 344 | 334
2 | 2004009361 | 345 | 335
3 | 2004009361 | 346 | 336
4 | 2004009361 | 348 | 338
5 | 2004009361 | 350 | 340
6 | 2004009361 | 352 | 342
7 | 2004009361 | 353 | 343
8 | 2004009361 | 354 | 344
9 | 2004009361 | 355 | 345
10 | 2004009361 | 356.6667 | 346.6667
11 | 2004009361 | 358.3333 | 348.3333
12 | 2004009361 | 360 | 350
13 | 2004009361 | 363.6667 | 353.6667
14 | 2004009361 | 367.3333 | 357.3333
15 | 2004009361 | 371 | 361
16 | 2004009361 | 373.3333 | 363.3333
17 | 2004009361 | 375.6667 | 365.6667
18 | 2004009361 | 378 | 368
19 | 2004009361 | 378.6667 | 368.6667
20 | 2004009361 | 379.3333 | 369.3333
21 | 2004009361 | 380 | 370
22 | 2004009361 | 381.3333 | 371.3333
23 | 2004009361 | 382.6667 | 372.6667
24 | 2004009361 | 384 | 374
25 | 2004009361 | 385.3333 | 375.3333
26 | 2004009361 | 386.6667 | 376.6667
27 | 2004009361 | 388 | 378
28 | 2004009361 | 387 | 377
29 | 2004009361 | 386 | 376
30 | 2004009361 | 385 | 375
31 | 2004009361 | 383 | 373
32 | 2004009361 | 381 | 371
33 | 2004009361 | 379 | 369
34 | 2004009361 | 378.3333 | 368.3333
35 | 2004009361 | 377.6667 | 367.6667
36 | 2004009361 | 377 | 367
37 | 2004009361 | 377.3333 | 367.3333
38 | 2004009361 | 377.6667 | 367.6667
39 | 2004009361 | 378 | 368
40 | 2004009361 | 379.6667 | 369.6667
41 | 2004009361 | 381.3333 | 371.3333
42 | 2004009361 | 383 | 373
43 | 2004009361 | 385.3333 | 375.3333
44 | 2004009361 | 387.6667 | 377.6667
45 | 2004009361 | 390 | 380
46 | 2004009361 | 391.3333 | 381.3333
47 | 2004009361 | 392.6667 | 382.6667
48 | 2004009361 | 394 | 384
49 | 2004009361 | 393.3333 | 383.3333
50 | 2004009361 | 392.6667 | 382.6667
51 | 2004009361 | 392 | 382
52 | 2004009361 | 387.6667 | 377.6667
53 | 2004009361 | 383.3333 | 373.3333
54 | 2004009361 | 379 | 369
55 | 2004009361 | 372.3333 | 362.3333
56 | 2004009361 | 365.6667 | 355.6667
57 | 2004009361 | 359 | 349
58 | 2004009361 | 353.6667 | 343.6667
59 | 2004009361 | 348.3333 | 338.3333
60 | 2004009361 | 343 | 333
61 | 2004009361 | 338.3333 | 328.3333
62 | 2004009361 | 333.6667 | 323.6667
63 | 2004009361 | 329 | 319
64 | 2004009361 | 326 | 316
65 | 2004009361 | 323 | 313
66 | 2004009361 | 320 | 310
67 | 2004009361 | 318.3333 | 308.3333
68 | 2004009361 | 316.6667 | 306.6667
69 | 2004009361 | 315 | 305
70 | 2004009361 | 315.3333 | 305.3333
71 | 2004009361 | 315.6667 | 305.6667
72 | 2004009361 | 316 | 306
73 | 2004009361 | 316.3333 | 306.3333
74 | 2004009361 | 316.6667 | 306.6667
75 | 2004009361 | 317 | 307
76 | 2004009361 | 316.3333 | 306.3333
77 | 2004009361 | 315.6667 | 305.6667
78 | 2004009361 | 315 | 305
79 | 2004009361 | 314.6667 | 304.6667
80 | 2004009361 | 314.3333 | 304.3333
81 | 2004009361 | 314 | 304
82 | 2004009361 | 316.3333 | 306.3333
83 | 2004009361 | 318.6667 | 308.6667
84 | 2004009361 | 321 | 311
85 | 2004009361 | 323.3333 | 313.3333
86 | 2004009361 | 325.6667 | 315.6667
87 | 2004009361 | 328 | 318
88 | 2004009361 | 328.3333 | 318.3333
89 | 2004009361 | 328.6667 | 318.6667
90 | 2004009361 | 329 | 339
91 | 2004009361 | 329 | 339
92 | 2004009361 | 329 | 339
93 | 2004009361 | 329 | 339
94 | 2004009361 | 328.6667 | 338.6667
95 | 2004009361 | 328.3333 | 338.3333
96 | 2004009361 | 328 | 338
97 | 2004009361 | 327.6667 | 337.6667
98 | 2004009361 | 327.3333 | 337.3333
99 | 2004009361 | 327 | 337
100 | 2004009361 | 328.6667 | 338.6667
101 | 2004009361 | 330.3333 | 340.3333
102 | 2004009361 | 332 | 342
103 | 2004009361 | 334.3333 | 344.3333
104 | 2004009361 | 336.6667 | 346.6667
105 | 2004009361 | 339 | 349
106 | 2004009361 | 339.3333 | 349.3333
107 | 2004009361 | 339.6667 | 349.6667
108 | 2004009361 | 340 | 350
109 | 2004009361 | 342.3333 | 352.3333
110 | 2004009361 | 344.6667 | 354.6667
111 | 2004009361 | 347 | 357
112 | 2004009361 | 349.6667 | 359.6667
113 | 2004009361 | 352.3333 | 362.3333
114 | 2004009361 | 355 | 365
115 | 2004009361 | 360.3333 | 370.3333
116 | 2004009361 | 365.6667 | 375.6667
117 | 2004009361 | 371 | 381
118 | 2004009361 | 373.6667 | 383.6667
119 | 2004009361 | 376.3333 | 386.3333
120 | 2004009361 | 379 | 389
121 | 2004009361 | 383.3333 | 393.3333
122 | 2004009361 | 387.6667 | 377.6667
123 | 2004009361 | 392 | 382
124 | 2004009361 | 395.3333 | 385.3333
125 | 2004009361 | 398.6667 | 388.6667
126 | 2004009361 | 402 | 392
127 | 2004009361 | 404.3333 | 394.3333
128 | 2004009361 | 406.6667 | 396.6667
129 | 2004009361 | 409 | 399
130 | 2004009361 | 409 | 399
131 | 2004009361 | 409 | 399
132 | 2004009361 | 409 | 399
133 | 2004009361 | 408.3333 | 398.3333
134 | 2004009361 | 407.6667 | 397.6667
135 | 2004009361 | 407 | 397
136 | 2004009361 | 407 | 397
137 | 2004009361 | 407 | 397
138 | 2004009361 | 407 | 397
139 | 2004009361 | 407 | 397
140 | 2004009361 | 407 | 397
141 | 2004009361 | 407 | 397
142 | 2004009361 | 406 | 396
143 | 2004009361 | 405 | 395
0 | 2014000737 | 343 | 333
1 | 2014000737 | 344 | 334
2 | 2014000737 | 345 | 335
3 | 2014000737 | 346 | 336
4 | 2014000737 | 348 | 338
5 | 2014000737 | 350 | 340
6 | 2014000737 | 352 | 342
7 | 2014000737 | 353 | 343
8 | 2014000737 | 354 | 344
9 | 2014000737 | 355 | 345
10 | 2014000737 | 356.6667 | 346.6667
11 | 2014000737 | 358.3333 | 348.3333
12 | 2014000737 | 360 | 350
13 | 2014000737 | 363.6667 | 353.6667
14 | 2014000737 | 367.3333 | 357.3333
15 | 2014000737 | 371 | 361
16 | 2014000737 | 373.3333 | 363.3333
17 | 2014000737 | 375.6667 | 365.6667
18 | 2014000737 | 378 | 368
19 | 2014000737 | 378.6667 | 368.6667
20 | 2014000737 | 379.3333 | 369.3333
21 | 2014000737 | 380 | 370
22 | 2014000737 | 381.3333 | 371.3333
23 | 2014000737 | 382.6667 | 372.6667
24 | 2014000737 | 384 | 374
25 | 2014000737 | 385.3333 | 375.3333
26 | 2014000737 | 386.6667 | 376.6667
27 | 2014000737 | 388 | 378
28 | 2014000737 | 387 | 377
29 | 2014000737 | 386 | 376
30 | 2014000737 | 385 | 375
31 | 2014000737 | 383 | 373
32 | 2014000737 | 381 | 371
33 | 2014000737 | 379 | 369
34 | 2014000737 | 378.3333 | 368.3333
35 | 2014000737 | 377.6667 | 367.6667
36 | 2014000737 | 377 | 367
37 | 2014000737 | 377.3333 | 367.3333
38 | 2014000737 | 377.6667 | 367.6667
39 | 2014000737 | 378 | 368
40 | 2014000737 | 379.6667 | 369.6667
41 | 2014000737 | 381.3333 | 371.3333
42 | 2014000737 | 383 | 373
43 | 2014000737 | 385.3333 | 375.3333
44 | 2014000737 | 387.6667 | 377.6667
45 | 2014000737 | 390 | 380
46 | 2014000737 | 391.3333 | 381.3333
47 | 2014000737 | 392.6667 | 382.6667
48 | 2014000737 | 394 | 384
49 | 2014000737 | 393.3333 | 383.3333
50 | 2014000737 | 392.6667 | 382.6667
51 | 2014000737 | 392 | 382
52 | 2014000737 | 387.6667 | 377.6667
53 | 2014000737 | 383.3333 | 373.3333
54 | 2014000737 | 379 | 369
55 | 2014000737 | 372.3333 | 362.3333
56 | 2014000737 | 365.6667 | 355.6667
57 | 2014000737 | 359 | 349
58 | 2014000737 | 353.6667 | 343.6667
59 | 2014000737 | 348.3333 | 338.3333
60 | 2014000737 | 343 | 333
61 | 2014000737 | 338.3333 | 328.3333
62 | 2014000737 | 333.6667 | 323.6667
63 | 2014000737 | 329 | 319
64 | 2014000737 | 326 | 316
65 | 2014000737 | 323 | 313
66 | 2014000737 | 320 | 310
67 | 2014000737 | 318.3333 | 308.3333
68 | 2014000737 | 316.6667 | 306.6667
69 | 2014000737 | 315 | 305
70 | 2014000737 | 315.3333 | 305.3333
71 | 2014000737 | 315.6667 | 305.6667
72 | 2014000737 | 316 | 306
73 | 2014000737 | 316.3333 | 306.3333
74 | 2014000737 | 316.6667 | 306.6667
75 | 2014000737 | 317 | 307
76 | 2014000737 | 316.3333 | 306.3333
77 | 2014000737 | 315.6667 | 305.6667
78 | 2014000737 | 315 | 305
79 | 2014000737 | 314.6667 | 304.6667
80 | 2014000737 | 314.3333 | 304.3333
81 | 2014000737 | 314 | 304
82 | 2014000737 | 316.3333 | 306.3333
83 | 2014000737 | 318.6667 | 308.6667
84 | 2014000737 | 321 | 311
85 | 2014000737 | 323.3333 | 313.3333
86 | 2014000737 | 325.6667 | 315.6667
87 | 2014000737 | 328 | 318
88 | 2014000737 | 328.3333 | 318.3333
89 | 2014000737 | 328.6667 | 318.6667
90 | 2014000737 | 329 | 339
91 | 2014000737 | 329 | 339
92 | 2014000737 | 329 | 339
93 | 2014000737 | 329 | 339
94 | 2014000737 | 328.6667 | 338.6667
95 | 2014000737 | 328.3333 | 338.3333
96 | 2014000737 | 328 | 338
97 | 2014000737 | 327.6667 | 337.6667
98 | 2014000737 | 327.3333 | 337.3333
99 | 2014000737 | 327 | 337
100 | 2014000737 | 328.6667 | 338.6667
101 | 2014000737 | 330.3333 | 340.3333
102 | 2014000737 | 332 | 342
103 | 2014000737 | 334.3333 | 344.3333
104 | 2014000737 | 336.6667 | 346.6667
105 | 2014000737 | 339 | 349
106 | 2014000737 | 339.3333 | 349.3333
107 | 2014000737 | 339.6667 | 349.6667
108 | 2014000737 | 340 | 350
109 | 2014000737 | 342.3333 | 352.3333
110 | 2014000737 | 344.6667 | 354.6667
111 | 2014000737 | 347 | 357
112 | 2014000737 | 349.6667 | 359.6667
113 | 2014000737 | 352.3333 | 362.3333
114 | 2014000737 | 355 | 365
115 | 2014000737 | 360.3333 | 370.3333
116 | 2014000737 | 365.6667 | 375.6667
117 | 2014000737 | 371 | 381
118 | 2014000737 | 373.6667 | 383.6667
119 | 2014000737 | 376.3333 | 386.3333
120 | 2014000737 | 379 | 389
121 | 2014000737 | 383.3333 | 393.3333
122 | 2014000737 | 387.6667 | 377.6667
123 | 2014000737 | 392 | 382
124 | 2014000737 | 395.3333 | 385.3333
125 | 2014000737 | 398.6667 | 388.6667
126 | 2014000737 | 402 | 392
127 | 2014000737 | 404.3333 | 394.3333
128 | 2014000737 | 406.6667 | 396.6667
129 | 2014000737 | 409 | 399
130 | 2014000737 | 409 | 399
131 | 2014000737 | 409 | 399
132 | 2014000737 | 409 | 399
133 | 2014000737 | 408.3333 | 398.3333
134 | 2014000737 | 407.6667 | 397.6667
135 | 2014000737 | 407 | 397
136 | 2014000737 | 407 | 397
137 | 2014000737 | 407 | 397
138 | 2014000737 | 407 | 397
139 | 2014000737 | 407 | 397
140 | 2014000737 | 407 | 397
141 | 2014000737 | 407 | 397
142 | 2014000737 | 406 | 396
143 | 2014000737 | 405 | 395
0 | 2007010879 | 343 | 333
1 | 2007010879 | 344 | 334
2 | 2007010879 | 345 | 335
3 | 2007010879 | 346 | 336
4 | 2007010879 | 348 | 338
5 | 2007010879 | 350 | 340
6 | 2007010879 | 352 | 342
7 | 2007010879 | 353 | 343
8 | 2007010879 | 354 | 344
9 | 2007010879 | 355 | 345
10 | 2007010879 | 356.6667 | 346.6667
11 | 2007010879 | 358.3333 | 348.3333
12 | 2007010879 | 360 | 350
13 | 2007010879 | 363.6667 | 353.6667
14 | 2007010879 | 367.3333 | 357.3333
15 | 2007010879 | 371 | 361
16 | 2007010879 | 373.3333 | 363.3333
17 | 2007010879 | 375.6667 | 365.6667
18 | 2007010879 | 378 | 368
19 | 2007010879 | 378.6667 | 368.6667
20 | 2007010879 | 379.3333 | 369.3333
21 | 2007010879 | 380 | 370
22 | 2007010879 | 381.3333 | 371.3333
23 | 2007010879 | 382.6667 | 372.6667
24 | 2007010879 | 384 | 374
25 | 2007010879 | 385.3333 | 375.3333
26 | 2007010879 | 386.6667 | 376.6667
27 | 2007010879 | 388 | 378
28 | 2007010879 | 387 | 377
29 | 2007010879 | 386 | 376
30 | 2007010879 | 385 | 375
31 | 2007010879 | 383 | 373
32 | 2007010879 | 381 | 371
33 | 2007010879 | 379 | 369
34 | 2007010879 | 378.3333 | 368.3333
35 | 2007010879 | 377.6667 | 367.6667
36 | 2007010879 | 377 | 367
37 | 2007010879 | 377.3333 | 367.3333
38 | 2007010879 | 377.6667 | 367.6667
39 | 2007010879 | 378 | 368
40 | 2007010879 | 379.6667 | 369.6667
41 | 2007010879 | 381.3333 | 371.3333
42 | 2007010879 | 383 | 373
43 | 2007010879 | 385.3333 | 375.3333
44 | 2007010879 | 387.6667 | 377.6667
45 | 2007010879 | 390 | 380
46 | 2007010879 | 391.3333 | 381.3333
47 | 2007010879 | 392.6667 | 382.6667
48 | 2007010879 | 394 | 384
49 | 2007010879 | 393.3333 | 383.3333
50 | 2007010879 | 392.6667 | 382.6667
51 | 2007010879 | 392 | 382
52 | 2007010879 | 387.6667 | 377.6667
53 | 2007010879 | 383.3333 | 373.3333
54 | 2007010879 | 379 | 369
55 | 2007010879 | 372.3333 | 362.3333
56 | 2007010879 | 365.6667 | 355.6667
57 | 2007010879 | 359 | 349
58 | 2007010879 | 353.6667 | 343.6667
59 | 2007010879 | 348.3333 | 338.3333
60 | 2007010879 | 343 | 333
61 | 2007010879 | 338.3333 | 328.3333
62 | 2007010879 | 333.6667 | 323.6667
63 | 2007010879 | 329 | 319
64 | 2007010879 | 326 | 316
65 | 2007010879 | 323 | 313
66 | 2007010879 | 320 | 310
67 | 2007010879 | 318.3333 | 308.3333
68 | 2007010879 | 316.6667 | 306.6667
69 | 2007010879 | 315 | 305
70 | 2007010879 | 315.3333 | 305.3333
71 | 2007010879 | 315.6667 | 305.6667
72 | 2007010879 | 316 | 306
73 | 2007010879 | 316.3333 | 306.3333
74 | 2007010879 | 316.6667 | 306.6667
75 | 2007010879 | 317 | 307
76 | 2007010879 | 316.3333 | 306.3333
77 | 2007010879 | 315.6667 | 305.6667
78 | 2007010879 | 315 | 305
79 | 2007010879 | 314.6667 | 304.6667
80 | 2007010879 | 314.3333 | 304.3333
81 | 2007010879 | 314 | 304
82 | 2007010879 | 316.3333 | 306.3333
83 | 2007010879 | 318.6667 | 308.6667
84 | 2007010879 | 321 | 311
85 | 2007010879 | 323.3333 | 313.3333
86 | 2007010879 | 325.6667 | 315.6667
87 | 2007010879 | 328 | 318
88 | 2007010879 | 328.3333 | 318.3333
89 | 2007010879 | 328.6667 | 318.6667
90 | 2007010879 | 329 | 339
91 | 2007010879 | 329 | 339
92 | 2007010879 | 329 | 339
93 | 2007010879 | 329 | 339
94 | 2007010879 | 328.6667 | 338.6667
95 | 2007010879 | 328.3333 | 338.3333
96 | 2007010879 | 328 | 338
97 | 2007010879 | 327.6667 | 337.6667
98 | 2007010879 | 327.3333 | 337.3333
99 | 2007010879 | 327 | 337
100 | 2007010879 | 328.6667 | 338.6667
101 | 2007010879 | 330.3333 | 340.3333
102 | 2007010879 | 332 | 342
103 | 2007010879 | 334.3333 | 344.3333
104 | 2007010879 | 336.6667 | 346.6667
105 | 2007010879 | 339 | 349
106 | 2007010879 | 339.3333 | 349.3333
107 | 2007010879 | 339.6667 | 349.6667
108 | 2007010879 | 340 | 350
109 | 2007010879 | 342.3333 | 352.3333
110 | 2007010879 | 344.6667 | 354.6667
111 | 2007010879 | 347 | 357
112 | 2007010879 | 349.6667 | 359.6667
113 | 2007010879 | 352.3333 | 362.3333
114 | 2007010879 | 355 | 365
115 | 2007010879 | 360.3333 | 370.3333
116 | 2007010879 | 365.6667 | 375.6667
117 | 2007010879 | 371 | 381
118 | 2007010879 | 373.6667 | 383.6667
119 | 2007010879 | 376.3333 | 386.3333
120 | 2007010879 | 379 | 389
121 | 2007010879 | 383.3333 | 393.3333
122 | 2007010879 | 387.6667 | 377.6667
123 | 2007010879 | 392 | 382
124 | 2007010879 | 395.3333 | 385.3333
125 | 2007010879 | 398.6667 | 388.6667
126 | 2007010879 | 402 | 392
127 | 2007010879 | 404.3333 | 394.3333
128 | 2007010879 | 406.6667 | 396.6667
129 | 2007010879 | 409 | 399
130 | 2007010879 | 409 | 399
131 | 2007010879 | 409 | 399
132 | 2007010879 | 409 | 399
133 | 2007010879 | 408.3333 | 398.3333
134 | 2007010879 | 407.6667 | 397.6667
135 | 2007010879 | 407 | 397
136 | 2007010879 | 407 | 397
137 | 2007010879 | 407 | 397
138 | 2007010879 | 407 | 397
139 | 2007010879 | 407 | 397
140 | 2007010879 | 407 | 397
141 | 2007010879 | 407 | 397
142 | 2007010879 | 406 | 396
143 | 2007010879 | 405 | 395
0 | 2013003718 | 343 | 333
1 | 2013003718 | 344 | 334
2 | 2013003718 | 345 | 335
3 | 2013003718 | 346 | 336
4 | 2013003718 | 348 | 338
5 | 2013003718 | 350 | 340
6 | 2013003718 | 352 | 342
7 | 2013003718 | 353 | 343
8 | 2013003718 | 354 | 344
9 | 2013003718 | 355 | 345
10 | 2013003718 | 356.6667 | 346.6667
11 | 2013003718 | 358.3333 | 348.3333
12 | 2013003718 | 360 | 350
13 | 2013003718 | 363.6667 | 353.6667
14 | 2013003718 | 367.3333 | 357.3333
15 | 2013003718 | 371 | 361
16 | 2013003718 | 373.3333 | 363.3333
17 | 2013003718 | 375.6667 | 365.6667
18 | 2013003718 | 378 | 368
19 | 2013003718 | 378.6667 | 368.6667
20 | 2013003718 | 379.3333 | 369.3333
21 | 2013003718 | 380 | 370
22 | 2013003718 | 381.3333 | 371.3333
23 | 2013003718 | 382.6667 | 372.6667
24 | 2013003718 | 384 | 374
25 | 2013003718 | 385.3333 | 375.3333
26 | 2013003718 | 386.6667 | 376.6667
27 | 2013003718 | 388 | 378
28 | 2013003718 | 387 | 377
29 | 2013003718 | 386 | 376
30 | 2013003718 | 385 | 375
31 | 2013003718 | 383 | 373
32 | 2013003718 | 381 | 371
33 | 2013003718 | 379 | 369
34 | 2013003718 | 378.3333 | 368.3333
35 | 2013003718 | 377.6667 | 367.6667
36 | 2013003718 | 377 | 367
37 | 2013003718 | 377.3333 | 367.3333
38 | 2013003718 | 377.6667 | 367.6667
39 | 2013003718 | 378 | 368
40 | 2013003718 | 379.6667 | 369.6667
41 | 2013003718 | 381.3333 | 371.3333
42 | 2013003718 | 383 | 373
43 | 2013003718 | 385.3333 | 375.3333
44 | 2013003718 | 387.6667 | 377.6667
45 | 2013003718 | 390 | 380
46 | 2013003718 | 391.3333 | 381.3333
47 | 2013003718 | 392.6667 | 382.6667
48 | 2013003718 | 394 | 384
49 | 2013003718 | 393.3333 | 383.3333
50 | 2013003718 | 392.6667 | 382.6667
51 | 2013003718 | 392 | 382
52 | 2013003718 | 387.6667 | 377.6667
53 | 2013003718 | 383.3333 | 373.3333
54 | 2013003718 | 379 | 369
55 | 2013003718 | 372.3333 | 362.3333
56 | 2013003718 | 365.6667 | 355.6667
57 | 2013003718 | 359 | 349
58 | 2013003718 | 353.6667 | 343.6667
59 | 2013003718 | 348.3333 | 338.3333
60 | 2013003718 | 343 | 333
61 | 2013003718 | 338.3333 | 328.3333
62 | 2013003718 | 333.6667 | 323.6667
63 | 2013003718 | 329 | 319
64 | 2013003718 | 326 | 316
65 | 2013003718 | 323 | 313
66 | 2013003718 | 320 | 310
67 | 2013003718 | 318.3333 | 308.3333
68 | 2013003718 | 316.6667 | 306.6667
69 | 2013003718 | 315 | 305
70 | 2013003718 | 315.3333 | 305.3333
71 | 2013003718 | 315.6667 | 305.6667
72 | 2013003718 | 316 | 306
73 | 2013003718 | 316.3333 | 306.3333
74 | 2013003718 | 316.6667 | 306.6667
75 | 2013003718 | 317 | 307
76 | 2013003718 | 316.3333 | 306.3333
77 | 2013003718 | 315.6667 | 305.6667
78 | 2013003718 | 315 | 305
79 | 2013003718 | 314.6667 | 304.6667
80 | 2013003718 | 314.3333 | 304.3333
81 | 2013003718 | 314 | 304
82 | 2013003718 | 316.3333 | 306.3333
83 | 2013003718 | 318.6667 | 308.6667
84 | 2013003718 | 321 | 311
85 | 2013003718 | 323.3333 | 313.3333
86 | 2013003718 | 325.6667 | 315.6667
87 | 2013003718 | 328 | 318
88 | 2013003718 | 328.3333 | 318.3333
89 | 2013003718 | 328.6667 | 318.6667
90 | 2013003718 | 329 | 339
91 | 2013003718 | 329 | 339
92 | 2013003718 | 329 | 339
93 | 2013003718 | 329 | 339
94 | 2013003718 | 328.6667 | 338.6667
95 | 2013003718 | 328.3333 | 338.3333
96 | 2013003718 | 328 | 338
97 | 2013003718 | 327.6667 | 337.6667
98 | 2013003718 | 327.3333 | 337.3333
99 | 2013003718 | 327 | 337
100 | 2013003718 | 328.6667 | 338.6667
101 | 2013003718 | 330.3333 | 340.3333
102 | 2013003718 | 332 | 342
103 | 2013003718 | 334.3333 | 344.3333
104 | 2013003718 | 336.6667 | 346.6667
105 | 2013003718 | 339 | 349
106 | 2013003718 | 339.3333 | 349.3333
107 | 2013003718 | 339.6667 | 349.6667
108 | 2013003718 | 340 | 350
109 | 2013003718 | 342.3333 | 352.3333
110 | 2013003718 | 344.6667 | 354.6667
111 | 2013003718 | 347 | 357
112 | 2013003718 | 349.6667 | 359.6667
113 | 2013003718 | 352.3333 | 362.3333
114 | 2013003718 | 355 | 365
115 | 2013003718 | 360.3333 | 370.3333
116 | 2013003718 | 365.6667 | 375.6667
117 | 2013003718 | 371 | 381
118 | 2013003718 | 373.6667 | 383.6667
119 | 2013003718 | 376.3333 | 386.3333
120 | 2013003718 | 379 | 389
121 | 2013003718 | 383.3333 | 393.3333
122 | 2013003718 | 387.6667 | 377.6667
123 | 2013003718 | 392 | 382
124 | 2013003718 | 395.3333 | 385.3333
125 | 2013003718 | 398.6667 | 388.6667
126 | 2013003718 | 402 | 392
127 | 2013003718 | 404.3333 | 394.3333
128 | 2013003718 | 406.6667 | 396.6667
129 | 2013003718 | 409 | 399
130 | 2013003718 | 409 | 399
131 | 2013003718 | 409 | 399
132 | 2013003718 | 409 | 399
133 | 2013003718 | 408.3333 | 398.3333
134 | 2013003718 | 407.6667 | 397.6667
135 | 2013003718 | 407 | 397
136 | 2013003718 | 407 | 397
137 | 2013003718 | 407 | 397
138 | 2013003718 | 407 | 397
139 | 2013003718 | 407 | 397
140 | 2013003718 | 407 | 397
141 | 2013003718 | 407 | 397
142 | 2013003718 | 406 | 396
143 | 2013003718 | 405 | 395
0 | 2005004043 | 343 | 333
1 | 2005004043 | 344 | 334
2 | 2005004043 | 345 | 335
3 | 2005004043 | 346 | 336
4 | 2005004043 | 348 | 338
5 | 2005004043 | 350 | 340
6 | 2005004043 | 352 | 342
7 | 2005004043 | 353 | 343
8 | 2005004043 | 354 | 344
9 | 2005004043 | 355 | 345
10 | 2005004043 | 356.6667 | 346.6667
11 | 2005004043 | 358.3333 | 348.3333
12 | 2005004043 | 360 | 350
13 | 2005004043 | 363.6667 | 353.6667
14 | 2005004043 | 367.3333 | 357.3333
15 | 2005004043 | 371 | 361
16 | 2005004043 | 373.3333 | 363.3333
17 | 2005004043 | 375.6667 | 365.6667
18 | 2005004043 | 378 | 368
19 | 2005004043 | 378.6667 | 368.6667
20 | 2005004043 | 379.3333 | 369.3333
21 | 2005004043 | 380 | 370
22 | 2005004043 | 381.3333 | 371.3333
23 | 2005004043 | 382.6667 | 372.6667
24 | 2005004043 | 384 | 374
25 | 2005004043 | 385.3333 | 375.3333
26 | 2005004043 | 386.6667 | 376.6667
27 | 2005004043 | 388 | 378
28 | 2005004043 | 387 | 377
29 | 2005004043 | 386 | 376
30 | 2005004043 | 385 | 375
31 | 2005004043 | 383 | 373
32 | 2005004043 | 381 | 371
33 | 2005004043 | 379 | 369
34 | 2005004043 | 378.3333 | 368.3333
35 | 2005004043 | 377.6667 | 367.6667
36 | 2005004043 | 377 | 367
37 | 2005004043 | 377.3333 | 367.3333
38 | 2005004043 | 377.6667 | 367.6667
39 | 2005004043 | 378 | 368
40 | 2005004043 | 379.6667 | 369.6667
41 | 2005004043 | 381.3333 | 371.3333
42 | 2005004043 | 383 | 373
43 | 2005004043 | 385.3333 | 375.3333
44 | 2005004043 | 387.6667 | 377.6667
45 | 2005004043 | 390 | 380
46 | 2005004043 | 391.3333 | 381.3333
47 | 2005004043 | 392.6667 | 382.6667
48 | 2005004043 | 394 | 384
49 | 2005004043 | 393.3333 | 383.3333
50 | 2005004043 | 392.6667 | 382.6667
51 | 2005004043 | 392 | 382
52 | 2005004043 | 387.6667 | 377.6667
53 | 2005004043 | 383.3333 | 373.3333
54 | 2005004043 | 379 | 369
55 | 2005004043 | 372.3333 | 362.3333
56 | 2005004043 | 365.6667 | 355.6667
57 | 2005004043 | 359 | 349
58 | 2005004043 | 353.6667 | 343.6667
59 | 2005004043 | 348.3333 | 338.3333
60 | 2005004043 | 343 | 333
61 | 2005004043 | 338.3333 | 328.3333
62 | 2005004043 | 333.6667 | 323.6667
63 | 2005004043 | 329 | 319
64 | 2005004043 | 326 | 316
65 | 2005004043 | 323 | 313
66 | 2005004043 | 320 | 310
67 | 2005004043 | 318.3333 | 308.3333
68 | 2005004043 | 316.6667 | 306.6667
69 | 2005004043 | 315 | 305
70 | 2005004043 | 315.3333 | 305.3333
71 | 2005004043 | 315.6667 | 305.6667
72 | 2005004043 | 316 | 306
73 | 2005004043 | 316.3333 | 306.3333
74 | 2005004043 | 316.6667 | 306.6667
75 | 2005004043 | 317 | 307
76 | 2005004043 | 316.3333 | 306.3333
77 | 2005004043 | 315.6667 | 305.6667
78 | 2005004043 | 315 | 305
79 | 2005004043 | 314.6667 | 304.6667
80 | 2005004043 | 314.3333 | 304.3333
81 | 2005004043 | 314 | 304
82 | 2005004043 | 316.3333 | 306.3333
83 | 2005004043 | 318.6667 | 308.6667
84 | 2005004043 | 321 | 311
85 | 2005004043 | 323.3333 | 313.3333
86 | 2005004043 | 325.6667 | 315.6667
87 | 2005004043 | 328 | 318
88 | 2005004043 | 328.3333 | 318.3333
89 | 2005004043 | 328.6667 | 318.6667
90 | 2005004043 | 329 | 339
91 | 2005004043 | 329 | 339
92 | 2005004043 | 329 | 339
93 | 2005004043 | 329 | 339
94 | 2005004043 | 328.6667 | 338.6667
95 | 2005004043 | 328.3333 | 338.3333
96 | 2005004043 | 328 | 338
97 | 2005004043 | 327.6667 | 337.6667
98 | 2005004043 | 327.3333 | 337.3333
99 | 2005004043 | 327 | 337
100 | 2005004043 | 328.6667 | 338.6667
101 | 2005004043 | 330.3333 | 340.3333
102 | 2005004043 | 332 | 342
103 | 2005004043 | 334.3333 | 344.3333
104 | 2005004043 | 336.6667 | 346.6667
105 | 2005004043 | 339 | 349
106 | 2005004043 | 339.3333 | 349.3333
107 | 2005004043 | 339.6667 | 349.6667
108 | 2005004043 | 340 | 350
109 | 2005004043 | 342.3333 | 352.3333
110 | 2005004043 | 344.6667 | 354.6667
111 | 2005004043 | 347 | 357
112 | 2005004043 | 349.6667 | 359.6667
113 | 2005004043 | 352.3333 | 362.3333
114 | 2005004043 | 355 | 365
115 | 2005004043 | 360.3333 | 370.3333
116 | 2005004043 | 365.6667 | 375.6667
117 | 2005004043 | 371 | 381
118 | 2005004043 | 373.6667 | 383.6667
119 | 2005004043 | 376.3333 | 386.3333
120 | 2005004043 | 379 | 389
121 | 2005004043 | 383.3333 | 393.3333
122 | 2005004043 | 387.6667 | 377.6667
123 | 2005004043 | 392 | 382
124 | 2005004043 | 395.3333 | 385.3333
125 | 2005004043 | 398.6667 | 388.6667
126 | 2005004043 | 402 | 392
127 | 2005004043 | 404.3333 | 394.3333
128 | 2005004043 | 406.6667 | 396.6667
129 | 2005004043 | 409 | 399
130 | 2005004043 | 409 | 399
131 | 2005004043 | 409 | 399
132 | 2005004043 | 409 | 399
133 | 2005004043 | 408.3333 | 398.3333
134 | 2005004043 | 407.6667 | 397.6667
135 | 2005004043 | 407 | 397
136 | 2005004043 | 407 | 397
137 | 2005004043 | 407 | 397
138 | 2005004043 | 407 | 397
139 | 2005004043 | 407 | 397
140 | 2005004043 | 407 | 397
141 | 2005004043 | 407 | 397
142 | 2005004043 | 406 | 396
143 | 2005004043 | 405 | 395
0 | 2005010695 | 343 | 333
1 | 2005010695 | 344 | 334
2 | 2005010695 | 345 | 335
3 | 2005010695 | 346 | 336
4 | 2005010695 | 348 | 338
5 | 2005010695 | 350 | 340
6 | 2005010695 | 352 | 342
7 | 2005010695 | 353 | 343
8 | 2005010695 | 354 | 344
9 | 2005010695 | 355 | 345
10 | 2005010695 | 356.6667 | 346.6667
11 | 2005010695 | 358.3333 | 348.3333
12 | 2005010695 | 360 | 350
13 | 2005010695 | 363.6667 | 353.6667
14 | 2005010695 | 367.3333 | 357.3333
15 | 2005010695 | 371 | 361
16 | 2005010695 | 373.3333 | 363.3333
17 | 2005010695 | 375.6667 | 365.6667
18 | 2005010695 | 378 | 368
19 | 2005010695 | 378.6667 | 368.6667
20 | 2005010695 | 379.3333 | 369.3333
21 | 2005010695 | 380 | 370
22 | 2005010695 | 381.3333 | 371.3333
23 | 2005010695 | 382.6667 | 372.6667
24 | 2005010695 | 384 | 374
25 | 2005010695 | 385.3333 | 375.3333
26 | 2005010695 | 386.6667 | 376.6667
27 | 2005010695 | 388 | 378
28 | 2005010695 | 387 | 377
29 | 2005010695 | 386 | 376
30 | 2005010695 | 385 | 375
31 | 2005010695 | 383 | 373
32 | 2005010695 | 381 | 371
33 | 2005010695 | 379 | 369
34 | 2005010695 | 378.3333 | 368.3333
35 | 2005010695 | 377.6667 | 367.6667
36 | 2005010695 | 377 | 367
37 | 2005010695 | 377.3333 | 367.3333
38 | 2005010695 | 377.6667 | 367.6667
39 | 2005010695 | 378 | 368
40 | 2005010695 | 379.6667 | 369.6667
41 | 2005010695 | 381.3333 | 371.3333
42 | 2005010695 | 383 | 373
43 | 2005010695 | 385.3333 | 375.3333
44 | 2005010695 | 387.6667 | 377.6667
45 | 2005010695 | 390 | 380
46 | 2005010695 | 391.3333 | 381.3333
47 | 2005010695 | 392.6667 | 382.6667
48 | 2005010695 | 394 | 384
49 | 2005010695 | 393.3333 | 383.3333
50 | 2005010695 | 392.6667 | 382.6667
51 | 2005010695 | 392 | 382
52 | 2005010695 | 387.6667 | 377.6667
53 | 2005010695 | 383.3333 | 373.3333
54 | 2005010695 | 379 | 369
55 | 2005010695 | 372.3333 | 362.3333
56 | 2005010695 | 365.6667 | 355.6667
57 | 2005010695 | 359 | 349
58 | 2005010695 | 353.6667 | 343.6667
59 | 2005010695 | 348.3333 | 338.3333
60 | 2005010695 | 343 | 333
61 | 2005010695 | 338.3333 | 328.3333
62 | 2005010695 | 333.6667 | 323.6667
63 | 2005010695 | 329 | 319
64 | 2005010695 | 326 | 316
65 | 2005010695 | 323 | 313
66 | 2005010695 | 320 | 310
67 | 2005010695 | 318.3333 | 308.3333
68 | 2005010695 | 316.6667 | 306.6667
69 | 2005010695 | 315 | 305
70 | 2005010695 | 315.3333 | 305.3333
71 | 2005010695 | 315.6667 | 305.6667
72 | 2005010695 | 316 | 306
73 | 2005010695 | 316.3333 | 306.3333
74 | 2005010695 | 316.6667 | 306.6667
75 | 2005010695 | 317 | 307
76 | 2005010695 | 316.3333 | 306.3333
77 | 2005010695 | 315.6667 | 305.6667
78 | 2005010695 | 315 | 305
79 | 2005010695 | 314.6667 | 304.6667
80 | 2005010695 | 314.3333 | 304.3333
81 | 2005010695 | 314 | 304
82 | 2005010695 | 316.3333 | 306.3333
83 | 2005010695 | 318.6667 | 308.6667
84 | 2005010695 | 321 | 311
85 | 2005010695 | 323.3333 | 313.3333
86 | 2005010695 | 325.6667 | 315.6667
87 | 2005010695 | 328 | 318
88 | 2005010695 | 328.3333 | 318.3333
89 | 2005010695 | 328.6667 | 318.6667
90 | 2005010695 | 329 | 339
91 | 2005010695 | 329 | 339
92 | 2005010695 | 329 | 339
93 | 2005010695 | 329 | 339
94 | 2005010695 | 328.6667 | 338.6667
95 | 2005010695 | 328.3333 | 338.3333
96 | 2005010695 | 328 | 338
97 | 2005010695 | 327.6667 | 337.6667
98 | 2005010695 | 327.3333 | 337.3333
99 | 2005010695 | 327 | 337
100 | 2005010695 | 328.6667 | 338.6667
101 | 2005010695 | 330.3333 | 340.3333
102 | 2005010695 | 332 | 342
103 | 2005010695 | 334.3333 | 344.3333
104 | 2005010695 | 336.6667 | 346.6667
105 | 2005010695 | 339 | 349
106 | 2005010695 | 339.3333 | 349.3333
107 | 2005010695 | 339.6667 | 349.6667
108 | 2005010695 | 340 | 350
109 | 2005010695 | 342.3333 | 352.3333
110 | 2005010695 | 344.6667 | 354.6667
111 | 2005010695 | 347 | 357
112 | 2005010695 | 349.6667 | 359.6667
113 | 2005010695 | 352.3333 | 362.3333
114 | 2005010695 | 355 | 365
115 | 2005010695 | 360.3333 | 370.3333
116 | 2005010695 | 365.6667 | 375.6667
117 | 2005010695 | 371 | 381
118 | 2005010695 | 373.6667 | 383.6667
119 | 2005010695 | 376.3333 | 386.3333
120 | 2005010695 | 379 | 389
121 | 2005010695 | 383.3333 | 393.3333
122 | 2005010695 | 387.6667 | 377.6667
123 | 2005010695 | 392 | 382
124 | 2005010695 | 395.3333 | 385.3333
125 | 2005010695 | 398.6667 | 388.6667
126 | 2005010695 | 402 | 392
127 | 2005010695 | 404.3333 | 394.3333
128 | 2005010695 | 406.6667 | 396.6667
129 | 2005010695 | 409 | 399
130 | 2005010695 | 409 | 399
131 | 2005010695 | 409 | 399
132 | 2005010695 | 409 | 399
133 | 2005010695 | 408.3333 | 398.3333
134 | 2005010695 | 407.6667 | 397.6667
135 | 2005010695 | 407 | 397
136 | 2005010695 | 407 | 397
137 | 2005010695 | 407 | 397
138 | 2005010695 | 407 | 397
139 | 2005010695 | 407 | 397
140 | 2005010695 | 407 | 397
141 | 2005010695 | 407 | 397
142 | 2005010695 | 406 | 396
143 | 2005010695 | 405 | 395
0 | 2003003136 | 343 | 333
1 | 2003003136 | 344 | 334
2 | 2003003136 | 345 | 335
3 | 2003003136 | 346 | 336
4 | 2003003136 | 348 | 338
5 | 2003003136 | 350 | 340
6 | 2003003136 | 352 | 342
7 | 2003003136 | 353 | 343
8 | 2003003136 | 354 | 344
9 | 2003003136 | 355 | 345
10 | 2003003136 | 356.6667 | 346.6667
11 | 2003003136 | 358.3333 | 348.3333
12 | 2003003136 | 360 | 350
13 | 2003003136 | 363.6667 | 353.6667
14 | 2003003136 | 367.3333 | 357.3333
15 | 2003003136 | 371 | 361
16 | 2003003136 | 373.3333 | 363.3333
17 | 2003003136 | 375.6667 | 365.6667
18 | 2003003136 | 378 | 368
19 | 2003003136 | 378.6667 | 368.6667
20 | 2003003136 | 379.3333 | 369.3333
21 | 2003003136 | 380 | 370
22 | 2003003136 | 381.3333 | 371.3333
23 | 2003003136 | 382.6667 | 372.6667
24 | 2003003136 | 384 | 374
25 | 2003003136 | 385.3333 | 375.3333
26 | 2003003136 | 386.6667 | 376.6667
27 | 2003003136 | 388 | 378
28 | 2003003136 | 387 | 377
29 | 2003003136 | 386 | 376
30 | 2003003136 | 385 | 375
31 | 2003003136 | 383 | 373
32 | 2003003136 | 381 | 371
33 | 2003003136 | 379 | 369
34 | 2003003136 | 378.3333 | 368.3333
35 | 2003003136 | 377.6667 | 367.6667
36 | 2003003136 | 377 | 367
37 | 2003003136 | 377.3333 | 367.3333
38 | 2003003136 | 377.6667 | 367.6667
39 | 2003003136 | 378 | 368
40 | 2003003136 | 379.6667 | 369.6667
41 | 2003003136 | 381.3333 | 371.3333
42 | 2003003136 | 383 | 373
43 | 2003003136 | 385.3333 | 375.3333
44 | 2003003136 | 387.6667 | 377.6667
45 | 2003003136 | 390 | 380
46 | 2003003136 | 391.3333 | 381.3333
47 | 2003003136 | 392.6667 | 382.6667
48 | 2003003136 | 394 | 384
49 | 2003003136 | 393.3333 | 383.3333
50 | 2003003136 | 392.6667 | 382.6667
51 | 2003003136 | 392 | 382
52 | 2003003136 | 387.6667 | 377.6667
53 | 2003003136 | 383.3333 | 373.3333
54 | 2003003136 | 379 | 369
55 | 2003003136 | 372.3333 | 362.3333
56 | 2003003136 | 365.6667 | 355.6667
57 | 2003003136 | 359 | 349
58 | 2003003136 | 353.6667 | 343.6667
59 | 2003003136 | 348.3333 | 338.3333
60 | 2003003136 | 343 | 333
61 | 2003003136 | 338.3333 | 328.3333
62 | 2003003136 | 333.6667 | 323.6667
63 | 2003003136 | 329 | 319
64 | 2003003136 | 326 | 316
65 | 2003003136 | 323 | 313
66 | 2003003136 | 320 | 310
67 | 2003003136 | 318.3333 | 308.3333
68 | 2003003136 | 316.6667 | 306.6667
69 | 2003003136 | 315 | 305
70 | 2003003136 | 315.3333 | 305.3333
71 | 2003003136 | 315.6667 | 305.6667
72 | 2003003136 | 316 | 306
73 | 2003003136 | 316.3333 | 306.3333
74 | 2003003136 | 316.6667 | 306.6667
75 | 2003003136 | 317 | 307
76 | 2003003136 | 316.3333 | 306.3333
77 | 2003003136 | 315.6667 | 305.6667
78 | 2003003136 | 315 | 305
79 | 2003003136 | 314.6667 | 304.6667
80 | 2003003136 | 314.3333 | 304.3333
81 | 2003003136 | 314 | 304
82 | 2003003136 | 316.3333 | 306.3333
83 | 2003003136 | 318.6667 | 308.6667
84 | 2003003136 | 321 | 311
85 | 2003003136 | 323.3333 | 313.3333
86 | 2003003136 | 325.6667 | 315.6667
87 | 2003003136 | 328 | 318
88 | 2003003136 | 328.3333 | 318.3333
89 | 2003003136 | 328.6667 | 318.6667
90 | 2003003136 | 329 | 339
91 | 2003003136 | 329 | 339
92 | 2003003136 | 329 | 339
93 | 2003003136 | 329 | 339
94 | 2003003136 | 328.6667 | 338.6667
95 | 2003003136 | 328.3333 | 338.3333
96 | 2003003136 | 328 | 338
97 | 2003003136 | 327.6667 | 337.6667
98 | 2003003136 | 327.3333 | 337.3333
99 | 2003003136 | 327 | 337
100 | 2003003136 | 328.6667 | 338.6667
101 | 2003003136 | 330.3333 | 340.3333
102 | 2003003136 | 332 | 342
103 | 2003003136 | 334.3333 | 344.3333
104 | 2003003136 | 336.6667 | 346.6667
105 | 2003003136 | 339 | 349
106 | 2003003136 | 339.3333 | 349.3333
107 | 2003003136 | 339.6667 | 349.6667
108 | 2003003136 | 340 | 350
109 | 2003003136 | 342.3333 | 352.3333
110 | 2003003136 | 344.6667 | 354.6667
111 | 2003003136 | 347 | 357
112 | 2003003136 | 349.6667 | 359.6667
113 | 2003003136 | 352.3333 | 362.3333
114 | 2003003136 | 355 | 365
115 | 2003003136 | 360.3333 | 370.3333
116 | 2003003136 | 365.6667 | 375.6667
117 | 2003003136 | 371 | 381
118 | 2003003136 | 373.6667 | 383.6667
119 | 2003003136 | 376.3333 | 386.3333
120 | 2003003136 | 379 | 389
121 | 2003003136 | 383.3333 | 393.3333
122 | 2003003136 | 387.6667 | 377.6667
123 | 2003003136 | 392 | 382
124 | 2003003136 | 395.3333 | 385.3333
125 | 2003003136 | 398.6667 | 388.6667
126 | 2003003136 | 402 | 392
127 | 2003003136 | 404.3333 | 394.3333
128 | 2003003136 | 406.6667 | 396.6667
129 | 2003003136 | 409 | 399
130 | 2003003136 | 409 | 399
131 | 2003003136 | 409 | 399
132 | 2003003136 | 409 | 399
133 | 2003003136 | 408.3333 | 398.3333
134 | 2003003136 | 407.6667 | 397.6667
135 | 2003003136 | 407 | 397
136 | 2003003136 | 407 | 397
137 | 2003003136 | 407 | 397
138 | 2003003136 | 407 | 397
139 | 2003003136 | 407 | 397
140 | 2003003136 | 407 | 397
141 | 2003003136 | 407 | 397
142 | 2003003136 | 406 | 396
143 | 2003003136 | 405 | 395
0 | 2006001842 | 343 | 333
1 | 2006001842 | 344 | 334
2 | 2006001842 | 345 | 335
3 | 2006001842 | 346 | 336
4 | 2006001842 | 348 | 338
5 | 2006001842 | 350 | 340
6 | 2006001842 | 352 | 342
7 | 2006001842 | 353 | 343
8 | 2006001842 | 354 | 344
9 | 2006001842 | 355 | 345
10 | 2006001842 | 356.6667 | 346.6667
11 | 2006001842 | 358.3333 | 348.3333
12 | 2006001842 | 360 | 350
13 | 2006001842 | 363.6667 | 353.6667
14 | 2006001842 | 367.3333 | 357.3333
15 | 2006001842 | 371 | 361
16 | 2006001842 | 373.3333 | 363.3333
17 | 2006001842 | 375.6667 | 365.6667
18 | 2006001842 | 378 | 368
19 | 2006001842 | 378.6667 | 368.6667
20 | 2006001842 | 379.3333 | 369.3333
21 | 2006001842 | 380 | 370
22 | 2006001842 | 381.3333 | 371.3333
23 | 2006001842 | 382.6667 | 372.6667
24 | 2006001842 | 384 | 374
25 | 2006001842 | 385.3333 | 375.3333
26 | 2006001842 | 386.6667 | 376.6667
27 | 2006001842 | 388 | 378
28 | 2006001842 | 387 | 377
29 | 2006001842 | 386 | 376
30 | 2006001842 | 385 | 375
31 | 2006001842 | 383 | 373
32 | 2006001842 | 381 | 371
33 | 2006001842 | 379 | 369
34 | 2006001842 | 378.3333 | 368.3333
35 | 2006001842 | 377.6667 | 367.6667
36 | 2006001842 | 377 | 367
37 | 2006001842 | 377.3333 | 367.3333
38 | 2006001842 | 377.6667 | 367.6667
39 | 2006001842 | 378 | 368
40 | 2006001842 | 379.6667 | 369.6667
41 | 2006001842 | 381.3333 | 371.3333
42 | 2006001842 | 383 | 373
43 | 2006001842 | 385.3333 | 375.3333
44 | 2006001842 | 387.6667 | 377.6667
45 | 2006001842 | 390 | 380
46 | 2006001842 | 391.3333 | 381.3333
47 | 2006001842 | 392.6667 | 382.6667
48 | 2006001842 | 394 | 384
49 | 2006001842 | 393.3333 | 383.3333
50 | 2006001842 | 392.6667 | 382.6667
51 | 2006001842 | 392 | 382
52 | 2006001842 | 387.6667 | 377.6667
53 | 2006001842 | 383.3333 | 373.3333
54 | 2006001842 | 379 | 369
55 | 2006001842 | 372.3333 | 362.3333
56 | 2006001842 | 365.6667 | 355.6667
57 | 2006001842 | 359 | 349
58 | 2006001842 | 353.6667 | 343.6667
59 | 2006001842 | 348.3333 | 338.3333
60 | 2006001842 | 343 | 333
61 | 2006001842 | 338.3333 | 328.3333
62 | 2006001842 | 333.6667 | 323.6667
63 | 2006001842 | 329 | 319
64 | 2006001842 | 326 | 316
65 | 2006001842 | 323 | 313
66 | 2006001842 | 320 | 310
67 | 2006001842 | 318.3333 | 308.3333
68 | 2006001842 | 316.6667 | 306.6667
69 | 2006001842 | 315 | 305
70 | 2006001842 | 315.3333 | 305.3333
71 | 2006001842 | 315.6667 | 305.6667
72 | 2006001842 | 316 | 306
73 | 2006001842 | 316.3333 | 306.3333
74 | 2006001842 | 316.6667 | 306.6667
75 | 2006001842 | 317 | 307
76 | 2006001842 | 316.3333 | 306.3333
77 | 2006001842 | 315.6667 | 305.6667
78 | 2006001842 | 315 | 305
79 | 2006001842 | 314.6667 | 304.6667
80 | 2006001842 | 314.3333 | 304.3333
81 | 2006001842 | 314 | 304
82 | 2006001842 | 316.3333 | 306.3333
83 | 2006001842 | 318.6667 | 308.6667
84 | 2006001842 | 321 | 311
85 | 2006001842 | 323.3333 | 313.3333
86 | 2006001842 | 325.6667 | 315.6667
87 | 2006001842 | 328 | 318
88 | 2006001842 | 328.3333 | 318.3333
89 | 2006001842 | 328.6667 | 318.6667
90 | 2006001842 | 329 | 339
91 | 2006001842 | 329 | 339
92 | 2006001842 | 329 | 339
93 | 2006001842 | 329 | 339
94 | 2006001842 | 328.6667 | 338.6667
95 | 2006001842 | 328.3333 | 338.3333
96 | 2006001842 | 328 | 338
97 | 2006001842 | 327.6667 | 337.6667
98 | 2006001842 | 327.3333 | 337.3333
99 | 2006001842 | 327 | 337
100 | 2006001842 | 328.6667 | 338.6667
101 | 2006001842 | 330.3333 | 340.3333
102 | 2006001842 | 332 | 342
103 | 2006001842 | 334.3333 | 344.3333
104 | 2006001842 | 336.6667 | 346.6667
105 | 2006001842 | 339 | 349
106 | 2006001842 | 339.3333 | 349.3333
107 | 2006001842 | 339.6667 | 349.6667
108 | 2006001842 | 340 | 350
109 | 2006001842 | 342.3333 | 352.3333
110 | 2006001842 | 344.6667 | 354.6667
111 | 2006001842 | 347 | 357
112 | 2006001842 | 349.6667 | 359.6667
113 | 2006001842 | 352.3333 | 362.3333
114 | 2006001842 | 355 | 365
115 | 2006001842 | 360.3333 | 370.3333
116 | 2006001842 | 365.6667 | 375.6667
117 | 2006001842 | 371 | 381
118 | 2006001842 | 373.6667 | 383.6667
119 | 2006001842 | 376.3333 | 386.3333
120 | 2006001842 | 379 | 389
121 | 2006001842 | 383.3333 | 393.3333
122 | 2006001842 | 387.6667 | 377.6667
123 | 2006001842 | 392 | 382
124 | 2006001842 | 395.3333 | 385.3333
125 | 2006001842 | 398.6667 | 388.6667
126 | 2006001842 | 402 | 392
127 | 2006001842 | 404.3333 | 394.3333
128 | 2006001842 | 406.6667 | 396.6667
129 | 2006001842 | 409 | 399
130 | 2006001842 | 409 | 399
131 | 2006001842 | 409 | 399
132 | 2006001842 | 409 | 399
133 | 2006001842 | 408.3333 | 398.3333
134 | 2006001842 | 407.6667 | 397.6667
135 | 2006001842 | 407 | 397
136 | 2006001842 | 407 | 397
137 | 2006001842 | 407 | 397
138 | 2006001842 | 407 | 397
139 | 2006001842 | 407 | 397
140 | 2006001842 | 407 | 397
141 | 2006001842 | 407 | 397
142 | 2006001842 | 406 | 396
143 | 2006001842 | 405 | 395
0 | 2005000766 | 343 | 333
1 | 2005000766 | 344 | 334
2 | 2005000766 | 345 | 335
3 | 2005000766 | 346 | 336
4 | 2005000766 | 348 | 338
5 | 2005000766 | 350 | 340
6 | 2005000766 | 352 | 342
7 | 2005000766 | 353 | 343
8 | 2005000766 | 354 | 344
9 | 2005000766 | 355 | 345
10 | 2005000766 | 356.6667 | 346.6667
11 | 2005000766 | 358.3333 | 348.3333
12 | 2005000766 | 360 | 350
13 | 2005000766 | 363.6667 | 353.6667
14 | 2005000766 | 367.3333 | 357.3333
15 | 2005000766 | 371 | 361
16 | 2005000766 | 373.3333 | 363.3333
17 | 2005000766 | 375.6667 | 365.6667
18 | 2005000766 | 378 | 368
19 | 2005000766 | 378.6667 | 368.6667
20 | 2005000766 | 379.3333 | 369.3333
21 | 2005000766 | 380 | 370
22 | 2005000766 | 381.3333 | 371.3333
23 | 2005000766 | 382.6667 | 372.6667
24 | 2005000766 | 384 | 374
25 | 2005000766 | 385.3333 | 375.3333
26 | 2005000766 | 386.6667 | 376.6667
27 | 2005000766 | 388 | 378
28 | 2005000766 | 387 | 377
29 | 2005000766 | 386 | 376
30 | 2005000766 | 385 | 375
31 | 2005000766 | 383 | 373
32 | 2005000766 | 381 | 371
33 | 2005000766 | 379 | 369
34 | 2005000766 | 378.3333 | 368.3333
35 | 2005000766 | 377.6667 | 367.6667
36 | 2005000766 | 377 | 367
37 | 2005000766 | 377.3333 | 367.3333
38 | 2005000766 | 377.6667 | 367.6667
39 | 2005000766 | 378 | 368
40 | 2005000766 | 379.6667 | 369.6667
41 | 2005000766 | 381.3333 | 371.3333
42 | 2005000766 | 383 | 373
43 | 2005000766 | 385.3333 | 375.3333
44 | 2005000766 | 387.6667 | 377.6667
45 | 2005000766 | 390 | 380
46 | 2005000766 | 391.3333 | 381.3333
47 | 2005000766 | 392.6667 | 382.6667
48 | 2005000766 | 394 | 384
49 | 2005000766 | 393.3333 | 383.3333
50 | 2005000766 | 392.6667 | 382.6667
51 | 2005000766 | 392 | 382
52 | 2005000766 | 387.6667 | 377.6667
53 | 2005000766 | 383.3333 | 373.3333
54 | 2005000766 | 379 | 369
55 | 2005000766 | 372.3333 | 362.3333
56 | 2005000766 | 365.6667 | 355.6667
57 | 2005000766 | 359 | 349
58 | 2005000766 | 353.6667 | 343.6667
59 | 2005000766 | 348.3333 | 338.3333
60 | 2005000766 | 343 | 333
61 | 2005000766 | 338.3333 | 328.3333
62 | 2005000766 | 333.6667 | 323.6667
63 | 2005000766 | 329 | 319
64 | 2005000766 | 326 | 316
65 | 2005000766 | 323 | 313
66 | 2005000766 | 320 | 310
67 | 2005000766 | 318.3333 | 308.3333
68 | 2005000766 | 316.6667 | 306.6667
69 | 2005000766 | 315 | 305
70 | 2005000766 | 315.3333 | 305.3333
71 | 2005000766 | 315.6667 | 305.6667
72 | 2005000766 | 316 | 306
73 | 2005000766 | 316.3333 | 306.3333
74 | 2005000766 | 316.6667 | 306.6667
75 | 2005000766 | 317 | 307
76 | 2005000766 | 316.3333 | 306.3333
77 | 2005000766 | 315.6667 | 305.6667
78 | 2005000766 | 315 | 305
79 | 2005000766 | 314.6667 | 304.6667
80 | 2005000766 | 314.3333 | 304.3333
81 | 2005000766 | 314 | 304
82 | 2005000766 | 316.3333 | 306.3333
83 | 2005000766 | 318.6667 | 308.6667
84 | 2005000766 | 321 | 311
85 | 2005000766 | 323.3333 | 313.3333
86 | 2005000766 | 325.6667 | 315.6667
87 | 2005000766 | 328 | 318
88 | 2005000766 | 328.3333 | 318.3333
89 | 2005000766 | 328.6667 | 318.6667
90 | 2005000766 | 329 | 339
91 | 2005000766 | 329 | 339
92 | 2005000766 | 329 | 339
93 | 2005000766 | 329 | 339
94 | 2005000766 | 328.6667 | 338.6667
95 | 2005000766 | 328.3333 | 338.3333
96 | 2005000766 | 328 | 338
97 | 2005000766 | 327.6667 | 337.6667
98 | 2005000766 | 327.3333 | 337.3333
99 | 2005000766 | 327 | 337
100 | 2005000766 | 328.6667 | 338.6667
101 | 2005000766 | 330.3333 | 340.3333
102 | 2005000766 | 332 | 342
103 | 2005000766 | 334.3333 | 344.3333
104 | 2005000766 | 336.6667 | 346.6667
105 | 2005000766 | 339 | 349
106 | 2005000766 | 339.3333 | 349.3333
107 | 2005000766 | 339.6667 | 349.6667
108 | 2005000766 | 340 | 350
109 | 2005000766 | 342.3333 | 352.3333
110 | 2005000766 | 344.6667 | 354.6667
111 | 2005000766 | 347 | 357
112 | 2005000766 | 349.6667 | 359.6667
113 | 2005000766 | 352.3333 | 362.3333
114 | 2005000766 | 355 | 365
115 | 2005000766 | 360.3333 | 370.3333
116 | 2005000766 | 365.6667 | 375.6667
117 | 2005000766 | 371 | 381
118 | 2005000766 | 373.6667 | 383.6667
119 | 2005000766 | 376.3333 | 386.3333
120 | 2005000766 | 379 | 389
121 | 2005000766 | 383.3333 | 393.3333
122 | 2005000766 | 387.6667 | 377.6667
123 | 2005000766 | 392 | 382
124 | 2005000766 | 395.3333 | 385.3333
125 | 2005000766 | 398.6667 | 388.6667
126 | 2005000766 | 402 | 392
127 | 2005000766 | 404.3333 | 394.3333
128 | 2005000766 | 406.6667 | 396.6667
129 | 2005000766 | 409 | 399
130 | 2005000766 | 409 | 399
131 | 2005000766 | 409 | 399
132 | 2005000766 | 409 | 399
133 | 2005000766 | 408.3333 | 398.3333
134 | 2005000766 | 407.6667 | 397.6667
135 | 2005000766 | 407 | 397
136 | 2005000766 | 407 | 397
137 | 2005000766 | 407 | 397
138 | 2005000766 | 407 | 397
139 | 2005000766 | 407 | 397
140 | 2005000766 | 407 | 397
141 | 2005000766 | 407 | 397
142 | 2005000766 | 406 | 396
143 | 2005000766 | 405 | 395
0 | 2015001306 | 343 | 333
1 | 2015001306 | 344 | 334
2 | 2015001306 | 345 | 335
3 | 2015001306 | 346 | 336
4 | 2015001306 | 348 | 338
5 | 2015001306 | 350 | 340
6 | 2015001306 | 352 | 342
7 | 2015001306 | 353 | 343
8 | 2015001306 | 354 | 344
9 | 2015001306 | 355 | 345
10 | 2015001306 | 356.6667 | 346.6667
11 | 2015001306 | 358.3333 | 348.3333
12 | 2015001306 | 360 | 350
13 | 2015001306 | 363.6667 | 353.6667
14 | 2015001306 | 367.3333 | 357.3333
15 | 2015001306 | 371 | 361
16 | 2015001306 | 373.3333 | 363.3333
17 | 2015001306 | 375.6667 | 365.6667
18 | 2015001306 | 378 | 368
19 | 2015001306 | 378.6667 | 368.6667
20 | 2015001306 | 379.3333 | 369.3333
21 | 2015001306 | 380 | 370
22 | 2015001306 | 381.3333 | 371.3333
23 | 2015001306 | 382.6667 | 372.6667
24 | 2015001306 | 384 | 374
25 | 2015001306 | 385.3333 | 375.3333
26 | 2015001306 | 386.6667 | 376.6667
27 | 2015001306 | 388 | 378
28 | 2015001306 | 387 | 377
29 | 2015001306 | 386 | 376
30 | 2015001306 | 385 | 375
31 | 2015001306 | 383 | 373
32 | 2015001306 | 381 | 371
33 | 2015001306 | 379 | 369
34 | 2015001306 | 378.3333 | 368.3333
35 | 2015001306 | 377.6667 | 367.6667
36 | 2015001306 | 377 | 367
37 | 2015001306 | 377.3333 | 367.3333
38 | 2015001306 | 377.6667 | 367.6667
39 | 2015001306 | 378 | 368
40 | 2015001306 | 379.6667 | 369.6667
41 | 2015001306 | 381.3333 | 371.3333
42 | 2015001306 | 383 | 373
43 | 2015001306 | 385.3333 | 375.3333
44 | 2015001306 | 387.6667 | 377.6667
45 | 2015001306 | 390 | 380
46 | 2015001306 | 391.3333 | 381.3333
47 | 2015001306 | 392.6667 | 382.6667
48 | 2015001306 | 394 | 384
49 | 2015001306 | 393.3333 | 383.3333
50 | 2015001306 | 392.6667 | 382.6667
51 | 2015001306 | 392 | 382
52 | 2015001306 | 387.6667 | 377.6667
53 | 2015001306 | 383.3333 | 373.3333
54 | 2015001306 | 379 | 369
55 | 2015001306 | 372.3333 | 362.3333
56 | 2015001306 | 365.6667 | 355.6667
57 | 2015001306 | 359 | 349
58 | 2015001306 | 353.6667 | 343.6667
59 | 2015001306 | 348.3333 | 338.3333
60 | 2015001306 | 343 | 333
61 | 2015001306 | 338.3333 | 328.3333
62 | 2015001306 | 333.6667 | 323.6667
63 | 2015001306 | 329 | 319
64 | 2015001306 | 326 | 316
65 | 2015001306 | 323 | 313
66 | 2015001306 | 320 | 310
67 | 2015001306 | 318.3333 | 308.3333
68 | 2015001306 | 316.6667 | 306.6667
69 | 2015001306 | 315 | 305
70 | 2015001306 | 315.3333 | 305.3333
71 | 2015001306 | 315.6667 | 305.6667
72 | 2015001306 | 316 | 306
73 | 2015001306 | 316.3333 | 306.3333
74 | 2015001306 | 316.6667 | 306.6667
75 | 2015001306 | 317 | 307
76 | 2015001306 | 316.3333 | 306.3333
77 | 2015001306 | 315.6667 | 305.6667
78 | 2015001306 | 315 | 305
79 | 2015001306 | 314.6667 | 304.6667
80 | 2015001306 | 314.3333 | 304.3333
81 | 2015001306 | 314 | 304
82 | 2015001306 | 316.3333 | 306.3333
83 | 2015001306 | 318.6667 | 308.6667
84 | 2015001306 | 321 | 311
85 | 2015001306 | 323.3333 | 313.3333
86 | 2015001306 | 325.6667 | 315.6667
87 | 2015001306 | 328 | 318
88 | 2015001306 | 328.3333 | 318.3333
89 | 2015001306 | 328.6667 | 318.6667
90 | 2015001306 | 329 | 339
91 | 2015001306 | 329 | 339
92 | 2015001306 | 329 | 339
93 | 2015001306 | 329 | 339
94 | 2015001306 | 328.6667 | 338.6667
95 | 2015001306 | 328.3333 | 338.3333
96 | 2015001306 | 328 | 338
97 | 2015001306 | 327.6667 | 337.6667
98 | 2015001306 | 327.3333 | 337.3333
99 | 2015001306 | 327 | 337
100 | 2015001306 | 328.6667 | 338.6667
101 | 2015001306 | 330.3333 | 340.3333
102 | 2015001306 | 332 | 342
103 | 2015001306 | 334.3333 | 344.3333
104 | 2015001306 | 336.6667 | 346.6667
105 | 2015001306 | 339 | 349
106 | 2015001306 | 339.3333 | 349.3333
107 | 2015001306 | 339.6667 | 349.6667
108 | 2015001306 | 340 | 350
109 | 2015001306 | 342.3333 | 352.3333
110 | 2015001306 | 344.6667 | 354.6667
111 | 2015001306 | 347 | 357
112 | 2015001306 | 349.6667 | 359.6667
113 | 2015001306 | 352.3333 | 362.3333
114 | 2015001306 | 355 | 365
115 | 2015001306 | 360.3333 | 370.3333
116 | 2015001306 | 365.6667 | 375.6667
117 | 2015001306 | 371 | 381
118 | 2015001306 | 373.6667 | 383.6667
119 | 2015001306 | 376.3333 | 386.3333
120 | 2015001306 | 379 | 389
121 | 2015001306 | 383.3333 | 393.3333
122 | 2015001306 | 387.6667 | 377.6667
123 | 2015001306 | 392 | 382
124 | 2015001306 | 395.3333 | 385.3333
125 | 2015001306 | 398.6667 | 388.6667
126 | 2015001306 | 402 | 392
127 | 2015001306 | 404.3333 | 394.3333
128 | 2015001306 | 406.6667 | 396.6667
129 | 2015001306 | 409 | 399
130 | 2015001306 | 409 | 399
131 | 2015001306 | 409 | 399
132 | 2015001306 | 409 | 399
133 | 2015001306 | 408.3333 | 398.3333
134 | 2015001306 | 407.6667 | 397.6667
135 | 2015001306 | 407 | 397
136 | 2015001306 | 407 | 397
137 | 2015001306 | 407 | 397
138 | 2015001306 | 407 | 397
139 | 2015001306 | 407 | 397
140 | 2015001306 | 407 | 397
141 | 2015001306 | 407 | 397
142 | 2015001306 | 406 | 396
143 | 2015001306 | 405 | 395
0 | 2011003275 | 343 | 333
1 | 2011003275 | 344 | 334
2 | 2011003275 | 345 | 335
3 | 2011003275 | 346 | 336
4 | 2011003275 | 348 | 338
5 | 2011003275 | 350 | 340
6 | 2011003275 | 352 | 342
7 | 2011003275 | 353 | 343
8 | 2011003275 | 354 | 344
9 | 2011003275 | 355 | 345
10 | 2011003275 | 356.6667 | 346.6667
11 | 2011003275 | 358.3333 | 348.3333
12 | 2011003275 | 360 | 350
13 | 2011003275 | 363.6667 | 353.6667
14 | 2011003275 | 367.3333 | 357.3333
15 | 2011003275 | 371 | 361
16 | 2011003275 | 373.3333 | 363.3333
17 | 2011003275 | 375.6667 | 365.6667
18 | 2011003275 | 378 | 368
19 | 2011003275 | 378.6667 | 368.6667
20 | 2011003275 | 379.3333 | 369.3333
21 | 2011003275 | 380 | 370
22 | 2011003275 | 381.3333 | 371.3333
23 | 2011003275 | 382.6667 | 372.6667
24 | 2011003275 | 384 | 374
25 | 2011003275 | 385.3333 | 375.3333
26 | 2011003275 | 386.6667 | 376.6667
27 | 2011003275 | 388 | 378
28 | 2011003275 | 387 | 377
29 | 2011003275 | 386 | 376
30 | 2011003275 | 385 | 375
31 | 2011003275 | 383 | 373
32 | 2011003275 | 381 | 371
33 | 2011003275 | 379 | 369
34 | 2011003275 | 378.3333 | 368.3333
35 | 2011003275 | 377.6667 | 367.6667
36 | 2011003275 | 377 | 367
37 | 2011003275 | 377.3333 | 367.3333
38 | 2011003275 | 377.6667 | 367.6667
39 | 2011003275 | 378 | 368
40 | 2011003275 | 379.6667 | 369.6667
41 | 2011003275 | 381.3333 | 371.3333
42 | 2011003275 | 383 | 373
43 | 2011003275 | 385.3333 | 375.3333
44 | 2011003275 | 387.6667 | 377.6667
45 | 2011003275 | 390 | 380
46 | 2011003275 | 391.3333 | 381.3333
47 | 2011003275 | 392.6667 | 382.6667
48 | 2011003275 | 394 | 384
49 | 2011003275 | 393.3333 | 383.3333
50 | 2011003275 | 392.6667 | 382.6667
51 | 2011003275 | 392 | 382
52 | 2011003275 | 387.6667 | 377.6667
53 | 2011003275 | 383.3333 | 373.3333
54 | 2011003275 | 379 | 369
55 | 2011003275 | 372.3333 | 362.3333
56 | 2011003275 | 365.6667 | 355.6667
57 | 2011003275 | 359 | 349
58 | 2011003275 | 353.6667 | 343.6667
59 | 2011003275 | 348.3333 | 338.3333
60 | 2011003275 | 343 | 333
61 | 2011003275 | 338.3333 | 328.3333
62 | 2011003275 | 333.6667 | 323.6667
63 | 2011003275 | 329 | 319
64 | 2011003275 | 326 | 316
65 | 2011003275 | 323 | 313
66 | 2011003275 | 320 | 310
67 | 2011003275 | 318.3333 | 308.3333
68 | 2011003275 | 316.6667 | 306.6667
69 | 2011003275 | 315 | 305
70 | 2011003275 | 315.3333 | 305.3333
71 | 2011003275 | 315.6667 | 305.6667
72 | 2011003275 | 316 | 306
73 | 2011003275 | 316.3333 | 306.3333
74 | 2011003275 | 316.6667 | 306.6667
75 | 2011003275 | 317 | 307
76 | 2011003275 | 316.3333 | 306.3333
77 | 2011003275 | 315.6667 | 305.6667
78 | 2011003275 | 315 | 305
79 | 2011003275 | 314.6667 | 304.6667
80 | 2011003275 | 314.3333 | 304.3333
81 | 2011003275 | 314 | 304
82 | 2011003275 | 316.3333 | 306.3333
83 | 2011003275 | 318.6667 | 308.6667
84 | 2011003275 | 321 | 311
85 | 2011003275 | 323.3333 | 313.3333
86 | 2011003275 | 325.6667 | 315.6667
87 | 2011003275 | 328 | 318
88 | 2011003275 | 328.3333 | 318.3333
89 | 2011003275 | 328.6667 | 318.6667
90 | 2011003275 | 329 | 339
91 | 2011003275 | 329 | 339
92 | 2011003275 | 329 | 339
93 | 2011003275 | 329 | 339
94 | 2011003275 | 328.6667 | 338.6667
95 | 2011003275 | 328.3333 | 338.3333
96 | 2011003275 | 328 | 338
97 | 2011003275 | 327.6667 | 337.6667
98 | 2011003275 | 327.3333 | 337.3333
99 | 2011003275 | 327 | 337
100 | 2011003275 | 328.6667 | 338.6667
101 | 2011003275 | 330.3333 | 340.3333
102 | 2011003275 | 332 | 342
103 | 2011003275 | 334.3333 | 344.3333
104 | 2011003275 | 336.6667 | 346.6667
105 | 2011003275 | 339 | 349
106 | 2011003275 | 339.3333 | 349.3333
107 | 2011003275 | 339.6667 | 349.6667
108 | 2011003275 | 340 | 350
109 | 2011003275 | 342.3333 | 352.3333
110 | 2011003275 | 344.6667 | 354.6667
111 | 2011003275 | 347 | 357
112 | 2011003275 | 349.6667 | 359.6667
113 | 2011003275 | 352.3333 | 362.3333
114 | 2011003275 | 355 | 365
115 | 2011003275 | 360.3333 | 370.3333
116 | 2011003275 | 365.6667 | 375.6667
117 | 2011003275 | 371 | 381
118 | 2011003275 | 373.6667 | 383.6667
119 | 2011003275 | 376.3333 | 386.3333
120 | 2011003275 | 379 | 389
121 | 2011003275 | 383.3333 | 393.3333
122 | 2011003275 | 387.6667 | 377.6667
123 | 2011003275 | 392 | 382
124 | 2011003275 | 395.3333 | 385.3333
125 | 2011003275 | 398.6667 | 388.6667
126 | 2011003275 | 402 | 392
127 | 2011003275 | 404.3333 | 394.3333
128 | 2011003275 | 406.6667 | 396.6667
129 | 2011003275 | 409 | 399
130 | 2011003275 | 409 | 399
131 | 2011003275 | 409 | 399
132 | 2011003275 | 409 | 399
133 | 2011003275 | 408.3333 | 398.3333
134 | 2011003275 | 407.6667 | 397.6667
135 | 2011003275 | 407 | 397
136 | 2011003275 | 407 | 397
137 | 2011003275 | 407 | 397
138 | 2011003275 | 407 | 397
139 | 2011003275 | 407 | 397
140 | 2011003275 | 407 | 397
141 | 2011003275 | 407 | 397
142 | 2011003275 | 406 | 396
143 | 2011003275 | 405 | 395
0 | 2007010077 | 343 | 333
1 | 2007010077 | 344 | 334
2 | 2007010077 | 345 | 335
3 | 2007010077 | 346 | 336
4 | 2007010077 | 348 | 338
5 | 2007010077 | 350 | 340
6 | 2007010077 | 352 | 342
7 | 2007010077 | 353 | 343
8 | 2007010077 | 354 | 344
9 | 2007010077 | 355 | 345
10 | 2007010077 | 356.6667 | 346.6667
11 | 2007010077 | 358.3333 | 348.3333
12 | 2007010077 | 360 | 350
13 | 2007010077 | 363.6667 | 353.6667
14 | 2007010077 | 367.3333 | 357.3333
15 | 2007010077 | 371 | 361
16 | 2007010077 | 373.3333 | 363.3333
17 | 2007010077 | 375.6667 | 365.6667
18 | 2007010077 | 378 | 368
19 | 2007010077 | 378.6667 | 368.6667
20 | 2007010077 | 379.3333 | 369.3333
21 | 2007010077 | 380 | 370
22 | 2007010077 | 381.3333 | 371.3333
23 | 2007010077 | 382.6667 | 372.6667
24 | 2007010077 | 384 | 374
25 | 2007010077 | 385.3333 | 375.3333
26 | 2007010077 | 386.6667 | 376.6667
27 | 2007010077 | 388 | 378
28 | 2007010077 | 387 | 377
29 | 2007010077 | 386 | 376
30 | 2007010077 | 385 | 375
31 | 2007010077 | 383 | 373
32 | 2007010077 | 381 | 371
33 | 2007010077 | 379 | 369
34 | 2007010077 | 378.3333 | 368.3333
35 | 2007010077 | 377.6667 | 367.6667
36 | 2007010077 | 377 | 367
37 | 2007010077 | 377.3333 | 367.3333
38 | 2007010077 | 377.6667 | 367.6667
39 | 2007010077 | 378 | 368
40 | 2007010077 | 379.6667 | 369.6667
41 | 2007010077 | 381.3333 | 371.3333
42 | 2007010077 | 383 | 373
43 | 2007010077 | 385.3333 | 375.3333
44 | 2007010077 | 387.6667 | 377.6667
45 | 2007010077 | 390 | 380
46 | 2007010077 | 391.3333 | 381.3333
47 | 2007010077 | 392.6667 | 382.6667
48 | 2007010077 | 394 | 384
49 | 2007010077 | 393.3333 | 383.3333
50 | 2007010077 | 392.6667 | 382.6667
51 | 2007010077 | 392 | 382
52 | 2007010077 | 387.6667 | 377.6667
53 | 2007010077 | 383.3333 | 373.3333
54 | 2007010077 | 379 | 369
55 | 2007010077 | 372.3333 | 362.3333
56 | 2007010077 | 365.6667 | 355.6667
57 | 2007010077 | 359 | 349
58 | 2007010077 | 353.6667 | 343.6667
59 | 2007010077 | 348.3333 | 338.3333
60 | 2007010077 | 343 | 333
61 | 2007010077 | 338.3333 | 328.3333
62 | 2007010077 | 333.6667 | 323.6667
63 | 2007010077 | 329 | 319
64 | 2007010077 | 326 | 316
65 | 2007010077 | 323 | 313
66 | 2007010077 | 320 | 310
67 | 2007010077 | 318.3333 | 308.3333
68 | 2007010077 | 316.6667 | 306.6667
69 | 2007010077 | 315 | 305
70 | 2007010077 | 315.3333 | 305.3333
71 | 2007010077 | 315.6667 | 305.6667
72 | 2007010077 | 316 | 306
73 | 2007010077 | 316.3333 | 306.3333
74 | 2007010077 | 316.6667 | 306.6667
75 | 2007010077 | 317 | 307
76 | 2007010077 | 316.3333 | 306.3333
77 | 2007010077 | 315.6667 | 305.6667
78 | 2007010077 | 315 | 305
79 | 2007010077 | 314.6667 | 304.6667
80 | 2007010077 | 314.3333 | 304.3333
81 | 2007010077 | 314 | 304
82 | 2007010077 | 316.3333 | 306.3333
83 | 2007010077 | 318.6667 | 308.6667
84 | 2007010077 | 321 | 311
85 | 2007010077 | 323.3333 | 313.3333
86 | 2007010077 | 325.6667 | 315.6667
87 | 2007010077 | 328 | 318
88 | 2007010077 | 328.3333 | 318.3333
89 | 2007010077 | 328.6667 | 318.6667
90 | 2007010077 | 329 | 339
91 | 2007010077 | 329 | 339
92 | 2007010077 | 329 | 339
93 | 2007010077 | 329 | 339
94 | 2007010077 | 328.6667 | 338.6667
95 | 2007010077 | 328.3333 | 338.3333
96 | 2007010077 | 328 | 338
97 | 2007010077 | 327.6667 | 337.6667
98 | 2007010077 | 327.3333 | 337.3333
99 | 2007010077 | 327 | 337
100 | 2007010077 | 328.6667 | 338.6667
101 | 2007010077 | 330.3333 | 340.3333
102 | 2007010077 | 332 | 342
103 | 2007010077 | 334.3333 | 344.3333
104 | 2007010077 | 336.6667 | 346.6667
105 | 2007010077 | 339 | 349
106 | 2007010077 | 339.3333 | 349.3333
107 | 2007010077 | 339.6667 | 349.6667
108 | 2007010077 | 340 | 350
109 | 2007010077 | 342.3333 | 352.3333
110 | 2007010077 | 344.6667 | 354.6667
111 | 2007010077 | 347 | 357
112 | 2007010077 | 349.6667 | 359.6667
113 | 2007010077 | 352.3333 | 362.3333
114 | 2007010077 | 355 | 365
115 | 2007010077 | 360.3333 | 370.3333
116 | 2007010077 | 365.6667 | 375.6667
117 | 2007010077 | 371 | 381
118 | 2007010077 | 373.6667 | 383.6667
119 | 2007010077 | 376.3333 | 386.3333
120 | 2007010077 | 379 | 389
121 | 2007010077 | 383.3333 | 393.3333
122 | 2007010077 | 387.6667 | 377.6667
123 | 2007010077 | 392 | 382
124 | 2007010077 | 395.3333 | 385.3333
125 | 2007010077 | 398.6667 | 388.6667
126 | 2007010077 | 402 | 392
127 | 2007010077 | 404.3333 | 394.3333
128 | 2007010077 | 406.6667 | 396.6667
129 | 2007010077 | 409 | 399
130 | 2007010077 | 409 | 399
131 | 2007010077 | 409 | 399
132 | 2007010077 | 409 | 399
133 | 2007010077 | 408.3333 | 398.3333
134 | 2007010077 | 407.6667 | 397.6667
135 | 2007010077 | 407 | 397
136 | 2007010077 | 407 | 397
137 | 2007010077 | 407 | 397
138 | 2007010077 | 407 | 397
139 | 2007010077 | 407 | 397
140 | 2007010077 | 407 | 397
141 | 2007010077 | 407 | 397
142 | 2007010077 | 406 | 396
143 | 2007010077 | 405 | 395
0 | 2002004640 | 343 | 333
1 | 2002004640 | 344 | 334
2 | 2002004640 | 345 | 335
3 | 2002004640 | 346 | 336
4 | 2002004640 | 348 | 338
5 | 2002004640 | 350 | 340
6 | 2002004640 | 352 | 342
7 | 2002004640 | 353 | 343
8 | 2002004640 | 354 | 344
9 | 2002004640 | 355 | 345
10 | 2002004640 | 356.6667 | 346.6667
11 | 2002004640 | 358.3333 | 348.3333
12 | 2002004640 | 360 | 350
13 | 2002004640 | 363.6667 | 353.6667
14 | 2002004640 | 367.3333 | 357.3333
15 | 2002004640 | 371 | 361
16 | 2002004640 | 373.3333 | 363.3333
17 | 2002004640 | 375.6667 | 365.6667
18 | 2002004640 | 378 | 368
19 | 2002004640 | 378.6667 | 368.6667
20 | 2002004640 | 379.3333 | 369.3333
21 | 2002004640 | 380 | 370
22 | 2002004640 | 381.3333 | 371.3333
23 | 2002004640 | 382.6667 | 372.6667
24 | 2002004640 | 384 | 374
25 | 2002004640 | 385.3333 | 375.3333
26 | 2002004640 | 386.6667 | 376.6667
27 | 2002004640 | 388 | 378
28 | 2002004640 | 387 | 377
29 | 2002004640 | 386 | 376
30 | 2002004640 | 385 | 375
31 | 2002004640 | 383 | 373
32 | 2002004640 | 381 | 371
33 | 2002004640 | 379 | 369
34 | 2002004640 | 378.3333 | 368.3333
35 | 2002004640 | 377.6667 | 367.6667
36 | 2002004640 | 377 | 367
37 | 2002004640 | 377.3333 | 367.3333
38 | 2002004640 | 377.6667 | 367.6667
39 | 2002004640 | 378 | 368
40 | 2002004640 | 379.6667 | 369.6667
41 | 2002004640 | 381.3333 | 371.3333
42 | 2002004640 | 383 | 373
43 | 2002004640 | 385.3333 | 375.3333
44 | 2002004640 | 387.6667 | 377.6667
45 | 2002004640 | 390 | 380
46 | 2002004640 | 391.3333 | 381.3333
47 | 2002004640 | 392.6667 | 382.6667
48 | 2002004640 | 394 | 384
49 | 2002004640 | 393.3333 | 383.3333
50 | 2002004640 | 392.6667 | 382.6667
51 | 2002004640 | 392 | 382
52 | 2002004640 | 387.6667 | 377.6667
53 | 2002004640 | 383.3333 | 373.3333
54 | 2002004640 | 379 | 369
55 | 2002004640 | 372.3333 | 362.3333
56 | 2002004640 | 365.6667 | 355.6667
57 | 2002004640 | 359 | 349
58 | 2002004640 | 353.6667 | 343.6667
59 | 2002004640 | 348.3333 | 338.3333
60 | 2002004640 | 343 | 333
61 | 2002004640 | 338.3333 | 328.3333
62 | 2002004640 | 333.6667 | 323.6667
63 | 2002004640 | 329 | 319
64 | 2002004640 | 326 | 316
65 | 2002004640 | 323 | 313
66 | 2002004640 | 320 | 310
67 | 2002004640 | 318.3333 | 308.3333
68 | 2002004640 | 316.6667 | 306.6667
69 | 2002004640 | 315 | 305
70 | 2002004640 | 315.3333 | 305.3333
71 | 2002004640 | 315.6667 | 305.6667
72 | 2002004640 | 316 | 306
73 | 2002004640 | 316.3333 | 306.3333
74 | 2002004640 | 316.6667 | 306.6667
75 | 2002004640 | 317 | 307
76 | 2002004640 | 316.3333 | 306.3333
77 | 2002004640 | 315.6667 | 305.6667
78 | 2002004640 | 315 | 305
79 | 2002004640 | 314.6667 | 304.6667
80 | 2002004640 | 314.3333 | 304.3333
81 | 2002004640 | 314 | 304
82 | 2002004640 | 316.3333 | 306.3333
83 | 2002004640 | 318.6667 | 308.6667
84 | 2002004640 | 321 | 311
85 | 2002004640 | 323.3333 | 313.3333
86 | 2002004640 | 325.6667 | 315.6667
87 | 2002004640 | 328 | 318
88 | 2002004640 | 328.3333 | 318.3333
89 | 2002004640 | 328.6667 | 318.6667
90 | 2002004640 | 329 | 339
91 | 2002004640 | 329 | 339
92 | 2002004640 | 329 | 339
93 | 2002004640 | 329 | 339
94 | 2002004640 | 328.6667 | 338.6667
95 | 2002004640 | 328.3333 | 338.3333
96 | 2002004640 | 328 | 338
97 | 2002004640 | 327.6667 | 337.6667
98 | 2002004640 | 327.3333 | 337.3333
99 | 2002004640 | 327 | 337
100 | 2002004640 | 328.6667 | 338.6667
101 | 2002004640 | 330.3333 | 340.3333
102 | 2002004640 | 332 | 342
103 | 2002004640 | 334.3333 | 344.3333
104 | 2002004640 | 336.6667 | 346.6667
105 | 2002004640 | 339 | 349
106 | 2002004640 | 339.3333 | 349.3333
107 | 2002004640 | 339.6667 | 349.6667
108 | 2002004640 | 340 | 350
109 | 2002004640 | 342.3333 | 352.3333
110 | 2002004640 | 344.6667 | 354.6667
111 | 2002004640 | 347 | 357
112 | 2002004640 | 349.6667 | 359.6667
113 | 2002004640 | 352.3333 | 362.3333
114 | 2002004640 | 355 | 365
115 | 2002004640 | 360.3333 | 370.3333
116 | 2002004640 | 365.6667 | 375.6667
117 | 2002004640 | 371 | 381
118 | 2002004640 | 373.6667 | 383.6667
119 | 2002004640 | 376.3333 | 386.3333
120 | 2002004640 | 379 | 389
121 | 2002004640 | 383.3333 | 393.3333
122 | 2002004640 | 387.6667 | 377.6667
123 | 2002004640 | 392 | 382
124 | 2002004640 | 395.3333 | 385.3333
125 | 2002004640 | 398.6667 | 388.6667
126 | 2002004640 | 402 | 392
127 | 2002004640 | 404.3333 | 394.3333
128 | 2002004640 | 406.6667 | 396.6667
129 | 2002004640 | 409 | 399
130 | 2002004640 | 409 | 399
131 | 2002004640 | 409 | 399
132 | 2002004640 | 409 | 399
133 | 2002004640 | 408.3333 | 398.3333
134 | 2002004640 | 407.6667 | 397.6667
135 | 2002004640 | 407 | 397
136 | 2002004640 | 407 | 397
137 | 2002004640 | 407 | 397
138 | 2002004640 | 407 | 397
139 | 2002004640 | 407 | 397
140 | 2002004640 | 407 | 397
141 | 2002004640 | 407 | 397
142 | 2002004640 | 406 | 396
143 | 2002004640 | 405 | 395
0 | 2004009742 | 343 | 333
1 | 2004009742 | 344 | 334
2 | 2004009742 | 345 | 335
3 | 2004009742 | 346 | 336
4 | 2004009742 | 348 | 338
5 | 2004009742 | 350 | 340
6 | 2004009742 | 352 | 342
7 | 2004009742 | 353 | 343
8 | 2004009742 | 354 | 344
9 | 2004009742 | 355 | 345
10 | 2004009742 | 356.6667 | 346.6667
11 | 2004009742 | 358.3333 | 348.3333
12 | 2004009742 | 360 | 350
13 | 2004009742 | 363.6667 | 353.6667
14 | 2004009742 | 367.3333 | 357.3333
15 | 2004009742 | 371 | 361
16 | 2004009742 | 373.3333 | 363.3333
17 | 2004009742 | 375.6667 | 365.6667
18 | 2004009742 | 378 | 368
19 | 2004009742 | 378.6667 | 368.6667
20 | 2004009742 | 379.3333 | 369.3333
21 | 2004009742 | 380 | 370
22 | 2004009742 | 381.3333 | 371.3333
23 | 2004009742 | 382.6667 | 372.6667
24 | 2004009742 | 384 | 374
25 | 2004009742 | 385.3333 | 375.3333
26 | 2004009742 | 386.6667 | 376.6667
27 | 2004009742 | 388 | 378
28 | 2004009742 | 387 | 377
29 | 2004009742 | 386 | 376
30 | 2004009742 | 385 | 375
31 | 2004009742 | 383 | 373
32 | 2004009742 | 381 | 371
33 | 2004009742 | 379 | 369
34 | 2004009742 | 378.3333 | 368.3333
35 | 2004009742 | 377.6667 | 367.6667
36 | 2004009742 | 377 | 367
37 | 2004009742 | 377.3333 | 367.3333
38 | 2004009742 | 377.6667 | 367.6667
39 | 2004009742 | 378 | 368
40 | 2004009742 | 379.6667 | 369.6667
41 | 2004009742 | 381.3333 | 371.3333
42 | 2004009742 | 383 | 373
43 | 2004009742 | 385.3333 | 375.3333
44 | 2004009742 | 387.6667 | 377.6667
45 | 2004009742 | 390 | 380
46 | 2004009742 | 391.3333 | 381.3333
47 | 2004009742 | 392.6667 | 382.6667
48 | 2004009742 | 394 | 384
49 | 2004009742 | 393.3333 | 383.3333
50 | 2004009742 | 392.6667 | 382.6667
51 | 2004009742 | 392 | 382
52 | 2004009742 | 387.6667 | 377.6667
53 | 2004009742 | 383.3333 | 373.3333
54 | 2004009742 | 379 | 369
55 | 2004009742 | 372.3333 | 362.3333
56 | 2004009742 | 365.6667 | 355.6667
57 | 2004009742 | 359 | 349
58 | 2004009742 | 353.6667 | 343.6667
59 | 2004009742 | 348.3333 | 338.3333
60 | 2004009742 | 343 | 333
61 | 2004009742 | 338.3333 | 328.3333
62 | 2004009742 | 333.6667 | 323.6667
63 | 2004009742 | 329 | 319
64 | 2004009742 | 326 | 316
65 | 2004009742 | 323 | 313
66 | 2004009742 | 320 | 310
67 | 2004009742 | 318.3333 | 308.3333
68 | 2004009742 | 316.6667 | 306.6667
69 | 2004009742 | 315 | 305
70 | 2004009742 | 315.3333 | 305.3333
71 | 2004009742 | 315.6667 | 305.6667
72 | 2004009742 | 316 | 306
73 | 2004009742 | 316.3333 | 306.3333
74 | 2004009742 | 316.6667 | 306.6667
75 | 2004009742 | 317 | 307
76 | 2004009742 | 316.3333 | 306.3333
77 | 2004009742 | 315.6667 | 305.6667
78 | 2004009742 | 315 | 305
79 | 2004009742 | 314.6667 | 304.6667
80 | 2004009742 | 314.3333 | 304.3333
81 | 2004009742 | 314 | 304
82 | 2004009742 | 316.3333 | 306.3333
83 | 2004009742 | 318.6667 | 308.6667
84 | 2004009742 | 321 | 311
85 | 2004009742 | 323.3333 | 313.3333
86 | 2004009742 | 325.6667 | 315.6667
87 | 2004009742 | 328 | 318
88 | 2004009742 | 328.3333 | 318.3333
89 | 2004009742 | 328.6667 | 318.6667
90 | 2004009742 | 329 | 339
91 | 2004009742 | 329 | 339
92 | 2004009742 | 329 | 339
93 | 2004009742 | 329 | 339
94 | 2004009742 | 328.6667 | 338.6667
95 | 2004009742 | 328.3333 | 338.3333
96 | 2004009742 | 328 | 338
97 | 2004009742 | 327.6667 | 337.6667
98 | 2004009742 | 327.3333 | 337.3333
99 | 2004009742 | 327 | 337
100 | 2004009742 | 328.6667 | 338.6667
101 | 2004009742 | 330.3333 | 340.3333
102 | 2004009742 | 332 | 342
103 | 2004009742 | 334.3333 | 344.3333
104 | 2004009742 | 336.6667 | 346.6667
105 | 2004009742 | 339 | 349
106 | 2004009742 | 339.3333 | 349.3333
107 | 2004009742 | 339.6667 | 349.6667
108 | 2004009742 | 340 | 350
109 | 2004009742 | 342.3333 | 352.3333
110 | 2004009742 | 344.6667 | 354.6667
111 | 2004009742 | 347 | 357
112 | 2004009742 | 349.6667 | 359.6667
113 | 2004009742 | 352.3333 | 362.3333
114 | 2004009742 | 355 | 365
115 | 2004009742 | 360.3333 | 370.3333
116 | 2004009742 | 365.6667 | 375.6667
117 | 2004009742 | 371 | 381
118 | 2004009742 | 373.6667 | 383.6667
119 | 2004009742 | 376.3333 | 386.3333
120 | 2004009742 | 379 | 389
121 | 2004009742 | 383.3333 | 393.3333
122 | 2004009742 | 387.6667 | 377.6667
123 | 2004009742 | 392 | 382
124 | 2004009742 | 395.3333 | 385.3333
125 | 2004009742 | 398.6667 | 388.6667
126 | 2004009742 | 402 | 392
127 | 2004009742 | 404.3333 | 394.3333
128 | 2004009742 | 406.6667 | 396.6667
129 | 2004009742 | 409 | 399
130 | 2004009742 | 409 | 399
131 | 2004009742 | 409 | 399
132 | 2004009742 | 409 | 399
133 | 2004009742 | 408.3333 | 398.3333
134 | 2004009742 | 407.6667 | 397.6667
135 | 2004009742 | 407 | 397
136 | 2004009742 | 407 | 397
137 | 2004009742 | 407 | 397
138 | 2004009742 | 407 | 397
139 | 2004009742 | 407 | 397
140 | 2004009742 | 407 | 397
141 | 2004009742 | 407 | 397
142 | 2004009742 | 406 | 396
143 | 2004009742 | 405 | 395
0 | 2007006260 | 343 | 333
1 | 2007006260 | 344 | 334
2 | 2007006260 | 345 | 335
3 | 2007006260 | 346 | 336
4 | 2007006260 | 348 | 338
5 | 2007006260 | 350 | 340
6 | 2007006260 | 352 | 342
7 | 2007006260 | 353 | 343
8 | 2007006260 | 354 | 344
9 | 2007006260 | 355 | 345
10 | 2007006260 | 356.6667 | 346.6667
11 | 2007006260 | 358.3333 | 348.3333
12 | 2007006260 | 360 | 350
13 | 2007006260 | 363.6667 | 353.6667
14 | 2007006260 | 367.3333 | 357.3333
15 | 2007006260 | 371 | 361
16 | 2007006260 | 373.3333 | 363.3333
17 | 2007006260 | 375.6667 | 365.6667
18 | 2007006260 | 378 | 368
19 | 2007006260 | 378.6667 | 368.6667
20 | 2007006260 | 379.3333 | 369.3333
21 | 2007006260 | 380 | 370
22 | 2007006260 | 381.3333 | 371.3333
23 | 2007006260 | 382.6667 | 372.6667
24 | 2007006260 | 384 | 374
25 | 2007006260 | 385.3333 | 375.3333
26 | 2007006260 | 386.6667 | 376.6667
27 | 2007006260 | 388 | 378
28 | 2007006260 | 387 | 377
29 | 2007006260 | 386 | 376
30 | 2007006260 | 385 | 375
31 | 2007006260 | 383 | 373
32 | 2007006260 | 381 | 371
33 | 2007006260 | 379 | 369
34 | 2007006260 | 378.3333 | 368.3333
35 | 2007006260 | 377.6667 | 367.6667
36 | 2007006260 | 377 | 367
37 | 2007006260 | 377.3333 | 367.3333
38 | 2007006260 | 377.6667 | 367.6667
39 | 2007006260 | 378 | 368
40 | 2007006260 | 379.6667 | 369.6667
41 | 2007006260 | 381.3333 | 371.3333
42 | 2007006260 | 383 | 373
43 | 2007006260 | 385.3333 | 375.3333
44 | 2007006260 | 387.6667 | 377.6667
45 | 2007006260 | 390 | 380
46 | 2007006260 | 391.3333 | 381.3333
47 | 2007006260 | 392.6667 | 382.6667
48 | 2007006260 | 394 | 384
49 | 2007006260 | 393.3333 | 383.3333
50 | 2007006260 | 392.6667 | 382.6667
51 | 2007006260 | 392 | 382
52 | 2007006260 | 387.6667 | 377.6667
53 | 2007006260 | 383.3333 | 373.3333
54 | 2007006260 | 379 | 369
55 | 2007006260 | 372.3333 | 362.3333
56 | 2007006260 | 365.6667 | 355.6667
57 | 2007006260 | 359 | 349
58 | 2007006260 | 353.6667 | 343.6667
59 | 2007006260 | 348.3333 | 338.3333
60 | 2007006260 | 343 | 333
61 | 2007006260 | 338.3333 | 328.3333
62 | 2007006260 | 333.6667 | 323.6667
63 | 2007006260 | 329 | 319
64 | 2007006260 | 326 | 316
65 | 2007006260 | 323 | 313
66 | 2007006260 | 320 | 310
67 | 2007006260 | 318.3333 | 308.3333
68 | 2007006260 | 316.6667 | 306.6667
69 | 2007006260 | 315 | 305
70 | 2007006260 | 315.3333 | 305.3333
71 | 2007006260 | 315.6667 | 305.6667
72 | 2007006260 | 316 | 306
73 | 2007006260 | 316.3333 | 306.3333
74 | 2007006260 | 316.6667 | 306.6667
75 | 2007006260 | 317 | 307
76 | 2007006260 | 316.3333 | 306.3333
77 | 2007006260 | 315.6667 | 305.6667
78 | 2007006260 | 315 | 305
79 | 2007006260 | 314.6667 | 304.6667
80 | 2007006260 | 314.3333 | 304.3333
81 | 2007006260 | 314 | 304
82 | 2007006260 | 316.3333 | 306.3333
83 | 2007006260 | 318.6667 | 308.6667
84 | 2007006260 | 321 | 311
85 | 2007006260 | 323.3333 | 313.3333
86 | 2007006260 | 325.6667 | 315.6667
87 | 2007006260 | 328 | 318
88 | 2007006260 | 328.3333 | 318.3333
89 | 2007006260 | 328.6667 | 318.6667
90 | 2007006260 | 329 | 339
91 | 2007006260 | 329 | 339
92 | 2007006260 | 329 | 339
93 | 2007006260 | 329 | 339
94 | 2007006260 | 328.6667 | 338.6667
95 | 2007006260 | 328.3333 | 338.3333
96 | 2007006260 | 328 | 338
97 | 2007006260 | 327.6667 | 337.6667
98 | 2007006260 | 327.3333 | 337.3333
99 | 2007006260 | 327 | 337
100 | 2007006260 | 328.6667 | 338.6667
101 | 2007006260 | 330.3333 | 340.3333
102 | 2007006260 | 332 | 342
103 | 2007006260 | 334.3333 | 344.3333
104 | 2007006260 | 336.6667 | 346.6667
105 | 2007006260 | 339 | 349
106 | 2007006260 | 339.3333 | 349.3333
107 | 2007006260 | 339.6667 | 349.6667
108 | 2007006260 | 340 | 350
109 | 2007006260 | 342.3333 | 352.3333
110 | 2007006260 | 344.6667 | 354.6667
111 | 2007006260 | 347 | 357
112 | 2007006260 | 349.6667 | 359.6667
113 | 2007006260 | 352.3333 | 362.3333
114 | 2007006260 | 355 | 365
115 | 2007006260 | 360.3333 | 370.3333
116 | 2007006260 | 365.6667 | 375.6667
117 | 2007006260 | 371 | 381
118 | 2007006260 | 373.6667 | 383.6667
119 | 2007006260 | 376.3333 | 386.3333
120 | 2007006260 | 379 | 389
121 | 2007006260 | 383.3333 | 393.3333
122 | 2007006260 | 387.6667 | 377.6667
123 | 2007006260 | 392 | 382
124 | 2007006260 | 395.3333 | 385.3333
125 | 2007006260 | 398.6667 | 388.6667
126 | 2007006260 | 402 | 392
127 | 2007006260 | 404.3333 | 394.3333
128 | 2007006260 | 406.6667 | 396.6667
129 | 2007006260 | 409 | 399
130 | 2007006260 | 409 | 399
131 | 2007006260 | 409 | 399
132 | 2007006260 | 409 | 399
133 | 2007006260 | 408.3333 | 398.3333
134 | 2007006260 | 407.6667 | 397.6667
135 | 2007006260 | 407 | 397
136 | 2007006260 | 407 | 397
137 | 2007006260 | 407 | 397
138 | 2007006260 | 407 | 397
139 | 2007006260 | 407 | 397
140 | 2007006260 | 407 | 397
141 | 2007006260 | 407 | 397
142 | 2007006260 | 406 | 396
143 | 2007006260 | 405 | 395
0 | 2005000590 | 343 | 333
1 | 2005000590 | 344 | 334
2 | 2005000590 | 345 | 335
3 | 2005000590 | 346 | 336
4 | 2005000590 | 348 | 338
5 | 2005000590 | 350 | 340
6 | 2005000590 | 352 | 342
7 | 2005000590 | 353 | 343
8 | 2005000590 | 354 | 344
9 | 2005000590 | 355 | 345
10 | 2005000590 | 356.6667 | 346.6667
11 | 2005000590 | 358.3333 | 348.3333
12 | 2005000590 | 360 | 350
13 | 2005000590 | 363.6667 | 353.6667
14 | 2005000590 | 367.3333 | 357.3333
15 | 2005000590 | 371 | 361
16 | 2005000590 | 373.3333 | 363.3333
17 | 2005000590 | 375.6667 | 365.6667
18 | 2005000590 | 378 | 368
19 | 2005000590 | 378.6667 | 368.6667
20 | 2005000590 | 379.3333 | 369.3333
21 | 2005000590 | 380 | 370
22 | 2005000590 | 381.3333 | 371.3333
23 | 2005000590 | 382.6667 | 372.6667
24 | 2005000590 | 384 | 374
25 | 2005000590 | 385.3333 | 375.3333
26 | 2005000590 | 386.6667 | 376.6667
27 | 2005000590 | 388 | 378
28 | 2005000590 | 387 | 377
29 | 2005000590 | 386 | 376
30 | 2005000590 | 385 | 375
31 | 2005000590 | 383 | 373
32 | 2005000590 | 381 | 371
33 | 2005000590 | 379 | 369
34 | 2005000590 | 378.3333 | 368.3333
35 | 2005000590 | 377.6667 | 367.6667
36 | 2005000590 | 377 | 367
37 | 2005000590 | 377.3333 | 367.3333
38 | 2005000590 | 377.6667 | 367.6667
39 | 2005000590 | 378 | 368
40 | 2005000590 | 379.6667 | 369.6667
41 | 2005000590 | 381.3333 | 371.3333
42 | 2005000590 | 383 | 373
43 | 2005000590 | 385.3333 | 375.3333
44 | 2005000590 | 387.6667 | 377.6667
45 | 2005000590 | 390 | 380
46 | 2005000590 | 391.3333 | 381.3333
47 | 2005000590 | 392.6667 | 382.6667
48 | 2005000590 | 394 | 384
49 | 2005000590 | 393.3333 | 383.3333
50 | 2005000590 | 392.6667 | 382.6667
51 | 2005000590 | 392 | 382
52 | 2005000590 | 387.6667 | 377.6667
53 | 2005000590 | 383.3333 | 373.3333
54 | 2005000590 | 379 | 369
55 | 2005000590 | 372.3333 | 362.3333
56 | 2005000590 | 365.6667 | 355.6667
57 | 2005000590 | 359 | 349
58 | 2005000590 | 353.6667 | 343.6667
59 | 2005000590 | 348.3333 | 338.3333
60 | 2005000590 | 343 | 333
61 | 2005000590 | 338.3333 | 328.3333
62 | 2005000590 | 333.6667 | 323.6667
63 | 2005000590 | 329 | 319
64 | 2005000590 | 326 | 316
65 | 2005000590 | 323 | 313
66 | 2005000590 | 320 | 310
67 | 2005000590 | 318.3333 | 308.3333
68 | 2005000590 | 316.6667 | 306.6667
69 | 2005000590 | 315 | 305
70 | 2005000590 | 315.3333 | 305.3333
71 | 2005000590 | 315.6667 | 305.6667
72 | 2005000590 | 316 | 306
73 | 2005000590 | 316.3333 | 306.3333
74 | 2005000590 | 316.6667 | 306.6667
75 | 2005000590 | 317 | 307
76 | 2005000590 | 316.3333 | 306.3333
77 | 2005000590 | 315.6667 | 305.6667
78 | 2005000590 | 315 | 305
79 | 2005000590 | 314.6667 | 304.6667
80 | 2005000590 | 314.3333 | 304.3333
81 | 2005000590 | 314 | 304
82 | 2005000590 | 316.3333 | 306.3333
83 | 2005000590 | 318.6667 | 308.6667
84 | 2005000590 | 321 | 311
85 | 2005000590 | 323.3333 | 313.3333
86 | 2005000590 | 325.6667 | 315.6667
87 | 2005000590 | 328 | 318
88 | 2005000590 | 328.3333 | 318.3333
89 | 2005000590 | 328.6667 | 318.6667
90 | 2005000590 | 329 | 339
91 | 2005000590 | 329 | 339
92 | 2005000590 | 329 | 339
93 | 2005000590 | 329 | 339
94 | 2005000590 | 328.6667 | 338.6667
95 | 2005000590 | 328.3333 | 338.3333
96 | 2005000590 | 328 | 338
97 | 2005000590 | 327.6667 | 337.6667
98 | 2005000590 | 327.3333 | 337.3333
99 | 2005000590 | 327 | 337
100 | 2005000590 | 328.6667 | 338.6667
101 | 2005000590 | 330.3333 | 340.3333
102 | 2005000590 | 332 | 342
103 | 2005000590 | 334.3333 | 344.3333
104 | 2005000590 | 336.6667 | 346.6667
105 | 2005000590 | 339 | 349
106 | 2005000590 | 339.3333 | 349.3333
107 | 2005000590 | 339.6667 | 349.6667
108 | 2005000590 | 340 | 350
109 | 2005000590 | 342.3333 | 352.3333
110 | 2005000590 | 344.6667 | 354.6667
111 | 2005000590 | 347 | 357
112 | 2005000590 | 349.6667 | 359.6667
113 | 2005000590 | 352.3333 | 362.3333
114 | 2005000590 | 355 | 365
115 | 2005000590 | 360.3333 | 370.3333
116 | 2005000590 | 365.6667 | 375.6667
117 | 2005000590 | 371 | 381
118 | 2005000590 | 373.6667 | 383.6667
119 | 2005000590 | 376.3333 | 386.3333
120 | 2005000590 | 379 | 389
121 | 2005000590 | 383.3333 | 393.3333
122 | 2005000590 | 387.6667 | 377.6667
123 | 2005000590 | 392 | 382
124 | 2005000590 | 395.3333 | 385.3333
125 | 2005000590 | 398.6667 | 388.6667
126 | 2005000590 | 402 | 392
127 | 2005000590 | 404.3333 | 394.3333
128 | 2005000590 | 406.6667 | 396.6667
129 | 2005000590 | 409 | 399
130 | 2005000590 | 409 | 399
131 | 2005000590 | 409 | 399
132 | 2005000590 | 409 | 399
133 | 2005000590 | 408.3333 | 398.3333
134 | 2005000590 | 407.6667 | 397.6667
135 | 2005000590 | 407 | 397
136 | 2005000590 | 407 | 397
137 | 2005000590 | 407 | 397
138 | 2005000590 | 407 | 397
139 | 2005000590 | 407 | 397
140 | 2005000590 | 407 | 397
141 | 2005000590 | 407 | 397
142 | 2005000590 | 406 | 396
143 | 2005000590 | 405 | 395
0 | 2007005981 | 343 | 333
1 | 2007005981 | 344 | 334
2 | 2007005981 | 345 | 335
3 | 2007005981 | 346 | 336
4 | 2007005981 | 348 | 338
5 | 2007005981 | 350 | 340
6 | 2007005981 | 352 | 342
7 | 2007005981 | 353 | 343
8 | 2007005981 | 354 | 344
9 | 2007005981 | 355 | 345
10 | 2007005981 | 356.6667 | 346.6667
11 | 2007005981 | 358.3333 | 348.3333
12 | 2007005981 | 360 | 350
13 | 2007005981 | 363.6667 | 353.6667
14 | 2007005981 | 367.3333 | 357.3333
15 | 2007005981 | 371 | 361
16 | 2007005981 | 373.3333 | 363.3333
17 | 2007005981 | 375.6667 | 365.6667
18 | 2007005981 | 378 | 368
19 | 2007005981 | 378.6667 | 368.6667
20 | 2007005981 | 379.3333 | 369.3333
21 | 2007005981 | 380 | 370
22 | 2007005981 | 381.3333 | 371.3333
23 | 2007005981 | 382.6667 | 372.6667
24 | 2007005981 | 384 | 374
25 | 2007005981 | 385.3333 | 375.3333
26 | 2007005981 | 386.6667 | 376.6667
27 | 2007005981 | 388 | 378
28 | 2007005981 | 387 | 377
29 | 2007005981 | 386 | 376
30 | 2007005981 | 385 | 375
31 | 2007005981 | 383 | 373
32 | 2007005981 | 381 | 371
33 | 2007005981 | 379 | 369
34 | 2007005981 | 378.3333 | 368.3333
35 | 2007005981 | 377.6667 | 367.6667
36 | 2007005981 | 377 | 367
37 | 2007005981 | 377.3333 | 367.3333
38 | 2007005981 | 377.6667 | 367.6667
39 | 2007005981 | 378 | 368
40 | 2007005981 | 379.6667 | 369.6667
41 | 2007005981 | 381.3333 | 371.3333
42 | 2007005981 | 383 | 373
43 | 2007005981 | 385.3333 | 375.3333
44 | 2007005981 | 387.6667 | 377.6667
45 | 2007005981 | 390 | 380
46 | 2007005981 | 391.3333 | 381.3333
47 | 2007005981 | 392.6667 | 382.6667
48 | 2007005981 | 394 | 384
49 | 2007005981 | 393.3333 | 383.3333
50 | 2007005981 | 392.6667 | 382.6667
51 | 2007005981 | 392 | 382
52 | 2007005981 | 387.6667 | 377.6667
53 | 2007005981 | 383.3333 | 373.3333
54 | 2007005981 | 379 | 369
55 | 2007005981 | 372.3333 | 362.3333
56 | 2007005981 | 365.6667 | 355.6667
57 | 2007005981 | 359 | 349
58 | 2007005981 | 353.6667 | 343.6667
59 | 2007005981 | 348.3333 | 338.3333
60 | 2007005981 | 343 | 333
61 | 2007005981 | 338.3333 | 328.3333
62 | 2007005981 | 333.6667 | 323.6667
63 | 2007005981 | 329 | 319
64 | 2007005981 | 326 | 316
65 | 2007005981 | 323 | 313
66 | 2007005981 | 320 | 310
67 | 2007005981 | 318.3333 | 308.3333
68 | 2007005981 | 316.6667 | 306.6667
69 | 2007005981 | 315 | 305
70 | 2007005981 | 315.3333 | 305.3333
71 | 2007005981 | 315.6667 | 305.6667
72 | 2007005981 | 316 | 306
73 | 2007005981 | 316.3333 | 306.3333
74 | 2007005981 | 316.6667 | 306.6667
75 | 2007005981 | 317 | 307
76 | 2007005981 | 316.3333 | 306.3333
77 | 2007005981 | 315.6667 | 305.6667
78 | 2007005981 | 315 | 305
79 | 2007005981 | 314.6667 | 304.6667
80 | 2007005981 | 314.3333 | 304.3333
81 | 2007005981 | 314 | 304
82 | 2007005981 | 316.3333 | 306.3333
83 | 2007005981 | 318.6667 | 308.6667
84 | 2007005981 | 321 | 311
85 | 2007005981 | 323.3333 | 313.3333
86 | 2007005981 | 325.6667 | 315.6667
87 | 2007005981 | 328 | 318
88 | 2007005981 | 328.3333 | 318.3333
89 | 2007005981 | 328.6667 | 318.6667
90 | 2007005981 | 329 | 339
91 | 2007005981 | 329 | 339
92 | 2007005981 | 329 | 339
93 | 2007005981 | 329 | 339
94 | 2007005981 | 328.6667 | 338.6667
95 | 2007005981 | 328.3333 | 338.3333
96 | 2007005981 | 328 | 338
97 | 2007005981 | 327.6667 | 337.6667
98 | 2007005981 | 327.3333 | 337.3333
99 | 2007005981 | 327 | 337
100 | 2007005981 | 328.6667 | 338.6667
101 | 2007005981 | 330.3333 | 340.3333
102 | 2007005981 | 332 | 342
103 | 2007005981 | 334.3333 | 344.3333
104 | 2007005981 | 336.6667 | 346.6667
105 | 2007005981 | 339 | 349
106 | 2007005981 | 339.3333 | 349.3333
107 | 2007005981 | 339.6667 | 349.6667
108 | 2007005981 | 340 | 350
109 | 2007005981 | 342.3333 | 352.3333
110 | 2007005981 | 344.6667 | 354.6667
111 | 2007005981 | 347 | 357
112 | 2007005981 | 349.6667 | 359.6667
113 | 2007005981 | 352.3333 | 362.3333
114 | 2007005981 | 355 | 365
115 | 2007005981 | 360.3333 | 370.3333
116 | 2007005981 | 365.6667 | 375.6667
117 | 2007005981 | 371 | 381
118 | 2007005981 | 373.6667 | 383.6667
119 | 2007005981 | 376.3333 | 386.3333
120 | 2007005981 | 379 | 389
121 | 2007005981 | 383.3333 | 393.3333
122 | 2007005981 | 387.6667 | 377.6667
123 | 2007005981 | 392 | 382
124 | 2007005981 | 395.3333 | 385.3333
125 | 2007005981 | 398.6667 | 388.6667
126 | 2007005981 | 402 | 392
127 | 2007005981 | 404.3333 | 394.3333
128 | 2007005981 | 406.6667 | 396.6667
129 | 2007005981 | 409 | 399
130 | 2007005981 | 409 | 399
131 | 2007005981 | 409 | 399
132 | 2007005981 | 409 | 399
133 | 2007005981 | 408.3333 | 398.3333
134 | 2007005981 | 407.6667 | 397.6667
135 | 2007005981 | 407 | 397
136 | 2007005981 | 407 | 397
137 | 2007005981 | 407 | 397
138 | 2007005981 | 407 | 397
139 | 2007005981 | 407 | 397
140 | 2007005981 | 407 | 397
141 | 2007005981 | 407 | 397
142 | 2007005981 | 406 | 396
143 | 2007005981 | 405 | 395
0 | 2009010205 | 343 | 333
1 | 2009010205 | 344 | 334
2 | 2009010205 | 345 | 335
3 | 2009010205 | 346 | 336
4 | 2009010205 | 348 | 338
5 | 2009010205 | 350 | 340
6 | 2009010205 | 352 | 342
7 | 2009010205 | 353 | 343
8 | 2009010205 | 354 | 344
9 | 2009010205 | 355 | 345
10 | 2009010205 | 356.6667 | 346.6667
11 | 2009010205 | 358.3333 | 348.3333
12 | 2009010205 | 360 | 350
13 | 2009010205 | 363.6667 | 353.6667
14 | 2009010205 | 367.3333 | 357.3333
15 | 2009010205 | 371 | 361
16 | 2009010205 | 373.3333 | 363.3333
17 | 2009010205 | 375.6667 | 365.6667
18 | 2009010205 | 378 | 368
19 | 2009010205 | 378.6667 | 368.6667
20 | 2009010205 | 379.3333 | 369.3333
21 | 2009010205 | 380 | 370
22 | 2009010205 | 381.3333 | 371.3333
23 | 2009010205 | 382.6667 | 372.6667
24 | 2009010205 | 384 | 374
25 | 2009010205 | 385.3333 | 375.3333
26 | 2009010205 | 386.6667 | 376.6667
27 | 2009010205 | 388 | 378
28 | 2009010205 | 387 | 377
29 | 2009010205 | 386 | 376
30 | 2009010205 | 385 | 375
31 | 2009010205 | 383 | 373
32 | 2009010205 | 381 | 371
33 | 2009010205 | 379 | 369
34 | 2009010205 | 378.3333 | 368.3333
35 | 2009010205 | 377.6667 | 367.6667
36 | 2009010205 | 377 | 367
37 | 2009010205 | 377.3333 | 367.3333
38 | 2009010205 | 377.6667 | 367.6667
39 | 2009010205 | 378 | 368
40 | 2009010205 | 379.6667 | 369.6667
41 | 2009010205 | 381.3333 | 371.3333
42 | 2009010205 | 383 | 373
43 | 2009010205 | 385.3333 | 375.3333
44 | 2009010205 | 387.6667 | 377.6667
45 | 2009010205 | 390 | 380
46 | 2009010205 | 391.3333 | 381.3333
47 | 2009010205 | 392.6667 | 382.6667
48 | 2009010205 | 394 | 384
49 | 2009010205 | 393.3333 | 383.3333
50 | 2009010205 | 392.6667 | 382.6667
51 | 2009010205 | 392 | 382
52 | 2009010205 | 387.6667 | 377.6667
53 | 2009010205 | 383.3333 | 373.3333
54 | 2009010205 | 379 | 369
55 | 2009010205 | 372.3333 | 362.3333
56 | 2009010205 | 365.6667 | 355.6667
57 | 2009010205 | 359 | 349
58 | 2009010205 | 353.6667 | 343.6667
59 | 2009010205 | 348.3333 | 338.3333
60 | 2009010205 | 343 | 333
61 | 2009010205 | 338.3333 | 328.3333
62 | 2009010205 | 333.6667 | 323.6667
63 | 2009010205 | 329 | 319
64 | 2009010205 | 326 | 316
65 | 2009010205 | 323 | 313
66 | 2009010205 | 320 | 310
67 | 2009010205 | 318.3333 | 308.3333
68 | 2009010205 | 316.6667 | 306.6667
69 | 2009010205 | 315 | 305
70 | 2009010205 | 315.3333 | 305.3333
71 | 2009010205 | 315.6667 | 305.6667
72 | 2009010205 | 316 | 306
73 | 2009010205 | 316.3333 | 306.3333
74 | 2009010205 | 316.6667 | 306.6667
75 | 2009010205 | 317 | 307
76 | 2009010205 | 316.3333 | 306.3333
77 | 2009010205 | 315.6667 | 305.6667
78 | 2009010205 | 315 | 305
79 | 2009010205 | 314.6667 | 304.6667
80 | 2009010205 | 314.3333 | 304.3333
81 | 2009010205 | 314 | 304
82 | 2009010205 | 316.3333 | 306.3333
83 | 2009010205 | 318.6667 | 308.6667
84 | 2009010205 | 321 | 311
85 | 2009010205 | 323.3333 | 313.3333
86 | 2009010205 | 325.6667 | 315.6667
87 | 2009010205 | 328 | 318
88 | 2009010205 | 328.3333 | 318.3333
89 | 2009010205 | 328.6667 | 318.6667
90 | 2009010205 | 329 | 339
91 | 2009010205 | 329 | 339
92 | 2009010205 | 329 | 339
93 | 2009010205 | 329 | 339
94 | 2009010205 | 328.6667 | 338.6667
95 | 2009010205 | 328.3333 | 338.3333
96 | 2009010205 | 328 | 338
97 | 2009010205 | 327.6667 | 337.6667
98 | 2009010205 | 327.3333 | 337.3333
99 | 2009010205 | 327 | 337
100 | 2009010205 | 328.6667 | 338.6667
101 | 2009010205 | 330.3333 | 340.3333
102 | 2009010205 | 332 | 342
103 | 2009010205 | 334.3333 | 344.3333
104 | 2009010205 | 336.6667 | 346.6667
105 | 2009010205 | 339 | 349
106 | 2009010205 | 339.3333 | 349.3333
107 | 2009010205 | 339.6667 | 349.6667
108 | 2009010205 | 340 | 350
109 | 2009010205 | 342.3333 | 352.3333
110 | 2009010205 | 344.6667 | 354.6667
111 | 2009010205 | 347 | 357
112 | 2009010205 | 349.6667 | 359.6667
113 | 2009010205 | 352.3333 | 362.3333
114 | 2009010205 | 355 | 365
115 | 2009010205 | 360.3333 | 370.3333
116 | 2009010205 | 365.6667 | 375.6667
117 | 2009010205 | 371 | 381
118 | 2009010205 | 373.6667 | 383.6667
119 | 2009010205 | 376.3333 | 386.3333
120 | 2009010205 | 379 | 389
121 | 2009010205 | 383.3333 | 393.3333
122 | 2009010205 | 387.6667 | 377.6667
123 | 2009010205 | 392 | 382
124 | 2009010205 | 395.3333 | 385.3333
125 | 2009010205 | 398.6667 | 388.6667
126 | 2009010205 | 402 | 392
127 | 2009010205 | 404.3333 | 394.3333
128 | 2009010205 | 406.6667 | 396.6667
129 | 2009010205 | 409 | 399
130 | 2009010205 | 409 | 399
131 | 2009010205 | 409 | 399
132 | 2009010205 | 409 | 399
133 | 2009010205 | 408.3333 | 398.3333
134 | 2009010205 | 407.6667 | 397.6667
135 | 2009010205 | 407 | 397
136 | 2009010205 | 407 | 397
137 | 2009010205 | 407 | 397
138 | 2009010205 | 407 | 397
139 | 2009010205 | 407 | 397
140 | 2009010205 | 407 | 397
141 | 2009010205 | 407 | 397
142 | 2009010205 | 406 | 396
143 | 2009010205 | 405 | 395
0 | 2006002580 | 343 | 333
1 | 2006002580 | 344 | 334
2 | 2006002580 | 345 | 335
3 | 2006002580 | 346 | 336
4 | 2006002580 | 348 | 338
5 | 2006002580 | 350 | 340
6 | 2006002580 | 352 | 342
7 | 2006002580 | 353 | 343
8 | 2006002580 | 354 | 344
9 | 2006002580 | 355 | 345
10 | 2006002580 | 356.6667 | 346.6667
11 | 2006002580 | 358.3333 | 348.3333
12 | 2006002580 | 360 | 350
13 | 2006002580 | 363.6667 | 353.6667
14 | 2006002580 | 367.3333 | 357.3333
15 | 2006002580 | 371 | 361
16 | 2006002580 | 373.3333 | 363.3333
17 | 2006002580 | 375.6667 | 365.6667
18 | 2006002580 | 378 | 368
19 | 2006002580 | 378.6667 | 368.6667
20 | 2006002580 | 379.3333 | 369.3333
21 | 2006002580 | 380 | 370
22 | 2006002580 | 381.3333 | 371.3333
23 | 2006002580 | 382.6667 | 372.6667
24 | 2006002580 | 384 | 374
25 | 2006002580 | 385.3333 | 375.3333
26 | 2006002580 | 386.6667 | 376.6667
27 | 2006002580 | 388 | 378
28 | 2006002580 | 387 | 377
29 | 2006002580 | 386 | 376
30 | 2006002580 | 385 | 375
31 | 2006002580 | 383 | 373
32 | 2006002580 | 381 | 371
33 | 2006002580 | 379 | 369
34 | 2006002580 | 378.3333 | 368.3333
35 | 2006002580 | 377.6667 | 367.6667
36 | 2006002580 | 377 | 367
37 | 2006002580 | 377.3333 | 367.3333
38 | 2006002580 | 377.6667 | 367.6667
39 | 2006002580 | 378 | 368
40 | 2006002580 | 379.6667 | 369.6667
41 | 2006002580 | 381.3333 | 371.3333
42 | 2006002580 | 383 | 373
43 | 2006002580 | 385.3333 | 375.3333
44 | 2006002580 | 387.6667 | 377.6667
45 | 2006002580 | 390 | 380
46 | 2006002580 | 391.3333 | 381.3333
47 | 2006002580 | 392.6667 | 382.6667
48 | 2006002580 | 394 | 384
49 | 2006002580 | 393.3333 | 383.3333
50 | 2006002580 | 392.6667 | 382.6667
51 | 2006002580 | 392 | 382
52 | 2006002580 | 387.6667 | 377.6667
53 | 2006002580 | 383.3333 | 373.3333
54 | 2006002580 | 379 | 369
55 | 2006002580 | 372.3333 | 362.3333
56 | 2006002580 | 365.6667 | 355.6667
57 | 2006002580 | 359 | 349
58 | 2006002580 | 353.6667 | 343.6667
59 | 2006002580 | 348.3333 | 338.3333
60 | 2006002580 | 343 | 333
61 | 2006002580 | 338.3333 | 328.3333
62 | 2006002580 | 333.6667 | 323.6667
63 | 2006002580 | 329 | 319
64 | 2006002580 | 326 | 316
65 | 2006002580 | 323 | 313
66 | 2006002580 | 320 | 310
67 | 2006002580 | 318.3333 | 308.3333
68 | 2006002580 | 316.6667 | 306.6667
69 | 2006002580 | 315 | 305
70 | 2006002580 | 315.3333 | 305.3333
71 | 2006002580 | 315.6667 | 305.6667
72 | 2006002580 | 316 | 306
73 | 2006002580 | 316.3333 | 306.3333
74 | 2006002580 | 316.6667 | 306.6667
75 | 2006002580 | 317 | 307
76 | 2006002580 | 316.3333 | 306.3333
77 | 2006002580 | 315.6667 | 305.6667
78 | 2006002580 | 315 | 305
79 | 2006002580 | 314.6667 | 304.6667
80 | 2006002580 | 314.3333 | 304.3333
81 | 2006002580 | 314 | 304
82 | 2006002580 | 316.3333 | 306.3333
83 | 2006002580 | 318.6667 | 308.6667
84 | 2006002580 | 321 | 311
85 | 2006002580 | 323.3333 | 313.3333
86 | 2006002580 | 325.6667 | 315.6667
87 | 2006002580 | 328 | 318
88 | 2006002580 | 328.3333 | 318.3333
89 | 2006002580 | 328.6667 | 318.6667
90 | 2006002580 | 329 | 339
91 | 2006002580 | 329 | 339
92 | 2006002580 | 329 | 339
93 | 2006002580 | 329 | 339
94 | 2006002580 | 328.6667 | 338.6667
95 | 2006002580 | 328.3333 | 338.3333
96 | 2006002580 | 328 | 338
97 | 2006002580 | 327.6667 | 337.6667
98 | 2006002580 | 327.3333 | 337.3333
99 | 2006002580 | 327 | 337
100 | 2006002580 | 328.6667 | 338.6667
101 | 2006002580 | 330.3333 | 340.3333
102 | 2006002580 | 332 | 342
103 | 2006002580 | 334.3333 | 344.3333
104 | 2006002580 | 336.6667 | 346.6667
105 | 2006002580 | 339 | 349
106 | 2006002580 | 339.3333 | 349.3333
107 | 2006002580 | 339.6667 | 349.6667
108 | 2006002580 | 340 | 350
109 | 2006002580 | 342.3333 | 352.3333
110 | 2006002580 | 344.6667 | 354.6667
111 | 2006002580 | 347 | 357
112 | 2006002580 | 349.6667 | 359.6667
113 | 2006002580 | 352.3333 | 362.3333
114 | 2006002580 | 355 | 365
115 | 2006002580 | 360.3333 | 370.3333
116 | 2006002580 | 365.6667 | 375.6667
117 | 2006002580 | 371 | 381
118 | 2006002580 | 373.6667 | 383.6667
119 | 2006002580 | 376.3333 | 386.3333
120 | 2006002580 | 379 | 389
121 | 2006002580 | 383.3333 | 393.3333
122 | 2006002580 | 387.6667 | 377.6667
123 | 2006002580 | 392 | 382
124 | 2006002580 | 395.3333 | 385.3333
125 | 2006002580 | 398.6667 | 388.6667
126 | 2006002580 | 402 | 392
127 | 2006002580 | 404.3333 | 394.3333
128 | 2006002580 | 406.6667 | 396.6667
129 | 2006002580 | 409 | 399
130 | 2006002580 | 409 | 399
131 | 2006002580 | 409 | 399
132 | 2006002580 | 409 | 399
133 | 2006002580 | 408.3333 | 398.3333
134 | 2006002580 | 407.6667 | 397.6667
135 | 2006002580 | 407 | 397
136 | 2006002580 | 407 | 397
137 | 2006002580 | 407 | 397
138 | 2006002580 | 407 | 397
139 | 2006002580 | 407 | 397
140 | 2006002580 | 407 | 397
141 | 2006002580 | 407 | 397
142 | 2006002580 | 406 | 396
143 | 2006002580 | 405 | 395
0 | 2008009992 | 343 | 333
1 | 2008009992 | 344 | 334
2 | 2008009992 | 345 | 335
3 | 2008009992 | 346 | 336
4 | 2008009992 | 348 | 338
5 | 2008009992 | 350 | 340
6 | 2008009992 | 352 | 342
7 | 2008009992 | 353 | 343
8 | 2008009992 | 354 | 344
9 | 2008009992 | 355 | 345
10 | 2008009992 | 356.6667 | 346.6667
11 | 2008009992 | 358.3333 | 348.3333
12 | 2008009992 | 360 | 350
13 | 2008009992 | 363.6667 | 353.6667
14 | 2008009992 | 367.3333 | 357.3333
15 | 2008009992 | 371 | 361
16 | 2008009992 | 373.3333 | 363.3333
17 | 2008009992 | 375.6667 | 365.6667
18 | 2008009992 | 378 | 368
19 | 2008009992 | 378.6667 | 368.6667
20 | 2008009992 | 379.3333 | 369.3333
21 | 2008009992 | 380 | 370
22 | 2008009992 | 381.3333 | 371.3333
23 | 2008009992 | 382.6667 | 372.6667
24 | 2008009992 | 384 | 374
25 | 2008009992 | 385.3333 | 375.3333
26 | 2008009992 | 386.6667 | 376.6667
27 | 2008009992 | 388 | 378
28 | 2008009992 | 387 | 377
29 | 2008009992 | 386 | 376
30 | 2008009992 | 385 | 375
31 | 2008009992 | 383 | 373
32 | 2008009992 | 381 | 371
33 | 2008009992 | 379 | 369
34 | 2008009992 | 378.3333 | 368.3333
35 | 2008009992 | 377.6667 | 367.6667
36 | 2008009992 | 377 | 367
37 | 2008009992 | 377.3333 | 367.3333
38 | 2008009992 | 377.6667 | 367.6667
39 | 2008009992 | 378 | 368
40 | 2008009992 | 379.6667 | 369.6667
41 | 2008009992 | 381.3333 | 371.3333
42 | 2008009992 | 383 | 373
43 | 2008009992 | 385.3333 | 375.3333
44 | 2008009992 | 387.6667 | 377.6667
45 | 2008009992 | 390 | 380
46 | 2008009992 | 391.3333 | 381.3333
47 | 2008009992 | 392.6667 | 382.6667
48 | 2008009992 | 394 | 384
49 | 2008009992 | 393.3333 | 383.3333
50 | 2008009992 | 392.6667 | 382.6667
51 | 2008009992 | 392 | 382
52 | 2008009992 | 387.6667 | 377.6667
53 | 2008009992 | 383.3333 | 373.3333
54 | 2008009992 | 379 | 369
55 | 2008009992 | 372.3333 | 362.3333
56 | 2008009992 | 365.6667 | 355.6667
57 | 2008009992 | 359 | 349
58 | 2008009992 | 353.6667 | 343.6667
59 | 2008009992 | 348.3333 | 338.3333
60 | 2008009992 | 343 | 333
61 | 2008009992 | 338.3333 | 328.3333
62 | 2008009992 | 333.6667 | 323.6667
63 | 2008009992 | 329 | 319
64 | 2008009992 | 326 | 316
65 | 2008009992 | 323 | 313
66 | 2008009992 | 320 | 310
67 | 2008009992 | 318.3333 | 308.3333
68 | 2008009992 | 316.6667 | 306.6667
69 | 2008009992 | 315 | 305
70 | 2008009992 | 315.3333 | 305.3333
71 | 2008009992 | 315.6667 | 305.6667
72 | 2008009992 | 316 | 306
73 | 2008009992 | 316.3333 | 306.3333
74 | 2008009992 | 316.6667 | 306.6667
75 | 2008009992 | 317 | 307
76 | 2008009992 | 316.3333 | 306.3333
77 | 2008009992 | 315.6667 | 305.6667
78 | 2008009992 | 315 | 305
79 | 2008009992 | 314.6667 | 304.6667
80 | 2008009992 | 314.3333 | 304.3333
81 | 2008009992 | 314 | 304
82 | 2008009992 | 316.3333 | 306.3333
83 | 2008009992 | 318.6667 | 308.6667
84 | 2008009992 | 321 | 311
85 | 2008009992 | 323.3333 | 313.3333
86 | 2008009992 | 325.6667 | 315.6667
87 | 2008009992 | 328 | 318
88 | 2008009992 | 328.3333 | 318.3333
89 | 2008009992 | 328.6667 | 318.6667
90 | 2008009992 | 329 | 339
91 | 2008009992 | 329 | 339
92 | 2008009992 | 329 | 339
93 | 2008009992 | 329 | 339
94 | 2008009992 | 328.6667 | 338.6667
95 | 2008009992 | 328.3333 | 338.3333
96 | 2008009992 | 328 | 338
97 | 2008009992 | 327.6667 | 337.6667
98 | 2008009992 | 327.3333 | 337.3333
99 | 2008009992 | 327 | 337
100 | 2008009992 | 328.6667 | 338.6667
101 | 2008009992 | 330.3333 | 340.3333
102 | 2008009992 | 332 | 342
103 | 2008009992 | 334.3333 | 344.3333
104 | 2008009992 | 336.6667 | 346.6667
105 | 2008009992 | 339 | 349
106 | 2008009992 | 339.3333 | 349.3333
107 | 2008009992 | 339.6667 | 349.6667
108 | 2008009992 | 340 | 350
109 | 2008009992 | 342.3333 | 352.3333
110 | 2008009992 | 344.6667 | 354.6667
111 | 2008009992 | 347 | 357
112 | 2008009992 | 349.6667 | 359.6667
113 | 2008009992 | 352.3333 | 362.3333
114 | 2008009992 | 355 | 365
115 | 2008009992 | 360.3333 | 370.3333
116 | 2008009992 | 365.6667 | 375.6667
117 | 2008009992 | 371 | 381
118 | 2008009992 | 373.6667 | 383.6667
119 | 2008009992 | 376.3333 | 386.3333
120 | 2008009992 | 379 | 389
121 | 2008009992 | 383.3333 | 393.3333
122 | 2008009992 | 387.6667 | 377.6667
123 | 2008009992 | 392 | 382
124 | 2008009992 | 395.3333 | 385.3333
125 | 2008009992 | 398.6667 | 388.6667
126 | 2008009992 | 402 | 392
127 | 2008009992 | 404.3333 | 394.3333
128 | 2008009992 | 406.6667 | 396.6667
129 | 2008009992 | 409 | 399
130 | 2008009992 | 409 | 399
131 | 2008009992 | 409 | 399
132 | 2008009992 | 409 | 399
133 | 2008009992 | 408.3333 | 398.3333
134 | 2008009992 | 407.6667 | 397.6667
135 | 2008009992 | 407 | 397
136 | 2008009992 | 407 | 397
137 | 2008009992 | 407 | 397
138 | 2008009992 | 407 | 397
139 | 2008009992 | 407 | 397
140 | 2008009992 | 407 | 397
141 | 2008009992 | 407 | 397
142 | 2008009992 | 406 | 396
143 | 2008009992 | 405 | 395
0 | 2003002950 | 343 | 333
1 | 2003002950 | 344 | 334
2 | 2003002950 | 345 | 335
3 | 2003002950 | 346 | 336
4 | 2003002950 | 348 | 338
5 | 2003002950 | 350 | 340
6 | 2003002950 | 352 | 342
7 | 2003002950 | 353 | 343
8 | 2003002950 | 354 | 344
9 | 2003002950 | 355 | 345
10 | 2003002950 | 356.6667 | 346.6667
11 | 2003002950 | 358.3333 | 348.3333
12 | 2003002950 | 360 | 350
13 | 2003002950 | 363.6667 | 353.6667
14 | 2003002950 | 367.3333 | 357.3333
15 | 2003002950 | 371 | 361
16 | 2003002950 | 373.3333 | 363.3333
17 | 2003002950 | 375.6667 | 365.6667
18 | 2003002950 | 378 | 368
19 | 2003002950 | 378.6667 | 368.6667
20 | 2003002950 | 379.3333 | 369.3333
21 | 2003002950 | 380 | 370
22 | 2003002950 | 381.3333 | 371.3333
23 | 2003002950 | 382.6667 | 372.6667
24 | 2003002950 | 384 | 374
25 | 2003002950 | 385.3333 | 375.3333
26 | 2003002950 | 386.6667 | 376.6667
27 | 2003002950 | 388 | 378
28 | 2003002950 | 387 | 377
29 | 2003002950 | 386 | 376
30 | 2003002950 | 385 | 375
31 | 2003002950 | 383 | 373
32 | 2003002950 | 381 | 371
33 | 2003002950 | 379 | 369
34 | 2003002950 | 378.3333 | 368.3333
35 | 2003002950 | 377.6667 | 367.6667
36 | 2003002950 | 377 | 367
37 | 2003002950 | 377.3333 | 367.3333
38 | 2003002950 | 377.6667 | 367.6667
39 | 2003002950 | 378 | 368
40 | 2003002950 | 379.6667 | 369.6667
41 | 2003002950 | 381.3333 | 371.3333
42 | 2003002950 | 383 | 373
43 | 2003002950 | 385.3333 | 375.3333
44 | 2003002950 | 387.6667 | 377.6667
45 | 2003002950 | 390 | 380
46 | 2003002950 | 391.3333 | 381.3333
47 | 2003002950 | 392.6667 | 382.6667
48 | 2003002950 | 394 | 384
49 | 2003002950 | 393.3333 | 383.3333
50 | 2003002950 | 392.6667 | 382.6667
51 | 2003002950 | 392 | 382
52 | 2003002950 | 387.6667 | 377.6667
53 | 2003002950 | 383.3333 | 373.3333
54 | 2003002950 | 379 | 369
55 | 2003002950 | 372.3333 | 362.3333
56 | 2003002950 | 365.6667 | 355.6667
57 | 2003002950 | 359 | 349
58 | 2003002950 | 353.6667 | 343.6667
59 | 2003002950 | 348.3333 | 338.3333
60 | 2003002950 | 343 | 333
61 | 2003002950 | 338.3333 | 328.3333
62 | 2003002950 | 333.6667 | 323.6667
63 | 2003002950 | 329 | 319
64 | 2003002950 | 326 | 316
65 | 2003002950 | 323 | 313
66 | 2003002950 | 320 | 310
67 | 2003002950 | 318.3333 | 308.3333
68 | 2003002950 | 316.6667 | 306.6667
69 | 2003002950 | 315 | 305
70 | 2003002950 | 315.3333 | 305.3333
71 | 2003002950 | 315.6667 | 305.6667
72 | 2003002950 | 316 | 306
73 | 2003002950 | 316.3333 | 306.3333
74 | 2003002950 | 316.6667 | 306.6667
75 | 2003002950 | 317 | 307
76 | 2003002950 | 316.3333 | 306.3333
77 | 2003002950 | 315.6667 | 305.6667
78 | 2003002950 | 315 | 305
79 | 2003002950 | 314.6667 | 304.6667
80 | 2003002950 | 314.3333 | 304.3333
81 | 2003002950 | 314 | 304
82 | 2003002950 | 316.3333 | 306.3333
83 | 2003002950 | 318.6667 | 308.6667
84 | 2003002950 | 321 | 311
85 | 2003002950 | 323.3333 | 313.3333
86 | 2003002950 | 325.6667 | 315.6667
87 | 2003002950 | 328 | 318
88 | 2003002950 | 328.3333 | 318.3333
89 | 2003002950 | 328.6667 | 318.6667
90 | 2003002950 | 329 | 339
91 | 2003002950 | 329 | 339
92 | 2003002950 | 329 | 339
93 | 2003002950 | 329 | 339
94 | 2003002950 | 328.6667 | 338.6667
95 | 2003002950 | 328.3333 | 338.3333
96 | 2003002950 | 328 | 338
97 | 2003002950 | 327.6667 | 337.6667
98 | 2003002950 | 327.3333 | 337.3333
99 | 2003002950 | 327 | 337
100 | 2003002950 | 328.6667 | 338.6667
101 | 2003002950 | 330.3333 | 340.3333
102 | 2003002950 | 332 | 342
103 | 2003002950 | 334.3333 | 344.3333
104 | 2003002950 | 336.6667 | 346.6667
105 | 2003002950 | 339 | 349
106 | 2003002950 | 339.3333 | 349.3333
107 | 2003002950 | 339.6667 | 349.6667
108 | 2003002950 | 340 | 350
109 | 2003002950 | 342.3333 | 352.3333
110 | 2003002950 | 344.6667 | 354.6667
111 | 2003002950 | 347 | 357
112 | 2003002950 | 349.6667 | 359.6667
113 | 2003002950 | 352.3333 | 362.3333
114 | 2003002950 | 355 | 365
115 | 2003002950 | 360.3333 | 370.3333
116 | 2003002950 | 365.6667 | 375.6667
117 | 2003002950 | 371 | 381
118 | 2003002950 | 373.6667 | 383.6667
119 | 2003002950 | 376.3333 | 386.3333
120 | 2003002950 | 379 | 389
121 | 2003002950 | 383.3333 | 393.3333
122 | 2003002950 | 387.6667 | 377.6667
123 | 2003002950 | 392 | 382
124 | 2003002950 | 395.3333 | 385.3333
125 | 2003002950 | 398.6667 | 388.6667
126 | 2003002950 | 402 | 392
127 | 2003002950 | 404.3333 | 394.3333
128 | 2003002950 | 406.6667 | 396.6667
129 | 2003002950 | 409 | 399
130 | 2003002950 | 409 | 399
131 | 2003002950 | 409 | 399
132 | 2003002950 | 409 | 399
133 | 2003002950 | 408.3333 | 398.3333
134 | 2003002950 | 407.6667 | 397.6667
135 | 2003002950 | 407 | 397
136 | 2003002950 | 407 | 397
137 | 2003002950 | 407 | 397
138 | 2003002950 | 407 | 397
139 | 2003002950 | 407 | 397
140 | 2003002950 | 407 | 397
141 | 2003002950 | 407 | 397
142 | 2003002950 | 406 | 396
143 | 2003002950 | 405 | 395
0 | 2009007298 | 343 | 333
1 | 2009007298 | 344 | 334
2 | 2009007298 | 345 | 335
3 | 2009007298 | 346 | 336
4 | 2009007298 | 348 | 338
5 | 2009007298 | 350 | 340
6 | 2009007298 | 352 | 342
7 | 2009007298 | 353 | 343
8 | 2009007298 | 354 | 344
9 | 2009007298 | 355 | 345
10 | 2009007298 | 356.6667 | 346.6667
11 | 2009007298 | 358.3333 | 348.3333
12 | 2009007298 | 360 | 350
13 | 2009007298 | 363.6667 | 353.6667
14 | 2009007298 | 367.3333 | 357.3333
15 | 2009007298 | 371 | 361
16 | 2009007298 | 373.3333 | 363.3333
17 | 2009007298 | 375.6667 | 365.6667
18 | 2009007298 | 378 | 368
19 | 2009007298 | 378.6667 | 368.6667
20 | 2009007298 | 379.3333 | 369.3333
21 | 2009007298 | 380 | 370
22 | 2009007298 | 381.3333 | 371.3333
23 | 2009007298 | 382.6667 | 372.6667
24 | 2009007298 | 384 | 374
25 | 2009007298 | 385.3333 | 375.3333
26 | 2009007298 | 386.6667 | 376.6667
27 | 2009007298 | 388 | 378
28 | 2009007298 | 387 | 377
29 | 2009007298 | 386 | 376
30 | 2009007298 | 385 | 375
31 | 2009007298 | 383 | 373
32 | 2009007298 | 381 | 371
33 | 2009007298 | 379 | 369
34 | 2009007298 | 378.3333 | 368.3333
35 | 2009007298 | 377.6667 | 367.6667
36 | 2009007298 | 377 | 367
37 | 2009007298 | 377.3333 | 367.3333
38 | 2009007298 | 377.6667 | 367.6667
39 | 2009007298 | 378 | 368
40 | 2009007298 | 379.6667 | 369.6667
41 | 2009007298 | 381.3333 | 371.3333
42 | 2009007298 | 383 | 373
43 | 2009007298 | 385.3333 | 375.3333
44 | 2009007298 | 387.6667 | 377.6667
45 | 2009007298 | 390 | 380
46 | 2009007298 | 391.3333 | 381.3333
47 | 2009007298 | 392.6667 | 382.6667
48 | 2009007298 | 394 | 384
49 | 2009007298 | 393.3333 | 383.3333
50 | 2009007298 | 392.6667 | 382.6667
51 | 2009007298 | 392 | 382
52 | 2009007298 | 387.6667 | 377.6667
53 | 2009007298 | 383.3333 | 373.3333
54 | 2009007298 | 379 | 369
55 | 2009007298 | 372.3333 | 362.3333
56 | 2009007298 | 365.6667 | 355.6667
57 | 2009007298 | 359 | 349
58 | 2009007298 | 353.6667 | 343.6667
59 | 2009007298 | 348.3333 | 338.3333
60 | 2009007298 | 343 | 333
61 | 2009007298 | 338.3333 | 328.3333
62 | 2009007298 | 333.6667 | 323.6667
63 | 2009007298 | 329 | 319
64 | 2009007298 | 326 | 316
65 | 2009007298 | 323 | 313
66 | 2009007298 | 320 | 310
67 | 2009007298 | 318.3333 | 308.3333
68 | 2009007298 | 316.6667 | 306.6667
69 | 2009007298 | 315 | 305
70 | 2009007298 | 315.3333 | 305.3333
71 | 2009007298 | 315.6667 | 305.6667
72 | 2009007298 | 316 | 306
73 | 2009007298 | 316.3333 | 306.3333
74 | 2009007298 | 316.6667 | 306.6667
75 | 2009007298 | 317 | 307
76 | 2009007298 | 316.3333 | 306.3333
77 | 2009007298 | 315.6667 | 305.6667
78 | 2009007298 | 315 | 305
79 | 2009007298 | 314.6667 | 304.6667
80 | 2009007298 | 314.3333 | 304.3333
81 | 2009007298 | 314 | 304
82 | 2009007298 | 316.3333 | 306.3333
83 | 2009007298 | 318.6667 | 308.6667
84 | 2009007298 | 321 | 311
85 | 2009007298 | 323.3333 | 313.3333
86 | 2009007298 | 325.6667 | 315.6667
87 | 2009007298 | 328 | 318
88 | 2009007298 | 328.3333 | 318.3333
89 | 2009007298 | 328.6667 | 318.6667
90 | 2009007298 | 329 | 339
91 | 2009007298 | 329 | 339
92 | 2009007298 | 329 | 339
93 | 2009007298 | 329 | 339
94 | 2009007298 | 328.6667 | 338.6667
95 | 2009007298 | 328.3333 | 338.3333
96 | 2009007298 | 328 | 338
97 | 2009007298 | 327.6667 | 337.6667
98 | 2009007298 | 327.3333 | 337.3333
99 | 2009007298 | 327 | 337
100 | 2009007298 | 328.6667 | 338.6667
101 | 2009007298 | 330.3333 | 340.3333
102 | 2009007298 | 332 | 342
103 | 2009007298 | 334.3333 | 344.3333
104 | 2009007298 | 336.6667 | 346.6667
105 | 2009007298 | 339 | 349
106 | 2009007298 | 339.3333 | 349.3333
107 | 2009007298 | 339.6667 | 349.6667
108 | 2009007298 | 340 | 350
109 | 2009007298 | 342.3333 | 352.3333
110 | 2009007298 | 344.6667 | 354.6667
111 | 2009007298 | 347 | 357
112 | 2009007298 | 349.6667 | 359.6667
113 | 2009007298 | 352.3333 | 362.3333
114 | 2009007298 | 355 | 365
115 | 2009007298 | 360.3333 | 370.3333
116 | 2009007298 | 365.6667 | 375.6667
117 | 2009007298 | 371 | 381
118 | 2009007298 | 373.6667 | 383.6667
119 | 2009007298 | 376.3333 | 386.3333
120 | 2009007298 | 379 | 389
121 | 2009007298 | 383.3333 | 393.3333
122 | 2009007298 | 387.6667 | 377.6667
123 | 2009007298 | 392 | 382
124 | 2009007298 | 395.3333 | 385.3333
125 | 2009007298 | 398.6667 | 388.6667
126 | 2009007298 | 402 | 392
127 | 2009007298 | 404.3333 | 394.3333
128 | 2009007298 | 406.6667 | 396.6667
129 | 2009007298 | 409 | 399
130 | 2009007298 | 409 | 399
131 | 2009007298 | 409 | 399
132 | 2009007298 | 409 | 399
133 | 2009007298 | 408.3333 | 398.3333
134 | 2009007298 | 407.6667 | 397.6667
135 | 2009007298 | 407 | 397
136 | 2009007298 | 407 | 397
137 | 2009007298 | 407 | 397
138 | 2009007298 | 407 | 397
139 | 2009007298 | 407 | 397
140 | 2009007298 | 407 | 397
141 | 2009007298 | 407 | 397
142 | 2009007298 | 406 | 396
143 | 2009007298 | 405 | 395
0 | 2009008635 | 343 | 333
1 | 2009008635 | 344 | 334
2 | 2009008635 | 345 | 335
3 | 2009008635 | 346 | 336
4 | 2009008635 | 348 | 338
5 | 2009008635 | 350 | 340
6 | 2009008635 | 352 | 342
7 | 2009008635 | 353 | 343
8 | 2009008635 | 354 | 344
9 | 2009008635 | 355 | 345
10 | 2009008635 | 356.6667 | 346.6667
11 | 2009008635 | 358.3333 | 348.3333
12 | 2009008635 | 360 | 350
13 | 2009008635 | 363.6667 | 353.6667
14 | 2009008635 | 367.3333 | 357.3333
15 | 2009008635 | 371 | 361
16 | 2009008635 | 373.3333 | 363.3333
17 | 2009008635 | 375.6667 | 365.6667
18 | 2009008635 | 378 | 368
19 | 2009008635 | 378.6667 | 368.6667
20 | 2009008635 | 379.3333 | 369.3333
21 | 2009008635 | 380 | 370
22 | 2009008635 | 381.3333 | 371.3333
23 | 2009008635 | 382.6667 | 372.6667
24 | 2009008635 | 384 | 374
25 | 2009008635 | 385.3333 | 375.3333
26 | 2009008635 | 386.6667 | 376.6667
27 | 2009008635 | 388 | 378
28 | 2009008635 | 387 | 377
29 | 2009008635 | 386 | 376
30 | 2009008635 | 385 | 375
31 | 2009008635 | 383 | 373
32 | 2009008635 | 381 | 371
33 | 2009008635 | 379 | 369
34 | 2009008635 | 378.3333 | 368.3333
35 | 2009008635 | 377.6667 | 367.6667
36 | 2009008635 | 377 | 367
37 | 2009008635 | 377.3333 | 367.3333
38 | 2009008635 | 377.6667 | 367.6667
39 | 2009008635 | 378 | 368
40 | 2009008635 | 379.6667 | 369.6667
41 | 2009008635 | 381.3333 | 371.3333
42 | 2009008635 | 383 | 373
43 | 2009008635 | 385.3333 | 375.3333
44 | 2009008635 | 387.6667 | 377.6667
45 | 2009008635 | 390 | 380
46 | 2009008635 | 391.3333 | 381.3333
47 | 2009008635 | 392.6667 | 382.6667
48 | 2009008635 | 394 | 384
49 | 2009008635 | 393.3333 | 383.3333
50 | 2009008635 | 392.6667 | 382.6667
51 | 2009008635 | 392 | 382
52 | 2009008635 | 387.6667 | 377.6667
53 | 2009008635 | 383.3333 | 373.3333
54 | 2009008635 | 379 | 369
55 | 2009008635 | 372.3333 | 362.3333
56 | 2009008635 | 365.6667 | 355.6667
57 | 2009008635 | 359 | 349
58 | 2009008635 | 353.6667 | 343.6667
59 | 2009008635 | 348.3333 | 338.3333
60 | 2009008635 | 343 | 333
61 | 2009008635 | 338.3333 | 328.3333
62 | 2009008635 | 333.6667 | 323.6667
63 | 2009008635 | 329 | 319
64 | 2009008635 | 326 | 316
65 | 2009008635 | 323 | 313
66 | 2009008635 | 320 | 310
67 | 2009008635 | 318.3333 | 308.3333
68 | 2009008635 | 316.6667 | 306.6667
69 | 2009008635 | 315 | 305
70 | 2009008635 | 315.3333 | 305.3333
71 | 2009008635 | 315.6667 | 305.6667
72 | 2009008635 | 316 | 306
73 | 2009008635 | 316.3333 | 306.3333
74 | 2009008635 | 316.6667 | 306.6667
75 | 2009008635 | 317 | 307
76 | 2009008635 | 316.3333 | 306.3333
77 | 2009008635 | 315.6667 | 305.6667
78 | 2009008635 | 315 | 305
79 | 2009008635 | 314.6667 | 304.6667
80 | 2009008635 | 314.3333 | 304.3333
81 | 2009008635 | 314 | 304
82 | 2009008635 | 316.3333 | 306.3333
83 | 2009008635 | 318.6667 | 308.6667
84 | 2009008635 | 321 | 311
85 | 2009008635 | 323.3333 | 313.3333
86 | 2009008635 | 325.6667 | 315.6667
87 | 2009008635 | 328 | 318
88 | 2009008635 | 328.3333 | 318.3333
89 | 2009008635 | 328.6667 | 318.6667
90 | 2009008635 | 329 | 339
91 | 2009008635 | 329 | 339
92 | 2009008635 | 329 | 339
93 | 2009008635 | 329 | 339
94 | 2009008635 | 328.6667 | 338.6667
95 | 2009008635 | 328.3333 | 338.3333
96 | 2009008635 | 328 | 338
97 | 2009008635 | 327.6667 | 337.6667
98 | 2009008635 | 327.3333 | 337.3333
99 | 2009008635 | 327 | 337
100 | 2009008635 | 328.6667 | 338.6667
101 | 2009008635 | 330.3333 | 340.3333
102 | 2009008635 | 332 | 342
103 | 2009008635 | 334.3333 | 344.3333
104 | 2009008635 | 336.6667 | 346.6667
105 | 2009008635 | 339 | 349
106 | 2009008635 | 339.3333 | 349.3333
107 | 2009008635 | 339.6667 | 349.6667
108 | 2009008635 | 340 | 350
109 | 2009008635 | 342.3333 | 352.3333
110 | 2009008635 | 344.6667 | 354.6667
111 | 2009008635 | 347 | 357
112 | 2009008635 | 349.6667 | 359.6667
113 | 2009008635 | 352.3333 | 362.3333
114 | 2009008635 | 355 | 365
115 | 2009008635 | 360.3333 | 370.3333
116 | 2009008635 | 365.6667 | 375.6667
117 | 2009008635 | 371 | 381
118 | 2009008635 | 373.6667 | 383.6667
119 | 2009008635 | 376.3333 | 386.3333
120 | 2009008635 | 379 | 389
121 | 2009008635 | 383.3333 | 393.3333
122 | 2009008635 | 387.6667 | 377.6667
123 | 2009008635 | 392 | 382
124 | 2009008635 | 395.3333 | 385.3333
125 | 2009008635 | 398.6667 | 388.6667
126 | 2009008635 | 402 | 392
127 | 2009008635 | 404.3333 | 394.3333
128 | 2009008635 | 406.6667 | 396.6667
129 | 2009008635 | 409 | 399
130 | 2009008635 | 409 | 399
131 | 2009008635 | 409 | 399
132 | 2009008635 | 409 | 399
133 | 2009008635 | 408.3333 | 398.3333
134 | 2009008635 | 407.6667 | 397.6667
135 | 2009008635 | 407 | 397
136 | 2009008635 | 407 | 397
137 | 2009008635 | 407 | 397
138 | 2009008635 | 407 | 397
139 | 2009008635 | 407 | 397
140 | 2009008635 | 407 | 397
141 | 2009008635 | 407 | 397
142 | 2009008635 | 406 | 396
143 | 2009008635 | 405 | 395
0 | 2005008605 | 343 | 333
1 | 2005008605 | 344 | 334
2 | 2005008605 | 345 | 335
3 | 2005008605 | 346 | 336
4 | 2005008605 | 348 | 338
5 | 2005008605 | 350 | 340
6 | 2005008605 | 352 | 342
7 | 2005008605 | 353 | 343
8 | 2005008605 | 354 | 344
9 | 2005008605 | 355 | 345
10 | 2005008605 | 356.6667 | 346.6667
11 | 2005008605 | 358.3333 | 348.3333
12 | 2005008605 | 360 | 350
13 | 2005008605 | 363.6667 | 353.6667
14 | 2005008605 | 367.3333 | 357.3333
15 | 2005008605 | 371 | 361
16 | 2005008605 | 373.3333 | 363.3333
17 | 2005008605 | 375.6667 | 365.6667
18 | 2005008605 | 378 | 368
19 | 2005008605 | 378.6667 | 368.6667
20 | 2005008605 | 379.3333 | 369.3333
21 | 2005008605 | 380 | 370
22 | 2005008605 | 381.3333 | 371.3333
23 | 2005008605 | 382.6667 | 372.6667
24 | 2005008605 | 384 | 374
25 | 2005008605 | 385.3333 | 375.3333
26 | 2005008605 | 386.6667 | 376.6667
27 | 2005008605 | 388 | 378
28 | 2005008605 | 387 | 377
29 | 2005008605 | 386 | 376
30 | 2005008605 | 385 | 375
31 | 2005008605 | 383 | 373
32 | 2005008605 | 381 | 371
33 | 2005008605 | 379 | 369
34 | 2005008605 | 378.3333 | 368.3333
35 | 2005008605 | 377.6667 | 367.6667
36 | 2005008605 | 377 | 367
37 | 2005008605 | 377.3333 | 367.3333
38 | 2005008605 | 377.6667 | 367.6667
39 | 2005008605 | 378 | 368
40 | 2005008605 | 379.6667 | 369.6667
41 | 2005008605 | 381.3333 | 371.3333
42 | 2005008605 | 383 | 373
43 | 2005008605 | 385.3333 | 375.3333
44 | 2005008605 | 387.6667 | 377.6667
45 | 2005008605 | 390 | 380
46 | 2005008605 | 391.3333 | 381.3333
47 | 2005008605 | 392.6667 | 382.6667
48 | 2005008605 | 394 | 384
49 | 2005008605 | 393.3333 | 383.3333
50 | 2005008605 | 392.6667 | 382.6667
51 | 2005008605 | 392 | 382
52 | 2005008605 | 387.6667 | 377.6667
53 | 2005008605 | 383.3333 | 373.3333
54 | 2005008605 | 379 | 369
55 | 2005008605 | 372.3333 | 362.3333
56 | 2005008605 | 365.6667 | 355.6667
57 | 2005008605 | 359 | 349
58 | 2005008605 | 353.6667 | 343.6667
59 | 2005008605 | 348.3333 | 338.3333
60 | 2005008605 | 343 | 333
61 | 2005008605 | 338.3333 | 328.3333
62 | 2005008605 | 333.6667 | 323.6667
63 | 2005008605 | 329 | 319
64 | 2005008605 | 326 | 316
65 | 2005008605 | 323 | 313
66 | 2005008605 | 320 | 310
67 | 2005008605 | 318.3333 | 308.3333
68 | 2005008605 | 316.6667 | 306.6667
69 | 2005008605 | 315 | 305
70 | 2005008605 | 315.3333 | 305.3333
71 | 2005008605 | 315.6667 | 305.6667
72 | 2005008605 | 316 | 306
73 | 2005008605 | 316.3333 | 306.3333
74 | 2005008605 | 316.6667 | 306.6667
75 | 2005008605 | 317 | 307
76 | 2005008605 | 316.3333 | 306.3333
77 | 2005008605 | 315.6667 | 305.6667
78 | 2005008605 | 315 | 305
79 | 2005008605 | 314.6667 | 304.6667
80 | 2005008605 | 314.3333 | 304.3333
81 | 2005008605 | 314 | 304
82 | 2005008605 | 316.3333 | 306.3333
83 | 2005008605 | 318.6667 | 308.6667
84 | 2005008605 | 321 | 311
85 | 2005008605 | 323.3333 | 313.3333
86 | 2005008605 | 325.6667 | 315.6667
87 | 2005008605 | 328 | 318
88 | 2005008605 | 328.3333 | 318.3333
89 | 2005008605 | 328.6667 | 318.6667
90 | 2005008605 | 329 | 339
91 | 2005008605 | 329 | 339
92 | 2005008605 | 329 | 339
93 | 2005008605 | 329 | 339
94 | 2005008605 | 328.6667 | 338.6667
95 | 2005008605 | 328.3333 | 338.3333
96 | 2005008605 | 328 | 338
97 | 2005008605 | 327.6667 | 337.6667
98 | 2005008605 | 327.3333 | 337.3333
99 | 2005008605 | 327 | 337
100 | 2005008605 | 328.6667 | 338.6667
101 | 2005008605 | 330.3333 | 340.3333
102 | 2005008605 | 332 | 342
103 | 2005008605 | 334.3333 | 344.3333
104 | 2005008605 | 336.6667 | 346.6667
105 | 2005008605 | 339 | 349
106 | 2005008605 | 339.3333 | 349.3333
107 | 2005008605 | 339.6667 | 349.6667
108 | 2005008605 | 340 | 350
109 | 2005008605 | 342.3333 | 352.3333
110 | 2005008605 | 344.6667 | 354.6667
111 | 2005008605 | 347 | 357
112 | 2005008605 | 349.6667 | 359.6667
113 | 2005008605 | 352.3333 | 362.3333
114 | 2005008605 | 355 | 365
115 | 2005008605 | 360.3333 | 370.3333
116 | 2005008605 | 365.6667 | 375.6667
117 | 2005008605 | 371 | 381
118 | 2005008605 | 373.6667 | 383.6667
119 | 2005008605 | 376.3333 | 386.3333
120 | 2005008605 | 379 | 389
121 | 2005008605 | 383.3333 | 393.3333
122 | 2005008605 | 387.6667 | 377.6667
123 | 2005008605 | 392 | 382
124 | 2005008605 | 395.3333 | 385.3333
125 | 2005008605 | 398.6667 | 388.6667
126 | 2005008605 | 402 | 392
127 | 2005008605 | 404.3333 | 394.3333
128 | 2005008605 | 406.6667 | 396.6667
129 | 2005008605 | 409 | 399
130 | 2005008605 | 409 | 399
131 | 2005008605 | 409 | 399
132 | 2005008605 | 409 | 399
133 | 2005008605 | 408.3333 | 398.3333
134 | 2005008605 | 407.6667 | 397.6667
135 | 2005008605 | 407 | 397
136 | 2005008605 | 407 | 397
137 | 2005008605 | 407 | 397
138 | 2005008605 | 407 | 397
139 | 2005008605 | 407 | 397
140 | 2005008605 | 407 | 397
141 | 2005008605 | 407 | 397
142 | 2005008605 | 406 | 396
143 | 2005008605 | 405 | 395
0 | 2007007106 | 343 | 333
1 | 2007007106 | 344 | 334
2 | 2007007106 | 345 | 335
3 | 2007007106 | 346 | 336
4 | 2007007106 | 348 | 338
5 | 2007007106 | 350 | 340
6 | 2007007106 | 352 | 342
7 | 2007007106 | 353 | 343
8 | 2007007106 | 354 | 344
9 | 2007007106 | 355 | 345
10 | 2007007106 | 356.6667 | 346.6667
11 | 2007007106 | 358.3333 | 348.3333
12 | 2007007106 | 360 | 350
13 | 2007007106 | 363.6667 | 353.6667
14 | 2007007106 | 367.3333 | 357.3333
15 | 2007007106 | 371 | 361
16 | 2007007106 | 373.3333 | 363.3333
17 | 2007007106 | 375.6667 | 365.6667
18 | 2007007106 | 378 | 368
19 | 2007007106 | 378.6667 | 368.6667
20 | 2007007106 | 379.3333 | 369.3333
21 | 2007007106 | 380 | 370
22 | 2007007106 | 381.3333 | 371.3333
23 | 2007007106 | 382.6667 | 372.6667
24 | 2007007106 | 384 | 374
25 | 2007007106 | 385.3333 | 375.3333
26 | 2007007106 | 386.6667 | 376.6667
27 | 2007007106 | 388 | 378
28 | 2007007106 | 387 | 377
29 | 2007007106 | 386 | 376
30 | 2007007106 | 385 | 375
31 | 2007007106 | 383 | 373
32 | 2007007106 | 381 | 371
33 | 2007007106 | 379 | 369
34 | 2007007106 | 378.3333 | 368.3333
35 | 2007007106 | 377.6667 | 367.6667
36 | 2007007106 | 377 | 367
37 | 2007007106 | 377.3333 | 367.3333
38 | 2007007106 | 377.6667 | 367.6667
39 | 2007007106 | 378 | 368
40 | 2007007106 | 379.6667 | 369.6667
41 | 2007007106 | 381.3333 | 371.3333
42 | 2007007106 | 383 | 373
43 | 2007007106 | 385.3333 | 375.3333
44 | 2007007106 | 387.6667 | 377.6667
45 | 2007007106 | 390 | 380
46 | 2007007106 | 391.3333 | 381.3333
47 | 2007007106 | 392.6667 | 382.6667
48 | 2007007106 | 394 | 384
49 | 2007007106 | 393.3333 | 383.3333
50 | 2007007106 | 392.6667 | 382.6667
51 | 2007007106 | 392 | 382
52 | 2007007106 | 387.6667 | 377.6667
53 | 2007007106 | 383.3333 | 373.3333
54 | 2007007106 | 379 | 369
55 | 2007007106 | 372.3333 | 362.3333
56 | 2007007106 | 365.6667 | 355.6667
57 | 2007007106 | 359 | 349
58 | 2007007106 | 353.6667 | 343.6667
59 | 2007007106 | 348.3333 | 338.3333
60 | 2007007106 | 343 | 333
61 | 2007007106 | 338.3333 | 328.3333
62 | 2007007106 | 333.6667 | 323.6667
63 | 2007007106 | 329 | 319
64 | 2007007106 | 326 | 316
65 | 2007007106 | 323 | 313
66 | 2007007106 | 320 | 310
67 | 2007007106 | 318.3333 | 308.3333
68 | 2007007106 | 316.6667 | 306.6667
69 | 2007007106 | 315 | 305
70 | 2007007106 | 315.3333 | 305.3333
71 | 2007007106 | 315.6667 | 305.6667
72 | 2007007106 | 316 | 306
73 | 2007007106 | 316.3333 | 306.3333
74 | 2007007106 | 316.6667 | 306.6667
75 | 2007007106 | 317 | 307
76 | 2007007106 | 316.3333 | 306.3333
77 | 2007007106 | 315.6667 | 305.6667
78 | 2007007106 | 315 | 305
79 | 2007007106 | 314.6667 | 304.6667
80 | 2007007106 | 314.3333 | 304.3333
81 | 2007007106 | 314 | 304
82 | 2007007106 | 316.3333 | 306.3333
83 | 2007007106 | 318.6667 | 308.6667
84 | 2007007106 | 321 | 311
85 | 2007007106 | 323.3333 | 313.3333
86 | 2007007106 | 325.6667 | 315.6667
87 | 2007007106 | 328 | 318
88 | 2007007106 | 328.3333 | 318.3333
89 | 2007007106 | 328.6667 | 318.6667
90 | 2007007106 | 329 | 339
91 | 2007007106 | 329 | 339
92 | 2007007106 | 329 | 339
93 | 2007007106 | 329 | 339
94 | 2007007106 | 328.6667 | 338.6667
95 | 2007007106 | 328.3333 | 338.3333
96 | 2007007106 | 328 | 338
97 | 2007007106 | 327.6667 | 337.6667
98 | 2007007106 | 327.3333 | 337.3333
99 | 2007007106 | 327 | 337
100 | 2007007106 | 328.6667 | 338.6667
101 | 2007007106 | 330.3333 | 340.3333
102 | 2007007106 | 332 | 342
103 | 2007007106 | 334.3333 | 344.3333
104 | 2007007106 | 336.6667 | 346.6667
105 | 2007007106 | 339 | 349
106 | 2007007106 | 339.3333 | 349.3333
107 | 2007007106 | 339.6667 | 349.6667
108 | 2007007106 | 340 | 350
109 | 2007007106 | 342.3333 | 352.3333
110 | 2007007106 | 344.6667 | 354.6667
111 | 2007007106 | 347 | 357
112 | 2007007106 | 349.6667 | 359.6667
113 | 2007007106 | 352.3333 | 362.3333
114 | 2007007106 | 355 | 365
115 | 2007007106 | 360.3333 | 370.3333
116 | 2007007106 | 365.6667 | 375.6667
117 | 2007007106 | 371 | 381
118 | 2007007106 | 373.6667 | 383.6667
119 | 2007007106 | 376.3333 | 386.3333
120 | 2007007106 | 379 | 389
121 | 2007007106 | 383.3333 | 393.3333
122 | 2007007106 | 387.6667 | 377.6667
123 | 2007007106 | 392 | 382
124 | 2007007106 | 395.3333 | 385.3333
125 | 2007007106 | 398.6667 | 388.6667
126 | 2007007106 | 402 | 392
127 | 2007007106 | 404.3333 | 394.3333
128 | 2007007106 | 406.6667 | 396.6667
129 | 2007007106 | 409 | 399
130 | 2007007106 | 409 | 399
131 | 2007007106 | 409 | 399
132 | 2007007106 | 409 | 399
133 | 2007007106 | 408.3333 | 398.3333
134 | 2007007106 | 407.6667 | 397.6667
135 | 2007007106 | 407 | 397
136 | 2007007106 | 407 | 397
137 | 2007007106 | 407 | 397
138 | 2007007106 | 407 | 397
139 | 2007007106 | 407 | 397
140 | 2007007106 | 407 | 397
141 | 2007007106 | 407 | 397
142 | 2007007106 | 406 | 396
143 | 2007007106 | 405 | 395
0 | 2014001949 | 343 | 333
1 | 2014001949 | 344 | 334
2 | 2014001949 | 345 | 335
3 | 2014001949 | 346 | 336
4 | 2014001949 | 348 | 338
5 | 2014001949 | 350 | 340
6 | 2014001949 | 352 | 342
7 | 2014001949 | 353 | 343
8 | 2014001949 | 354 | 344
9 | 2014001949 | 355 | 345
10 | 2014001949 | 356.6667 | 346.6667
11 | 2014001949 | 358.3333 | 348.3333
12 | 2014001949 | 360 | 350
13 | 2014001949 | 363.6667 | 353.6667
14 | 2014001949 | 367.3333 | 357.3333
15 | 2014001949 | 371 | 361
16 | 2014001949 | 373.3333 | 363.3333
17 | 2014001949 | 375.6667 | 365.6667
18 | 2014001949 | 378 | 368
19 | 2014001949 | 378.6667 | 368.6667
20 | 2014001949 | 379.3333 | 369.3333
21 | 2014001949 | 380 | 370
22 | 2014001949 | 381.3333 | 371.3333
23 | 2014001949 | 382.6667 | 372.6667
24 | 2014001949 | 384 | 374
25 | 2014001949 | 385.3333 | 375.3333
26 | 2014001949 | 386.6667 | 376.6667
27 | 2014001949 | 388 | 378
28 | 2014001949 | 387 | 377
29 | 2014001949 | 386 | 376
30 | 2014001949 | 385 | 375
31 | 2014001949 | 383 | 373
32 | 2014001949 | 381 | 371
33 | 2014001949 | 379 | 369
34 | 2014001949 | 378.3333 | 368.3333
35 | 2014001949 | 377.6667 | 367.6667
36 | 2014001949 | 377 | 367
37 | 2014001949 | 377.3333 | 367.3333
38 | 2014001949 | 377.6667 | 367.6667
39 | 2014001949 | 378 | 368
40 | 2014001949 | 379.6667 | 369.6667
41 | 2014001949 | 381.3333 | 371.3333
42 | 2014001949 | 383 | 373
43 | 2014001949 | 385.3333 | 375.3333
44 | 2014001949 | 387.6667 | 377.6667
45 | 2014001949 | 390 | 380
46 | 2014001949 | 391.3333 | 381.3333
47 | 2014001949 | 392.6667 | 382.6667
48 | 2014001949 | 394 | 384
49 | 2014001949 | 393.3333 | 383.3333
50 | 2014001949 | 392.6667 | 382.6667
51 | 2014001949 | 392 | 382
52 | 2014001949 | 387.6667 | 377.6667
53 | 2014001949 | 383.3333 | 373.3333
54 | 2014001949 | 379 | 369
55 | 2014001949 | 372.3333 | 362.3333
56 | 2014001949 | 365.6667 | 355.6667
57 | 2014001949 | 359 | 349
58 | 2014001949 | 353.6667 | 343.6667
59 | 2014001949 | 348.3333 | 338.3333
60 | 2014001949 | 343 | 333
61 | 2014001949 | 338.3333 | 328.3333
62 | 2014001949 | 333.6667 | 323.6667
63 | 2014001949 | 329 | 319
64 | 2014001949 | 326 | 316
65 | 2014001949 | 323 | 313
66 | 2014001949 | 320 | 310
67 | 2014001949 | 318.3333 | 308.3333
68 | 2014001949 | 316.6667 | 306.6667
69 | 2014001949 | 315 | 305
70 | 2014001949 | 315.3333 | 305.3333
71 | 2014001949 | 315.6667 | 305.6667
72 | 2014001949 | 316 | 306
73 | 2014001949 | 316.3333 | 306.3333
74 | 2014001949 | 316.6667 | 306.6667
75 | 2014001949 | 317 | 307
76 | 2014001949 | 316.3333 | 306.3333
77 | 2014001949 | 315.6667 | 305.6667
78 | 2014001949 | 315 | 305
79 | 2014001949 | 314.6667 | 304.6667
80 | 2014001949 | 314.3333 | 304.3333
81 | 2014001949 | 314 | 304
82 | 2014001949 | 316.3333 | 306.3333
83 | 2014001949 | 318.6667 | 308.6667
84 | 2014001949 | 321 | 311
85 | 2014001949 | 323.3333 | 313.3333
86 | 2014001949 | 325.6667 | 315.6667
87 | 2014001949 | 328 | 318
88 | 2014001949 | 328.3333 | 318.3333
89 | 2014001949 | 328.6667 | 318.6667
90 | 2014001949 | 329 | 339
91 | 2014001949 | 329 | 339
92 | 2014001949 | 329 | 339
93 | 2014001949 | 329 | 339
94 | 2014001949 | 328.6667 | 338.6667
95 | 2014001949 | 328.3333 | 338.3333
96 | 2014001949 | 328 | 338
97 | 2014001949 | 327.6667 | 337.6667
98 | 2014001949 | 327.3333 | 337.3333
99 | 2014001949 | 327 | 337
100 | 2014001949 | 328.6667 | 338.6667
101 | 2014001949 | 330.3333 | 340.3333
102 | 2014001949 | 332 | 342
103 | 2014001949 | 334.3333 | 344.3333
104 | 2014001949 | 336.6667 | 346.6667
105 | 2014001949 | 339 | 349
106 | 2014001949 | 339.3333 | 349.3333
107 | 2014001949 | 339.6667 | 349.6667
108 | 2014001949 | 340 | 350
109 | 2014001949 | 342.3333 | 352.3333
110 | 2014001949 | 344.6667 | 354.6667
111 | 2014001949 | 347 | 357
112 | 2014001949 | 349.6667 | 359.6667
113 | 2014001949 | 352.3333 | 362.3333
114 | 2014001949 | 355 | 365
115 | 2014001949 | 360.3333 | 370.3333
116 | 2014001949 | 365.6667 | 375.6667
117 | 2014001949 | 371 | 381
118 | 2014001949 | 373.6667 | 383.6667
119 | 2014001949 | 376.3333 | 386.3333
120 | 2014001949 | 379 | 389
121 | 2014001949 | 383.3333 | 393.3333
122 | 2014001949 | 387.6667 | 377.6667
123 | 2014001949 | 392 | 382
124 | 2014001949 | 395.3333 | 385.3333
125 | 2014001949 | 398.6667 | 388.6667
126 | 2014001949 | 402 | 392
127 | 2014001949 | 404.3333 | 394.3333
128 | 2014001949 | 406.6667 | 396.6667
129 | 2014001949 | 409 | 399
130 | 2014001949 | 409 | 399
131 | 2014001949 | 409 | 399
132 | 2014001949 | 409 | 399
133 | 2014001949 | 408.3333 | 398.3333
134 | 2014001949 | 407.6667 | 397.6667
135 | 2014001949 | 407 | 397
136 | 2014001949 | 407 | 397
137 | 2014001949 | 407 | 397
138 | 2014001949 | 407 | 397
139 | 2014001949 | 407 | 397
140 | 2014001949 | 407 | 397
141 | 2014001949 | 407 | 397
142 | 2014001949 | 406 | 396
143 | 2014001949 | 405 | 395
0 | 2004004064 | 343 | 333
1 | 2004004064 | 344 | 334
2 | 2004004064 | 345 | 335
3 | 2004004064 | 346 | 336
4 | 2004004064 | 348 | 338
5 | 2004004064 | 350 | 340
6 | 2004004064 | 352 | 342
7 | 2004004064 | 353 | 343
8 | 2004004064 | 354 | 344
9 | 2004004064 | 355 | 345
10 | 2004004064 | 356.6667 | 346.6667
11 | 2004004064 | 358.3333 | 348.3333
12 | 2004004064 | 360 | 350
13 | 2004004064 | 363.6667 | 353.6667
14 | 2004004064 | 367.3333 | 357.3333
15 | 2004004064 | 371 | 361
16 | 2004004064 | 373.3333 | 363.3333
17 | 2004004064 | 375.6667 | 365.6667
18 | 2004004064 | 378 | 368
19 | 2004004064 | 378.6667 | 368.6667
20 | 2004004064 | 379.3333 | 369.3333
21 | 2004004064 | 380 | 370
22 | 2004004064 | 381.3333 | 371.3333
23 | 2004004064 | 382.6667 | 372.6667
24 | 2004004064 | 384 | 374
25 | 2004004064 | 385.3333 | 375.3333
26 | 2004004064 | 386.6667 | 376.6667
27 | 2004004064 | 388 | 378
28 | 2004004064 | 387 | 377
29 | 2004004064 | 386 | 376
30 | 2004004064 | 385 | 375
31 | 2004004064 | 383 | 373
32 | 2004004064 | 381 | 371
33 | 2004004064 | 379 | 369
34 | 2004004064 | 378.3333 | 368.3333
35 | 2004004064 | 377.6667 | 367.6667
36 | 2004004064 | 377 | 367
37 | 2004004064 | 377.3333 | 367.3333
38 | 2004004064 | 377.6667 | 367.6667
39 | 2004004064 | 378 | 368
40 | 2004004064 | 379.6667 | 369.6667
41 | 2004004064 | 381.3333 | 371.3333
42 | 2004004064 | 383 | 373
43 | 2004004064 | 385.3333 | 375.3333
44 | 2004004064 | 387.6667 | 377.6667
45 | 2004004064 | 390 | 380
46 | 2004004064 | 391.3333 | 381.3333
47 | 2004004064 | 392.6667 | 382.6667
48 | 2004004064 | 394 | 384
49 | 2004004064 | 393.3333 | 383.3333
50 | 2004004064 | 392.6667 | 382.6667
51 | 2004004064 | 392 | 382
52 | 2004004064 | 387.6667 | 377.6667
53 | 2004004064 | 383.3333 | 373.3333
54 | 2004004064 | 379 | 369
55 | 2004004064 | 372.3333 | 362.3333
56 | 2004004064 | 365.6667 | 355.6667
57 | 2004004064 | 359 | 349
58 | 2004004064 | 353.6667 | 343.6667
59 | 2004004064 | 348.3333 | 338.3333
60 | 2004004064 | 343 | 333
61 | 2004004064 | 338.3333 | 328.3333
62 | 2004004064 | 333.6667 | 323.6667
63 | 2004004064 | 329 | 319
64 | 2004004064 | 326 | 316
65 | 2004004064 | 323 | 313
66 | 2004004064 | 320 | 310
67 | 2004004064 | 318.3333 | 308.3333
68 | 2004004064 | 316.6667 | 306.6667
69 | 2004004064 | 315 | 305
70 | 2004004064 | 315.3333 | 305.3333
71 | 2004004064 | 315.6667 | 305.6667
72 | 2004004064 | 316 | 306
73 | 2004004064 | 316.3333 | 306.3333
74 | 2004004064 | 316.6667 | 306.6667
75 | 2004004064 | 317 | 307
76 | 2004004064 | 316.3333 | 306.3333
77 | 2004004064 | 315.6667 | 305.6667
78 | 2004004064 | 315 | 305
79 | 2004004064 | 314.6667 | 304.6667
80 | 2004004064 | 314.3333 | 304.3333
81 | 2004004064 | 314 | 304
82 | 2004004064 | 316.3333 | 306.3333
83 | 2004004064 | 318.6667 | 308.6667
84 | 2004004064 | 321 | 311
85 | 2004004064 | 323.3333 | 313.3333
86 | 2004004064 | 325.6667 | 315.6667
87 | 2004004064 | 328 | 318
88 | 2004004064 | 328.3333 | 318.3333
89 | 2004004064 | 328.6667 | 318.6667
90 | 2004004064 | 329 | 339
91 | 2004004064 | 329 | 339
92 | 2004004064 | 329 | 339
93 | 2004004064 | 329 | 339
94 | 2004004064 | 328.6667 | 338.6667
95 | 2004004064 | 328.3333 | 338.3333
96 | 2004004064 | 328 | 338
97 | 2004004064 | 327.6667 | 337.6667
98 | 2004004064 | 327.3333 | 337.3333
99 | 2004004064 | 327 | 337
100 | 2004004064 | 328.6667 | 338.6667
101 | 2004004064 | 330.3333 | 340.3333
102 | 2004004064 | 332 | 342
103 | 2004004064 | 334.3333 | 344.3333
104 | 2004004064 | 336.6667 | 346.6667
105 | 2004004064 | 339 | 349
106 | 2004004064 | 339.3333 | 349.3333
107 | 2004004064 | 339.6667 | 349.6667
108 | 2004004064 | 340 | 350
109 | 2004004064 | 342.3333 | 352.3333
110 | 2004004064 | 344.6667 | 354.6667
111 | 2004004064 | 347 | 357
112 | 2004004064 | 349.6667 | 359.6667
113 | 2004004064 | 352.3333 | 362.3333
114 | 2004004064 | 355 | 365
115 | 2004004064 | 360.3333 | 370.3333
116 | 2004004064 | 365.6667 | 375.6667
117 | 2004004064 | 371 | 381
118 | 2004004064 | 373.6667 | 383.6667
119 | 2004004064 | 376.3333 | 386.3333
120 | 2004004064 | 379 | 389
121 | 2004004064 | 383.3333 | 393.3333
122 | 2004004064 | 387.6667 | 377.6667
123 | 2004004064 | 392 | 382
124 | 2004004064 | 395.3333 | 385.3333
125 | 2004004064 | 398.6667 | 388.6667
126 | 2004004064 | 402 | 392
127 | 2004004064 | 404.3333 | 394.3333
128 | 2004004064 | 406.6667 | 396.6667
129 | 2004004064 | 409 | 399
130 | 2004004064 | 409 | 399
131 | 2004004064 | 409 | 399
132 | 2004004064 | 409 | 399
133 | 2004004064 | 408.3333 | 398.3333
134 | 2004004064 | 407.6667 | 397.6667
135 | 2004004064 | 407 | 397
136 | 2004004064 | 407 | 397
137 | 2004004064 | 407 | 397
138 | 2004004064 | 407 | 397
139 | 2004004064 | 407 | 397
140 | 2004004064 | 407 | 397
141 | 2004004064 | 407 | 397
142 | 2004004064 | 406 | 396
143 | 2004004064 | 405 | 395
0 | 2008001320 | 343 | 333
1 | 2008001320 | 344 | 334
2 | 2008001320 | 345 | 335
3 | 2008001320 | 346 | 336
4 | 2008001320 | 348 | 338
5 | 2008001320 | 350 | 340
6 | 2008001320 | 352 | 342
7 | 2008001320 | 353 | 343
8 | 2008001320 | 354 | 344
9 | 2008001320 | 355 | 345
10 | 2008001320 | 356.6667 | 346.6667
11 | 2008001320 | 358.3333 | 348.3333
12 | 2008001320 | 360 | 350
13 | 2008001320 | 363.6667 | 353.6667
14 | 2008001320 | 367.3333 | 357.3333
15 | 2008001320 | 371 | 361
16 | 2008001320 | 373.3333 | 363.3333
17 | 2008001320 | 375.6667 | 365.6667
18 | 2008001320 | 378 | 368
19 | 2008001320 | 378.6667 | 368.6667
20 | 2008001320 | 379.3333 | 369.3333
21 | 2008001320 | 380 | 370
22 | 2008001320 | 381.3333 | 371.3333
23 | 2008001320 | 382.6667 | 372.6667
24 | 2008001320 | 384 | 374
25 | 2008001320 | 385.3333 | 375.3333
26 | 2008001320 | 386.6667 | 376.6667
27 | 2008001320 | 388 | 378
28 | 2008001320 | 387 | 377
29 | 2008001320 | 386 | 376
30 | 2008001320 | 385 | 375
31 | 2008001320 | 383 | 373
32 | 2008001320 | 381 | 371
33 | 2008001320 | 379 | 369
34 | 2008001320 | 378.3333 | 368.3333
35 | 2008001320 | 377.6667 | 367.6667
36 | 2008001320 | 377 | 367
37 | 2008001320 | 377.3333 | 367.3333
38 | 2008001320 | 377.6667 | 367.6667
39 | 2008001320 | 378 | 368
40 | 2008001320 | 379.6667 | 369.6667
41 | 2008001320 | 381.3333 | 371.3333
42 | 2008001320 | 383 | 373
43 | 2008001320 | 385.3333 | 375.3333
44 | 2008001320 | 387.6667 | 377.6667
45 | 2008001320 | 390 | 380
46 | 2008001320 | 391.3333 | 381.3333
47 | 2008001320 | 392.6667 | 382.6667
48 | 2008001320 | 394 | 384
49 | 2008001320 | 393.3333 | 383.3333
50 | 2008001320 | 392.6667 | 382.6667
51 | 2008001320 | 392 | 382
52 | 2008001320 | 387.6667 | 377.6667
53 | 2008001320 | 383.3333 | 373.3333
54 | 2008001320 | 379 | 369
55 | 2008001320 | 372.3333 | 362.3333
56 | 2008001320 | 365.6667 | 355.6667
57 | 2008001320 | 359 | 349
58 | 2008001320 | 353.6667 | 343.6667
59 | 2008001320 | 348.3333 | 338.3333
60 | 2008001320 | 343 | 333
61 | 2008001320 | 338.3333 | 328.3333
62 | 2008001320 | 333.6667 | 323.6667
63 | 2008001320 | 329 | 319
64 | 2008001320 | 326 | 316
65 | 2008001320 | 323 | 313
66 | 2008001320 | 320 | 310
67 | 2008001320 | 318.3333 | 308.3333
68 | 2008001320 | 316.6667 | 306.6667
69 | 2008001320 | 315 | 305
70 | 2008001320 | 315.3333 | 305.3333
71 | 2008001320 | 315.6667 | 305.6667
72 | 2008001320 | 316 | 306
73 | 2008001320 | 316.3333 | 306.3333
74 | 2008001320 | 316.6667 | 306.6667
75 | 2008001320 | 317 | 307
76 | 2008001320 | 316.3333 | 306.3333
77 | 2008001320 | 315.6667 | 305.6667
78 | 2008001320 | 315 | 305
79 | 2008001320 | 314.6667 | 304.6667
80 | 2008001320 | 314.3333 | 304.3333
81 | 2008001320 | 314 | 304
82 | 2008001320 | 316.3333 | 306.3333
83 | 2008001320 | 318.6667 | 308.6667
84 | 2008001320 | 321 | 311
85 | 2008001320 | 323.3333 | 313.3333
86 | 2008001320 | 325.6667 | 315.6667
87 | 2008001320 | 328 | 318
88 | 2008001320 | 328.3333 | 318.3333
89 | 2008001320 | 328.6667 | 318.6667
90 | 2008001320 | 329 | 339
91 | 2008001320 | 329 | 339
92 | 2008001320 | 329 | 339
93 | 2008001320 | 329 | 339
94 | 2008001320 | 328.6667 | 338.6667
95 | 2008001320 | 328.3333 | 338.3333
96 | 2008001320 | 328 | 338
97 | 2008001320 | 327.6667 | 337.6667
98 | 2008001320 | 327.3333 | 337.3333
99 | 2008001320 | 327 | 337
100 | 2008001320 | 328.6667 | 338.6667
101 | 2008001320 | 330.3333 | 340.3333
102 | 2008001320 | 332 | 342
103 | 2008001320 | 334.3333 | 344.3333
104 | 2008001320 | 336.6667 | 346.6667
105 | 2008001320 | 339 | 349
106 | 2008001320 | 339.3333 | 349.3333
107 | 2008001320 | 339.6667 | 349.6667
108 | 2008001320 | 340 | 350
109 | 2008001320 | 342.3333 | 352.3333
110 | 2008001320 | 344.6667 | 354.6667
111 | 2008001320 | 347 | 357
112 | 2008001320 | 349.6667 | 359.6667
113 | 2008001320 | 352.3333 | 362.3333
114 | 2008001320 | 355 | 365
115 | 2008001320 | 360.3333 | 370.3333
116 | 2008001320 | 365.6667 | 375.6667
117 | 2008001320 | 371 | 381
118 | 2008001320 | 373.6667 | 383.6667
119 | 2008001320 | 376.3333 | 386.3333
120 | 2008001320 | 379 | 389
121 | 2008001320 | 383.3333 | 393.3333
122 | 2008001320 | 387.6667 | 377.6667
123 | 2008001320 | 392 | 382
124 | 2008001320 | 395.3333 | 385.3333
125 | 2008001320 | 398.6667 | 388.6667
126 | 2008001320 | 402 | 392
127 | 2008001320 | 404.3333 | 394.3333
128 | 2008001320 | 406.6667 | 396.6667
129 | 2008001320 | 409 | 399
130 | 2008001320 | 409 | 399
131 | 2008001320 | 409 | 399
132 | 2008001320 | 409 | 399
133 | 2008001320 | 408.3333 | 398.3333
134 | 2008001320 | 407.6667 | 397.6667
135 | 2008001320 | 407 | 397
136 | 2008001320 | 407 | 397
137 | 2008001320 | 407 | 397
138 | 2008001320 | 407 | 397
139 | 2008001320 | 407 | 397
140 | 2008001320 | 407 | 397
141 | 2008001320 | 407 | 397
142 | 2008001320 | 406 | 396
143 | 2008001320 | 405 | 395
0 | 2010000825 | 343 | 333
1 | 2010000825 | 344 | 334
2 | 2010000825 | 345 | 335
3 | 2010000825 | 346 | 336
4 | 2010000825 | 348 | 338
5 | 2010000825 | 350 | 340
6 | 2010000825 | 352 | 342
7 | 2010000825 | 353 | 343
8 | 2010000825 | 354 | 344
9 | 2010000825 | 355 | 345
10 | 2010000825 | 356.6667 | 346.6667
11 | 2010000825 | 358.3333 | 348.3333
12 | 2010000825 | 360 | 350
13 | 2010000825 | 363.6667 | 353.6667
14 | 2010000825 | 367.3333 | 357.3333
15 | 2010000825 | 371 | 361
16 | 2010000825 | 373.3333 | 363.3333
17 | 2010000825 | 375.6667 | 365.6667
18 | 2010000825 | 378 | 368
19 | 2010000825 | 378.6667 | 368.6667
20 | 2010000825 | 379.3333 | 369.3333
21 | 2010000825 | 380 | 370
22 | 2010000825 | 381.3333 | 371.3333
23 | 2010000825 | 382.6667 | 372.6667
24 | 2010000825 | 384 | 374
25 | 2010000825 | 385.3333 | 375.3333
26 | 2010000825 | 386.6667 | 376.6667
27 | 2010000825 | 388 | 378
28 | 2010000825 | 387 | 377
29 | 2010000825 | 386 | 376
30 | 2010000825 | 385 | 375
31 | 2010000825 | 383 | 373
32 | 2010000825 | 381 | 371
33 | 2010000825 | 379 | 369
34 | 2010000825 | 378.3333 | 368.3333
35 | 2010000825 | 377.6667 | 367.6667
36 | 2010000825 | 377 | 367
37 | 2010000825 | 377.3333 | 367.3333
38 | 2010000825 | 377.6667 | 367.6667
39 | 2010000825 | 378 | 368
40 | 2010000825 | 379.6667 | 369.6667
41 | 2010000825 | 381.3333 | 371.3333
42 | 2010000825 | 383 | 373
43 | 2010000825 | 385.3333 | 375.3333
44 | 2010000825 | 387.6667 | 377.6667
45 | 2010000825 | 390 | 380
46 | 2010000825 | 391.3333 | 381.3333
47 | 2010000825 | 392.6667 | 382.6667
48 | 2010000825 | 394 | 384
49 | 2010000825 | 393.3333 | 383.3333
50 | 2010000825 | 392.6667 | 382.6667
51 | 2010000825 | 392 | 382
52 | 2010000825 | 387.6667 | 377.6667
53 | 2010000825 | 383.3333 | 373.3333
54 | 2010000825 | 379 | 369
55 | 2010000825 | 372.3333 | 362.3333
56 | 2010000825 | 365.6667 | 355.6667
57 | 2010000825 | 359 | 349
58 | 2010000825 | 353.6667 | 343.6667
59 | 2010000825 | 348.3333 | 338.3333
60 | 2010000825 | 343 | 333
61 | 2010000825 | 338.3333 | 328.3333
62 | 2010000825 | 333.6667 | 323.6667
63 | 2010000825 | 329 | 319
64 | 2010000825 | 326 | 316
65 | 2010000825 | 323 | 313
66 | 2010000825 | 320 | 310
67 | 2010000825 | 318.3333 | 308.3333
68 | 2010000825 | 316.6667 | 306.6667
69 | 2010000825 | 315 | 305
70 | 2010000825 | 315.3333 | 305.3333
71 | 2010000825 | 315.6667 | 305.6667
72 | 2010000825 | 316 | 306
73 | 2010000825 | 316.3333 | 306.3333
74 | 2010000825 | 316.6667 | 306.6667
75 | 2010000825 | 317 | 307
76 | 2010000825 | 316.3333 | 306.3333
77 | 2010000825 | 315.6667 | 305.6667
78 | 2010000825 | 315 | 305
79 | 2010000825 | 314.6667 | 304.6667
80 | 2010000825 | 314.3333 | 304.3333
81 | 2010000825 | 314 | 304
82 | 2010000825 | 316.3333 | 306.3333
83 | 2010000825 | 318.6667 | 308.6667
84 | 2010000825 | 321 | 311
85 | 2010000825 | 323.3333 | 313.3333
86 | 2010000825 | 325.6667 | 315.6667
87 | 2010000825 | 328 | 318
88 | 2010000825 | 328.3333 | 318.3333
89 | 2010000825 | 328.6667 | 318.6667
90 | 2010000825 | 329 | 339
91 | 2010000825 | 329 | 339
92 | 2010000825 | 329 | 339
93 | 2010000825 | 329 | 339
94 | 2010000825 | 328.6667 | 338.6667
95 | 2010000825 | 328.3333 | 338.3333
96 | 2010000825 | 328 | 338
97 | 2010000825 | 327.6667 | 337.6667
98 | 2010000825 | 327.3333 | 337.3333
99 | 2010000825 | 327 | 337
100 | 2010000825 | 328.6667 | 338.6667
101 | 2010000825 | 330.3333 | 340.3333
102 | 2010000825 | 332 | 342
103 | 2010000825 | 334.3333 | 344.3333
104 | 2010000825 | 336.6667 | 346.6667
105 | 2010000825 | 339 | 349
106 | 2010000825 | 339.3333 | 349.3333
107 | 2010000825 | 339.6667 | 349.6667
108 | 2010000825 | 340 | 350
109 | 2010000825 | 342.3333 | 352.3333
110 | 2010000825 | 344.6667 | 354.6667
111 | 2010000825 | 347 | 357
112 | 2010000825 | 349.6667 | 359.6667
113 | 2010000825 | 352.3333 | 362.3333
114 | 2010000825 | 355 | 365
115 | 2010000825 | 360.3333 | 370.3333
116 | 2010000825 | 365.6667 | 375.6667
117 | 2010000825 | 371 | 381
118 | 2010000825 | 373.6667 | 383.6667
119 | 2010000825 | 376.3333 | 386.3333
120 | 2010000825 | 379 | 389
121 | 2010000825 | 383.3333 | 393.3333
122 | 2010000825 | 387.6667 | 377.6667
123 | 2010000825 | 392 | 382
124 | 2010000825 | 395.3333 | 385.3333
125 | 2010000825 | 398.6667 | 388.6667
126 | 2010000825 | 402 | 392
127 | 2010000825 | 404.3333 | 394.3333
128 | 2010000825 | 406.6667 | 396.6667
129 | 2010000825 | 409 | 399
130 | 2010000825 | 409 | 399
131 | 2010000825 | 409 | 399
132 | 2010000825 | 409 | 399
133 | 2010000825 | 408.3333 | 398.3333
134 | 2010000825 | 407.6667 | 397.6667
135 | 2010000825 | 407 | 397
136 | 2010000825 | 407 | 397
137 | 2010000825 | 407 | 397
138 | 2010000825 | 407 | 397
139 | 2010000825 | 407 | 397
140 | 2010000825 | 407 | 397
141 | 2010000825 | 407 | 397
142 | 2010000825 | 406 | 396
143 | 2010000825 | 405 | 395
0 | 2005001736 | 343 | 333
1 | 2005001736 | 344 | 334
2 | 2005001736 | 345 | 335
3 | 2005001736 | 346 | 336
4 | 2005001736 | 348 | 338
5 | 2005001736 | 350 | 340
6 | 2005001736 | 352 | 342
7 | 2005001736 | 353 | 343
8 | 2005001736 | 354 | 344
9 | 2005001736 | 355 | 345
10 | 2005001736 | 356.6667 | 346.6667
11 | 2005001736 | 358.3333 | 348.3333
12 | 2005001736 | 360 | 350
13 | 2005001736 | 363.6667 | 353.6667
14 | 2005001736 | 367.3333 | 357.3333
15 | 2005001736 | 371 | 361
16 | 2005001736 | 373.3333 | 363.3333
17 | 2005001736 | 375.6667 | 365.6667
18 | 2005001736 | 378 | 368
19 | 2005001736 | 378.6667 | 368.6667
20 | 2005001736 | 379.3333 | 369.3333
21 | 2005001736 | 380 | 370
22 | 2005001736 | 381.3333 | 371.3333
23 | 2005001736 | 382.6667 | 372.6667
24 | 2005001736 | 384 | 374
25 | 2005001736 | 385.3333 | 375.3333
26 | 2005001736 | 386.6667 | 376.6667
27 | 2005001736 | 388 | 378
28 | 2005001736 | 387 | 377
29 | 2005001736 | 386 | 376
30 | 2005001736 | 385 | 375
31 | 2005001736 | 383 | 373
32 | 2005001736 | 381 | 371
33 | 2005001736 | 379 | 369
34 | 2005001736 | 378.3333 | 368.3333
35 | 2005001736 | 377.6667 | 367.6667
36 | 2005001736 | 377 | 367
37 | 2005001736 | 377.3333 | 367.3333
38 | 2005001736 | 377.6667 | 367.6667
39 | 2005001736 | 378 | 368
40 | 2005001736 | 379.6667 | 369.6667
41 | 2005001736 | 381.3333 | 371.3333
42 | 2005001736 | 383 | 373
43 | 2005001736 | 385.3333 | 375.3333
44 | 2005001736 | 387.6667 | 377.6667
45 | 2005001736 | 390 | 380
46 | 2005001736 | 391.3333 | 381.3333
47 | 2005001736 | 392.6667 | 382.6667
48 | 2005001736 | 394 | 384
49 | 2005001736 | 393.3333 | 383.3333
50 | 2005001736 | 392.6667 | 382.6667
51 | 2005001736 | 392 | 382
52 | 2005001736 | 387.6667 | 377.6667
53 | 2005001736 | 383.3333 | 373.3333
54 | 2005001736 | 379 | 369
55 | 2005001736 | 372.3333 | 362.3333
56 | 2005001736 | 365.6667 | 355.6667
57 | 2005001736 | 359 | 349
58 | 2005001736 | 353.6667 | 343.6667
59 | 2005001736 | 348.3333 | 338.3333
60 | 2005001736 | 343 | 333
61 | 2005001736 | 338.3333 | 328.3333
62 | 2005001736 | 333.6667 | 323.6667
63 | 2005001736 | 329 | 319
64 | 2005001736 | 326 | 316
65 | 2005001736 | 323 | 313
66 | 2005001736 | 320 | 310
67 | 2005001736 | 318.3333 | 308.3333
68 | 2005001736 | 316.6667 | 306.6667
69 | 2005001736 | 315 | 305
70 | 2005001736 | 315.3333 | 305.3333
71 | 2005001736 | 315.6667 | 305.6667
72 | 2005001736 | 316 | 306
73 | 2005001736 | 316.3333 | 306.3333
74 | 2005001736 | 316.6667 | 306.6667
75 | 2005001736 | 317 | 307
76 | 2005001736 | 316.3333 | 306.3333
77 | 2005001736 | 315.6667 | 305.6667
78 | 2005001736 | 315 | 305
79 | 2005001736 | 314.6667 | 304.6667
80 | 2005001736 | 314.3333 | 304.3333
81 | 2005001736 | 314 | 304
82 | 2005001736 | 316.3333 | 306.3333
83 | 2005001736 | 318.6667 | 308.6667
84 | 2005001736 | 321 | 311
85 | 2005001736 | 323.3333 | 313.3333
86 | 2005001736 | 325.6667 | 315.6667
87 | 2005001736 | 328 | 318
88 | 2005001736 | 328.3333 | 318.3333
89 | 2005001736 | 328.6667 | 318.6667
90 | 2005001736 | 329 | 339
91 | 2005001736 | 329 | 339
92 | 2005001736 | 329 | 339
93 | 2005001736 | 329 | 339
94 | 2005001736 | 328.6667 | 338.6667
95 | 2005001736 | 328.3333 | 338.3333
96 | 2005001736 | 328 | 338
97 | 2005001736 | 327.6667 | 337.6667
98 | 2005001736 | 327.3333 | 337.3333
99 | 2005001736 | 327 | 337
100 | 2005001736 | 328.6667 | 338.6667
101 | 2005001736 | 330.3333 | 340.3333
102 | 2005001736 | 332 | 342
103 | 2005001736 | 334.3333 | 344.3333
104 | 2005001736 | 336.6667 | 346.6667
105 | 2005001736 | 339 | 349
106 | 2005001736 | 339.3333 | 349.3333
107 | 2005001736 | 339.6667 | 349.6667
108 | 2005001736 | 340 | 350
109 | 2005001736 | 342.3333 | 352.3333
110 | 2005001736 | 344.6667 | 354.6667
111 | 2005001736 | 347 | 357
112 | 2005001736 | 349.6667 | 359.6667
113 | 2005001736 | 352.3333 | 362.3333
114 | 2005001736 | 355 | 365
115 | 2005001736 | 360.3333 | 370.3333
116 | 2005001736 | 365.6667 | 375.6667
117 | 2005001736 | 371 | 381
118 | 2005001736 | 373.6667 | 383.6667
119 | 2005001736 | 376.3333 | 386.3333
120 | 2005001736 | 379 | 389
121 | 2005001736 | 383.3333 | 393.3333
122 | 2005001736 | 387.6667 | 377.6667
123 | 2005001736 | 392 | 382
124 | 2005001736 | 395.3333 | 385.3333
125 | 2005001736 | 398.6667 | 388.6667
126 | 2005001736 | 402 | 392
127 | 2005001736 | 404.3333 | 394.3333
128 | 2005001736 | 406.6667 | 396.6667
129 | 2005001736 | 409 | 399
130 | 2005001736 | 409 | 399
131 | 2005001736 | 409 | 399
132 | 2005001736 | 409 | 399
133 | 2005001736 | 408.3333 | 398.3333
134 | 2005001736 | 407.6667 | 397.6667
135 | 2005001736 | 407 | 397
136 | 2005001736 | 407 | 397
137 | 2005001736 | 407 | 397
138 | 2005001736 | 407 | 397
139 | 2005001736 | 407 | 397
140 | 2005001736 | 407 | 397
141 | 2005001736 | 407 | 397
142 | 2005001736 | 406 | 396
143 | 2005001736 | 405 | 395
0 | 2011006649 | 343 | 333
1 | 2011006649 | 344 | 334
2 | 2011006649 | 345 | 335
3 | 2011006649 | 346 | 336
4 | 2011006649 | 348 | 338
5 | 2011006649 | 350 | 340
6 | 2011006649 | 352 | 342
7 | 2011006649 | 353 | 343
8 | 2011006649 | 354 | 344
9 | 2011006649 | 355 | 345
10 | 2011006649 | 356.6667 | 346.6667
11 | 2011006649 | 358.3333 | 348.3333
12 | 2011006649 | 360 | 350
13 | 2011006649 | 363.6667 | 353.6667
14 | 2011006649 | 367.3333 | 357.3333
15 | 2011006649 | 371 | 361
16 | 2011006649 | 373.3333 | 363.3333
17 | 2011006649 | 375.6667 | 365.6667
18 | 2011006649 | 378 | 368
19 | 2011006649 | 378.6667 | 368.6667
20 | 2011006649 | 379.3333 | 369.3333
21 | 2011006649 | 380 | 370
22 | 2011006649 | 381.3333 | 371.3333
23 | 2011006649 | 382.6667 | 372.6667
24 | 2011006649 | 384 | 374
25 | 2011006649 | 385.3333 | 375.3333
26 | 2011006649 | 386.6667 | 376.6667
27 | 2011006649 | 388 | 378
28 | 2011006649 | 387 | 377
29 | 2011006649 | 386 | 376
30 | 2011006649 | 385 | 375
31 | 2011006649 | 383 | 373
32 | 2011006649 | 381 | 371
33 | 2011006649 | 379 | 369
34 | 2011006649 | 378.3333 | 368.3333
35 | 2011006649 | 377.6667 | 367.6667
36 | 2011006649 | 377 | 367
37 | 2011006649 | 377.3333 | 367.3333
38 | 2011006649 | 377.6667 | 367.6667
39 | 2011006649 | 378 | 368
40 | 2011006649 | 379.6667 | 369.6667
41 | 2011006649 | 381.3333 | 371.3333
42 | 2011006649 | 383 | 373
43 | 2011006649 | 385.3333 | 375.3333
44 | 2011006649 | 387.6667 | 377.6667
45 | 2011006649 | 390 | 380
46 | 2011006649 | 391.3333 | 381.3333
47 | 2011006649 | 392.6667 | 382.6667
48 | 2011006649 | 394 | 384
49 | 2011006649 | 393.3333 | 383.3333
50 | 2011006649 | 392.6667 | 382.6667
51 | 2011006649 | 392 | 382
52 | 2011006649 | 387.6667 | 377.6667
53 | 2011006649 | 383.3333 | 373.3333
54 | 2011006649 | 379 | 369
55 | 2011006649 | 372.3333 | 362.3333
56 | 2011006649 | 365.6667 | 355.6667
57 | 2011006649 | 359 | 349
58 | 2011006649 | 353.6667 | 343.6667
59 | 2011006649 | 348.3333 | 338.3333
60 | 2011006649 | 343 | 333
61 | 2011006649 | 338.3333 | 328.3333
62 | 2011006649 | 333.6667 | 323.6667
63 | 2011006649 | 329 | 319
64 | 2011006649 | 326 | 316
65 | 2011006649 | 323 | 313
66 | 2011006649 | 320 | 310
67 | 2011006649 | 318.3333 | 308.3333
68 | 2011006649 | 316.6667 | 306.6667
69 | 2011006649 | 315 | 305
70 | 2011006649 | 315.3333 | 305.3333
71 | 2011006649 | 315.6667 | 305.6667
72 | 2011006649 | 316 | 306
73 | 2011006649 | 316.3333 | 306.3333
74 | 2011006649 | 316.6667 | 306.6667
75 | 2011006649 | 317 | 307
76 | 2011006649 | 316.3333 | 306.3333
77 | 2011006649 | 315.6667 | 305.6667
78 | 2011006649 | 315 | 305
79 | 2011006649 | 314.6667 | 304.6667
80 | 2011006649 | 314.3333 | 304.3333
81 | 2011006649 | 314 | 304
82 | 2011006649 | 316.3333 | 306.3333
83 | 2011006649 | 318.6667 | 308.6667
84 | 2011006649 | 321 | 311
85 | 2011006649 | 323.3333 | 313.3333
86 | 2011006649 | 325.6667 | 315.6667
87 | 2011006649 | 328 | 318
88 | 2011006649 | 328.3333 | 318.3333
89 | 2011006649 | 328.6667 | 318.6667
90 | 2011006649 | 329 | 339
91 | 2011006649 | 329 | 339
92 | 2011006649 | 329 | 339
93 | 2011006649 | 329 | 339
94 | 2011006649 | 328.6667 | 338.6667
95 | 2011006649 | 328.3333 | 338.3333
96 | 2011006649 | 328 | 338
97 | 2011006649 | 327.6667 | 337.6667
98 | 2011006649 | 327.3333 | 337.3333
99 | 2011006649 | 327 | 337
100 | 2011006649 | 328.6667 | 338.6667
101 | 2011006649 | 330.3333 | 340.3333
102 | 2011006649 | 332 | 342
103 | 2011006649 | 334.3333 | 344.3333
104 | 2011006649 | 336.6667 | 346.6667
105 | 2011006649 | 339 | 349
106 | 2011006649 | 339.3333 | 349.3333
107 | 2011006649 | 339.6667 | 349.6667
108 | 2011006649 | 340 | 350
109 | 2011006649 | 342.3333 | 352.3333
110 | 2011006649 | 344.6667 | 354.6667
111 | 2011006649 | 347 | 357
112 | 2011006649 | 349.6667 | 359.6667
113 | 2011006649 | 352.3333 | 362.3333
114 | 2011006649 | 355 | 365
115 | 2011006649 | 360.3333 | 370.3333
116 | 2011006649 | 365.6667 | 375.6667
117 | 2011006649 | 371 | 381
118 | 2011006649 | 373.6667 | 383.6667
119 | 2011006649 | 376.3333 | 386.3333
120 | 2011006649 | 379 | 389
121 | 2011006649 | 383.3333 | 393.3333
122 | 2011006649 | 387.6667 | 377.6667
123 | 2011006649 | 392 | 382
124 | 2011006649 | 395.3333 | 385.3333
125 | 2011006649 | 398.6667 | 388.6667
126 | 2011006649 | 402 | 392
127 | 2011006649 | 404.3333 | 394.3333
128 | 2011006649 | 406.6667 | 396.6667
129 | 2011006649 | 409 | 399
130 | 2011006649 | 409 | 399
131 | 2011006649 | 409 | 399
132 | 2011006649 | 409 | 399
133 | 2011006649 | 408.3333 | 398.3333
134 | 2011006649 | 407.6667 | 397.6667
135 | 2011006649 | 407 | 397
136 | 2011006649 | 407 | 397
137 | 2011006649 | 407 | 397
138 | 2011006649 | 407 | 397
139 | 2011006649 | 407 | 397
140 | 2011006649 | 407 | 397
141 | 2011006649 | 407 | 397
142 | 2011006649 | 406 | 396
143 | 2011006649 | 405 | 395
0 | 2013000126 | 343 | 333
1 | 2013000126 | 344 | 334
2 | 2013000126 | 345 | 335
3 | 2013000126 | 346 | 336
4 | 2013000126 | 348 | 338
5 | 2013000126 | 350 | 340
6 | 2013000126 | 352 | 342
7 | 2013000126 | 353 | 343
8 | 2013000126 | 354 | 344
9 | 2013000126 | 355 | 345
10 | 2013000126 | 356.6667 | 346.6667
11 | 2013000126 | 358.3333 | 348.3333
12 | 2013000126 | 360 | 350
13 | 2013000126 | 363.6667 | 353.6667
14 | 2013000126 | 367.3333 | 357.3333
15 | 2013000126 | 371 | 361
16 | 2013000126 | 373.3333 | 363.3333
17 | 2013000126 | 375.6667 | 365.6667
18 | 2013000126 | 378 | 368
19 | 2013000126 | 378.6667 | 368.6667
20 | 2013000126 | 379.3333 | 369.3333
21 | 2013000126 | 380 | 370
22 | 2013000126 | 381.3333 | 371.3333
23 | 2013000126 | 382.6667 | 372.6667
24 | 2013000126 | 384 | 374
25 | 2013000126 | 385.3333 | 375.3333
26 | 2013000126 | 386.6667 | 376.6667
27 | 2013000126 | 388 | 378
28 | 2013000126 | 387 | 377
29 | 2013000126 | 386 | 376
30 | 2013000126 | 385 | 375
31 | 2013000126 | 383 | 373
32 | 2013000126 | 381 | 371
33 | 2013000126 | 379 | 369
34 | 2013000126 | 378.3333 | 368.3333
35 | 2013000126 | 377.6667 | 367.6667
36 | 2013000126 | 377 | 367
37 | 2013000126 | 377.3333 | 367.3333
38 | 2013000126 | 377.6667 | 367.6667
39 | 2013000126 | 378 | 368
40 | 2013000126 | 379.6667 | 369.6667
41 | 2013000126 | 381.3333 | 371.3333
42 | 2013000126 | 383 | 373
43 | 2013000126 | 385.3333 | 375.3333
44 | 2013000126 | 387.6667 | 377.6667
45 | 2013000126 | 390 | 380
46 | 2013000126 | 391.3333 | 381.3333
47 | 2013000126 | 392.6667 | 382.6667
48 | 2013000126 | 394 | 384
49 | 2013000126 | 393.3333 | 383.3333
50 | 2013000126 | 392.6667 | 382.6667
51 | 2013000126 | 392 | 382
52 | 2013000126 | 387.6667 | 377.6667
53 | 2013000126 | 383.3333 | 373.3333
54 | 2013000126 | 379 | 369
55 | 2013000126 | 372.3333 | 362.3333
56 | 2013000126 | 365.6667 | 355.6667
57 | 2013000126 | 359 | 349
58 | 2013000126 | 353.6667 | 343.6667
59 | 2013000126 | 348.3333 | 338.3333
60 | 2013000126 | 343 | 333
61 | 2013000126 | 338.3333 | 328.3333
62 | 2013000126 | 333.6667 | 323.6667
63 | 2013000126 | 329 | 319
64 | 2013000126 | 326 | 316
65 | 2013000126 | 323 | 313
66 | 2013000126 | 320 | 310
67 | 2013000126 | 318.3333 | 308.3333
68 | 2013000126 | 316.6667 | 306.6667
69 | 2013000126 | 315 | 305
70 | 2013000126 | 315.3333 | 305.3333
71 | 2013000126 | 315.6667 | 305.6667
72 | 2013000126 | 316 | 306
73 | 2013000126 | 316.3333 | 306.3333
74 | 2013000126 | 316.6667 | 306.6667
75 | 2013000126 | 317 | 307
76 | 2013000126 | 316.3333 | 306.3333
77 | 2013000126 | 315.6667 | 305.6667
78 | 2013000126 | 315 | 305
79 | 2013000126 | 314.6667 | 304.6667
80 | 2013000126 | 314.3333 | 304.3333
81 | 2013000126 | 314 | 304
82 | 2013000126 | 316.3333 | 306.3333
83 | 2013000126 | 318.6667 | 308.6667
84 | 2013000126 | 321 | 311
85 | 2013000126 | 323.3333 | 313.3333
86 | 2013000126 | 325.6667 | 315.6667
87 | 2013000126 | 328 | 318
88 | 2013000126 | 328.3333 | 318.3333
89 | 2013000126 | 328.6667 | 318.6667
90 | 2013000126 | 329 | 339
91 | 2013000126 | 329 | 339
92 | 2013000126 | 329 | 339
93 | 2013000126 | 329 | 339
94 | 2013000126 | 328.6667 | 338.6667
95 | 2013000126 | 328.3333 | 338.3333
96 | 2013000126 | 328 | 338
97 | 2013000126 | 327.6667 | 337.6667
98 | 2013000126 | 327.3333 | 337.3333
99 | 2013000126 | 327 | 337
100 | 2013000126 | 328.6667 | 338.6667
101 | 2013000126 | 330.3333 | 340.3333
102 | 2013000126 | 332 | 342
103 | 2013000126 | 334.3333 | 344.3333
104 | 2013000126 | 336.6667 | 346.6667
105 | 2013000126 | 339 | 349
106 | 2013000126 | 339.3333 | 349.3333
107 | 2013000126 | 339.6667 | 349.6667
108 | 2013000126 | 340 | 350
109 | 2013000126 | 342.3333 | 352.3333
110 | 2013000126 | 344.6667 | 354.6667
111 | 2013000126 | 347 | 357
112 | 2013000126 | 349.6667 | 359.6667
113 | 2013000126 | 352.3333 | 362.3333
114 | 2013000126 | 355 | 365
115 | 2013000126 | 360.3333 | 370.3333
116 | 2013000126 | 365.6667 | 375.6667
117 | 2013000126 | 371 | 381
118 | 2013000126 | 373.6667 | 383.6667
119 | 2013000126 | 376.3333 | 386.3333
120 | 2013000126 | 379 | 389
121 | 2013000126 | 383.3333 | 393.3333
122 | 2013000126 | 387.6667 | 377.6667
123 | 2013000126 | 392 | 382
124 | 2013000126 | 395.3333 | 385.3333
125 | 2013000126 | 398.6667 | 388.6667
126 | 2013000126 | 402 | 392
127 | 2013000126 | 404.3333 | 394.3333
128 | 2013000126 | 406.6667 | 396.6667
129 | 2013000126 | 409 | 399
130 | 2013000126 | 409 | 399
131 | 2013000126 | 409 | 399
132 | 2013000126 | 409 | 399
133 | 2013000126 | 408.3333 | 398.3333
134 | 2013000126 | 407.6667 | 397.6667
135 | 2013000126 | 407 | 397
136 | 2013000126 | 407 | 397
137 | 2013000126 | 407 | 397
138 | 2013000126 | 407 | 397
139 | 2013000126 | 407 | 397
140 | 2013000126 | 407 | 397
141 | 2013000126 | 407 | 397
142 | 2013000126 | 406 | 396
143 | 2013000126 | 405 | 395
0 | 2008000676 | 343 | 333
1 | 2008000676 | 344 | 334
2 | 2008000676 | 345 | 335
3 | 2008000676 | 346 | 336
4 | 2008000676 | 348 | 338
5 | 2008000676 | 350 | 340
6 | 2008000676 | 352 | 342
7 | 2008000676 | 353 | 343
8 | 2008000676 | 354 | 344
9 | 2008000676 | 355 | 345
10 | 2008000676 | 356.6667 | 346.6667
11 | 2008000676 | 358.3333 | 348.3333
12 | 2008000676 | 360 | 350
13 | 2008000676 | 363.6667 | 353.6667
14 | 2008000676 | 367.3333 | 357.3333
15 | 2008000676 | 371 | 361
16 | 2008000676 | 373.3333 | 363.3333
17 | 2008000676 | 375.6667 | 365.6667
18 | 2008000676 | 378 | 368
19 | 2008000676 | 378.6667 | 368.6667
20 | 2008000676 | 379.3333 | 369.3333
21 | 2008000676 | 380 | 370
22 | 2008000676 | 381.3333 | 371.3333
23 | 2008000676 | 382.6667 | 372.6667
24 | 2008000676 | 384 | 374
25 | 2008000676 | 385.3333 | 375.3333
26 | 2008000676 | 386.6667 | 376.6667
27 | 2008000676 | 388 | 378
28 | 2008000676 | 387 | 377
29 | 2008000676 | 386 | 376
30 | 2008000676 | 385 | 375
31 | 2008000676 | 383 | 373
32 | 2008000676 | 381 | 371
33 | 2008000676 | 379 | 369
34 | 2008000676 | 378.3333 | 368.3333
35 | 2008000676 | 377.6667 | 367.6667
36 | 2008000676 | 377 | 367
37 | 2008000676 | 377.3333 | 367.3333
38 | 2008000676 | 377.6667 | 367.6667
39 | 2008000676 | 378 | 368
40 | 2008000676 | 379.6667 | 369.6667
41 | 2008000676 | 381.3333 | 371.3333
42 | 2008000676 | 383 | 373
43 | 2008000676 | 385.3333 | 375.3333
44 | 2008000676 | 387.6667 | 377.6667
45 | 2008000676 | 390 | 380
46 | 2008000676 | 391.3333 | 381.3333
47 | 2008000676 | 392.6667 | 382.6667
48 | 2008000676 | 394 | 384
49 | 2008000676 | 393.3333 | 383.3333
50 | 2008000676 | 392.6667 | 382.6667
51 | 2008000676 | 392 | 382
52 | 2008000676 | 387.6667 | 377.6667
53 | 2008000676 | 383.3333 | 373.3333
54 | 2008000676 | 379 | 369
55 | 2008000676 | 372.3333 | 362.3333
56 | 2008000676 | 365.6667 | 355.6667
57 | 2008000676 | 359 | 349
58 | 2008000676 | 353.6667 | 343.6667
59 | 2008000676 | 348.3333 | 338.3333
60 | 2008000676 | 343 | 333
61 | 2008000676 | 338.3333 | 328.3333
62 | 2008000676 | 333.6667 | 323.6667
63 | 2008000676 | 329 | 319
64 | 2008000676 | 326 | 316
65 | 2008000676 | 323 | 313
66 | 2008000676 | 320 | 310
67 | 2008000676 | 318.3333 | 308.3333
68 | 2008000676 | 316.6667 | 306.6667
69 | 2008000676 | 315 | 305
70 | 2008000676 | 315.3333 | 305.3333
71 | 2008000676 | 315.6667 | 305.6667
72 | 2008000676 | 316 | 306
73 | 2008000676 | 316.3333 | 306.3333
74 | 2008000676 | 316.6667 | 306.6667
75 | 2008000676 | 317 | 307
76 | 2008000676 | 316.3333 | 306.3333
77 | 2008000676 | 315.6667 | 305.6667
78 | 2008000676 | 315 | 305
79 | 2008000676 | 314.6667 | 304.6667
80 | 2008000676 | 314.3333 | 304.3333
81 | 2008000676 | 314 | 304
82 | 2008000676 | 316.3333 | 306.3333
83 | 2008000676 | 318.6667 | 308.6667
84 | 2008000676 | 321 | 311
85 | 2008000676 | 323.3333 | 313.3333
86 | 2008000676 | 325.6667 | 315.6667
87 | 2008000676 | 328 | 318
88 | 2008000676 | 328.3333 | 318.3333
89 | 2008000676 | 328.6667 | 318.6667
90 | 2008000676 | 329 | 339
91 | 2008000676 | 329 | 339
92 | 2008000676 | 329 | 339
93 | 2008000676 | 329 | 339
94 | 2008000676 | 328.6667 | 338.6667
95 | 2008000676 | 328.3333 | 338.3333
96 | 2008000676 | 328 | 338
97 | 2008000676 | 327.6667 | 337.6667
98 | 2008000676 | 327.3333 | 337.3333
99 | 2008000676 | 327 | 337
100 | 2008000676 | 328.6667 | 338.6667
101 | 2008000676 | 330.3333 | 340.3333
102 | 2008000676 | 332 | 342
103 | 2008000676 | 334.3333 | 344.3333
104 | 2008000676 | 336.6667 | 346.6667
105 | 2008000676 | 339 | 349
106 | 2008000676 | 339.3333 | 349.3333
107 | 2008000676 | 339.6667 | 349.6667
108 | 2008000676 | 340 | 350
109 | 2008000676 | 342.3333 | 352.3333
110 | 2008000676 | 344.6667 | 354.6667
111 | 2008000676 | 347 | 357
112 | 2008000676 | 349.6667 | 359.6667
113 | 2008000676 | 352.3333 | 362.3333
114 | 2008000676 | 355 | 365
115 | 2008000676 | 360.3333 | 370.3333
116 | 2008000676 | 365.6667 | 375.6667
117 | 2008000676 | 371 | 381
118 | 2008000676 | 373.6667 | 383.6667
119 | 2008000676 | 376.3333 | 386.3333
120 | 2008000676 | 379 | 389
121 | 2008000676 | 383.3333 | 393.3333
122 | 2008000676 | 387.6667 | 377.6667
123 | 2008000676 | 392 | 382
124 | 2008000676 | 395.3333 | 385.3333
125 | 2008000676 | 398.6667 | 388.6667
126 | 2008000676 | 402 | 392
127 | 2008000676 | 404.3333 | 394.3333
128 | 2008000676 | 406.6667 | 396.6667
129 | 2008000676 | 409 | 399
130 | 2008000676 | 409 | 399
131 | 2008000676 | 409 | 399
132 | 2008000676 | 409 | 399
133 | 2008000676 | 408.3333 | 398.3333
134 | 2008000676 | 407.6667 | 397.6667
135 | 2008000676 | 407 | 397
136 | 2008000676 | 407 | 397
137 | 2008000676 | 407 | 397
138 | 2008000676 | 407 | 397
139 | 2008000676 | 407 | 397
140 | 2008000676 | 407 | 397
141 | 2008000676 | 407 | 397
142 | 2008000676 | 406 | 396
143 | 2008000676 | 405 | 395
0 | 2015000667 | 343 | 333
1 | 2015000667 | 344 | 334
2 | 2015000667 | 345 | 335
3 | 2015000667 | 346 | 336
4 | 2015000667 | 348 | 338
5 | 2015000667 | 350 | 340
6 | 2015000667 | 352 | 342
7 | 2015000667 | 353 | 343
8 | 2015000667 | 354 | 344
9 | 2015000667 | 355 | 345
10 | 2015000667 | 356.6667 | 346.6667
11 | 2015000667 | 358.3333 | 348.3333
12 | 2015000667 | 360 | 350
13 | 2015000667 | 363.6667 | 353.6667
14 | 2015000667 | 367.3333 | 357.3333
15 | 2015000667 | 371 | 361
16 | 2015000667 | 373.3333 | 363.3333
17 | 2015000667 | 375.6667 | 365.6667
18 | 2015000667 | 378 | 368
19 | 2015000667 | 378.6667 | 368.6667
20 | 2015000667 | 379.3333 | 369.3333
21 | 2015000667 | 380 | 370
22 | 2015000667 | 381.3333 | 371.3333
23 | 2015000667 | 382.6667 | 372.6667
24 | 2015000667 | 384 | 374
25 | 2015000667 | 385.3333 | 375.3333
26 | 2015000667 | 386.6667 | 376.6667
27 | 2015000667 | 388 | 378
28 | 2015000667 | 387 | 377
29 | 2015000667 | 386 | 376
30 | 2015000667 | 385 | 375
31 | 2015000667 | 383 | 373
32 | 2015000667 | 381 | 371
33 | 2015000667 | 379 | 369
34 | 2015000667 | 378.3333 | 368.3333
35 | 2015000667 | 377.6667 | 367.6667
36 | 2015000667 | 377 | 367
37 | 2015000667 | 377.3333 | 367.3333
38 | 2015000667 | 377.6667 | 367.6667
39 | 2015000667 | 378 | 368
40 | 2015000667 | 379.6667 | 369.6667
41 | 2015000667 | 381.3333 | 371.3333
42 | 2015000667 | 383 | 373
43 | 2015000667 | 385.3333 | 375.3333
44 | 2015000667 | 387.6667 | 377.6667
45 | 2015000667 | 390 | 380
46 | 2015000667 | 391.3333 | 381.3333
47 | 2015000667 | 392.6667 | 382.6667
48 | 2015000667 | 394 | 384
49 | 2015000667 | 393.3333 | 383.3333
50 | 2015000667 | 392.6667 | 382.6667
51 | 2015000667 | 392 | 382
52 | 2015000667 | 387.6667 | 377.6667
53 | 2015000667 | 383.3333 | 373.3333
54 | 2015000667 | 379 | 369
55 | 2015000667 | 372.3333 | 362.3333
56 | 2015000667 | 365.6667 | 355.6667
57 | 2015000667 | 359 | 349
58 | 2015000667 | 353.6667 | 343.6667
59 | 2015000667 | 348.3333 | 338.3333
60 | 2015000667 | 343 | 333
61 | 2015000667 | 338.3333 | 328.3333
62 | 2015000667 | 333.6667 | 323.6667
63 | 2015000667 | 329 | 319
64 | 2015000667 | 326 | 316
65 | 2015000667 | 323 | 313
66 | 2015000667 | 320 | 310
67 | 2015000667 | 318.3333 | 308.3333
68 | 2015000667 | 316.6667 | 306.6667
69 | 2015000667 | 315 | 305
70 | 2015000667 | 315.3333 | 305.3333
71 | 2015000667 | 315.6667 | 305.6667
72 | 2015000667 | 316 | 306
73 | 2015000667 | 316.3333 | 306.3333
74 | 2015000667 | 316.6667 | 306.6667
75 | 2015000667 | 317 | 307
76 | 2015000667 | 316.3333 | 306.3333
77 | 2015000667 | 315.6667 | 305.6667
78 | 2015000667 | 315 | 305
79 | 2015000667 | 314.6667 | 304.6667
80 | 2015000667 | 314.3333 | 304.3333
81 | 2015000667 | 314 | 304
82 | 2015000667 | 316.3333 | 306.3333
83 | 2015000667 | 318.6667 | 308.6667
84 | 2015000667 | 321 | 311
85 | 2015000667 | 323.3333 | 313.3333
86 | 2015000667 | 325.6667 | 315.6667
87 | 2015000667 | 328 | 318
88 | 2015000667 | 328.3333 | 318.3333
89 | 2015000667 | 328.6667 | 318.6667
90 | 2015000667 | 329 | 339
91 | 2015000667 | 329 | 339
92 | 2015000667 | 329 | 339
93 | 2015000667 | 329 | 339
94 | 2015000667 | 328.6667 | 338.6667
95 | 2015000667 | 328.3333 | 338.3333
96 | 2015000667 | 328 | 338
97 | 2015000667 | 327.6667 | 337.6667
98 | 2015000667 | 327.3333 | 337.3333
99 | 2015000667 | 327 | 337
100 | 2015000667 | 328.6667 | 338.6667
101 | 2015000667 | 330.3333 | 340.3333
102 | 2015000667 | 332 | 342
103 | 2015000667 | 334.3333 | 344.3333
104 | 2015000667 | 336.6667 | 346.6667
105 | 2015000667 | 339 | 349
106 | 2015000667 | 339.3333 | 349.3333
107 | 2015000667 | 339.6667 | 349.6667
108 | 2015000667 | 340 | 350
109 | 2015000667 | 342.3333 | 352.3333
110 | 2015000667 | 344.6667 | 354.6667
111 | 2015000667 | 347 | 357
112 | 2015000667 | 349.6667 | 359.6667
113 | 2015000667 | 352.3333 | 362.3333
114 | 2015000667 | 355 | 365
115 | 2015000667 | 360.3333 | 370.3333
116 | 2015000667 | 365.6667 | 375.6667
117 | 2015000667 | 371 | 381
118 | 2015000667 | 373.6667 | 383.6667
119 | 2015000667 | 376.3333 | 386.3333
120 | 2015000667 | 379 | 389
121 | 2015000667 | 383.3333 | 393.3333
122 | 2015000667 | 387.6667 | 377.6667
123 | 2015000667 | 392 | 382
124 | 2015000667 | 395.3333 | 385.3333
125 | 2015000667 | 398.6667 | 388.6667
126 | 2015000667 | 402 | 392
127 | 2015000667 | 404.3333 | 394.3333
128 | 2015000667 | 406.6667 | 396.6667
129 | 2015000667 | 409 | 399
130 | 2015000667 | 409 | 399
131 | 2015000667 | 409 | 399
132 | 2015000667 | 409 | 399
133 | 2015000667 | 408.3333 | 398.3333
134 | 2015000667 | 407.6667 | 397.6667
135 | 2015000667 | 407 | 397
136 | 2015000667 | 407 | 397
137 | 2015000667 | 407 | 397
138 | 2015000667 | 407 | 397
139 | 2015000667 | 407 | 397
140 | 2015000667 | 407 | 397
141 | 2015000667 | 407 | 397
142 | 2015000667 | 406 | 396
143 | 2015000667 | 405 | 395
0 | 2009004969 | 343 | 333
1 | 2009004969 | 344 | 334
2 | 2009004969 | 345 | 335
3 | 2009004969 | 346 | 336
4 | 2009004969 | 348 | 338
5 | 2009004969 | 350 | 340
6 | 2009004969 | 352 | 342
7 | 2009004969 | 353 | 343
8 | 2009004969 | 354 | 344
9 | 2009004969 | 355 | 345
10 | 2009004969 | 356.6667 | 346.6667
11 | 2009004969 | 358.3333 | 348.3333
12 | 2009004969 | 360 | 350
13 | 2009004969 | 363.6667 | 353.6667
14 | 2009004969 | 367.3333 | 357.3333
15 | 2009004969 | 371 | 361
16 | 2009004969 | 373.3333 | 363.3333
17 | 2009004969 | 375.6667 | 365.6667
18 | 2009004969 | 378 | 368
19 | 2009004969 | 378.6667 | 368.6667
20 | 2009004969 | 379.3333 | 369.3333
21 | 2009004969 | 380 | 370
22 | 2009004969 | 381.3333 | 371.3333
23 | 2009004969 | 382.6667 | 372.6667
24 | 2009004969 | 384 | 374
25 | 2009004969 | 385.3333 | 375.3333
26 | 2009004969 | 386.6667 | 376.6667
27 | 2009004969 | 388 | 378
28 | 2009004969 | 387 | 377
29 | 2009004969 | 386 | 376
30 | 2009004969 | 385 | 375
31 | 2009004969 | 383 | 373
32 | 2009004969 | 381 | 371
33 | 2009004969 | 379 | 369
34 | 2009004969 | 378.3333 | 368.3333
35 | 2009004969 | 377.6667 | 367.6667
36 | 2009004969 | 377 | 367
37 | 2009004969 | 377.3333 | 367.3333
38 | 2009004969 | 377.6667 | 367.6667
39 | 2009004969 | 378 | 368
40 | 2009004969 | 379.6667 | 369.6667
41 | 2009004969 | 381.3333 | 371.3333
42 | 2009004969 | 383 | 373
43 | 2009004969 | 385.3333 | 375.3333
44 | 2009004969 | 387.6667 | 377.6667
45 | 2009004969 | 390 | 380
46 | 2009004969 | 391.3333 | 381.3333
47 | 2009004969 | 392.6667 | 382.6667
48 | 2009004969 | 394 | 384
49 | 2009004969 | 393.3333 | 383.3333
50 | 2009004969 | 392.6667 | 382.6667
51 | 2009004969 | 392 | 382
52 | 2009004969 | 387.6667 | 377.6667
53 | 2009004969 | 383.3333 | 373.3333
54 | 2009004969 | 379 | 369
55 | 2009004969 | 372.3333 | 362.3333
56 | 2009004969 | 365.6667 | 355.6667
57 | 2009004969 | 359 | 349
58 | 2009004969 | 353.6667 | 343.6667
59 | 2009004969 | 348.3333 | 338.3333
60 | 2009004969 | 343 | 333
61 | 2009004969 | 338.3333 | 328.3333
62 | 2009004969 | 333.6667 | 323.6667
63 | 2009004969 | 329 | 319
64 | 2009004969 | 326 | 316
65 | 2009004969 | 323 | 313
66 | 2009004969 | 320 | 310
67 | 2009004969 | 318.3333 | 308.3333
68 | 2009004969 | 316.6667 | 306.6667
69 | 2009004969 | 315 | 305
70 | 2009004969 | 315.3333 | 305.3333
71 | 2009004969 | 315.6667 | 305.6667
72 | 2009004969 | 316 | 306
73 | 2009004969 | 316.3333 | 306.3333
74 | 2009004969 | 316.6667 | 306.6667
75 | 2009004969 | 317 | 307
76 | 2009004969 | 316.3333 | 306.3333
77 | 2009004969 | 315.6667 | 305.6667
78 | 2009004969 | 315 | 305
79 | 2009004969 | 314.6667 | 304.6667
80 | 2009004969 | 314.3333 | 304.3333
81 | 2009004969 | 314 | 304
82 | 2009004969 | 316.3333 | 306.3333
83 | 2009004969 | 318.6667 | 308.6667
84 | 2009004969 | 321 | 311
85 | 2009004969 | 323.3333 | 313.3333
86 | 2009004969 | 325.6667 | 315.6667
87 | 2009004969 | 328 | 318
88 | 2009004969 | 328.3333 | 318.3333
89 | 2009004969 | 328.6667 | 318.6667
90 | 2009004969 | 329 | 339
91 | 2009004969 | 329 | 339
92 | 2009004969 | 329 | 339
93 | 2009004969 | 329 | 339
94 | 2009004969 | 328.6667 | 338.6667
95 | 2009004969 | 328.3333 | 338.3333
96 | 2009004969 | 328 | 338
97 | 2009004969 | 327.6667 | 337.6667
98 | 2009004969 | 327.3333 | 337.3333
99 | 2009004969 | 327 | 337
100 | 2009004969 | 328.6667 | 338.6667
101 | 2009004969 | 330.3333 | 340.3333
102 | 2009004969 | 332 | 342
103 | 2009004969 | 334.3333 | 344.3333
104 | 2009004969 | 336.6667 | 346.6667
105 | 2009004969 | 339 | 349
106 | 2009004969 | 339.3333 | 349.3333
107 | 2009004969 | 339.6667 | 349.6667
108 | 2009004969 | 340 | 350
109 | 2009004969 | 342.3333 | 352.3333
110 | 2009004969 | 344.6667 | 354.6667
111 | 2009004969 | 347 | 357
112 | 2009004969 | 349.6667 | 359.6667
113 | 2009004969 | 352.3333 | 362.3333
114 | 2009004969 | 355 | 365
115 | 2009004969 | 360.3333 | 370.3333
116 | 2009004969 | 365.6667 | 375.6667
117 | 2009004969 | 371 | 381
118 | 2009004969 | 373.6667 | 383.6667
119 | 2009004969 | 376.3333 | 386.3333
120 | 2009004969 | 379 | 389
121 | 2009004969 | 383.3333 | 393.3333
122 | 2009004969 | 387.6667 | 377.6667
123 | 2009004969 | 392 | 382
124 | 2009004969 | 395.3333 | 385.3333
125 | 2009004969 | 398.6667 | 388.6667
126 | 2009004969 | 402 | 392
127 | 2009004969 | 404.3333 | 394.3333
128 | 2009004969 | 406.6667 | 396.6667
129 | 2009004969 | 409 | 399
130 | 2009004969 | 409 | 399
131 | 2009004969 | 409 | 399
132 | 2009004969 | 409 | 399
133 | 2009004969 | 408.3333 | 398.3333
134 | 2009004969 | 407.6667 | 397.6667
135 | 2009004969 | 407 | 397
136 | 2009004969 | 407 | 397
137 | 2009004969 | 407 | 397
138 | 2009004969 | 407 | 397
139 | 2009004969 | 407 | 397
140 | 2009004969 | 407 | 397
141 | 2009004969 | 407 | 397
142 | 2009004969 | 406 | 396
143 | 2009004969 | 405 | 395
0 | 2004000248 | 343 | 333
1 | 2004000248 | 344 | 334
2 | 2004000248 | 345 | 335
3 | 2004000248 | 346 | 336
4 | 2004000248 | 348 | 338
5 | 2004000248 | 350 | 340
6 | 2004000248 | 352 | 342
7 | 2004000248 | 353 | 343
8 | 2004000248 | 354 | 344
9 | 2004000248 | 355 | 345
10 | 2004000248 | 356.6667 | 346.6667
11 | 2004000248 | 358.3333 | 348.3333
12 | 2004000248 | 360 | 350
13 | 2004000248 | 363.6667 | 353.6667
14 | 2004000248 | 367.3333 | 357.3333
15 | 2004000248 | 371 | 361
16 | 2004000248 | 373.3333 | 363.3333
17 | 2004000248 | 375.6667 | 365.6667
18 | 2004000248 | 378 | 368
19 | 2004000248 | 378.6667 | 368.6667
20 | 2004000248 | 379.3333 | 369.3333
21 | 2004000248 | 380 | 370
22 | 2004000248 | 381.3333 | 371.3333
23 | 2004000248 | 382.6667 | 372.6667
24 | 2004000248 | 384 | 374
25 | 2004000248 | 385.3333 | 375.3333
26 | 2004000248 | 386.6667 | 376.6667
27 | 2004000248 | 388 | 378
28 | 2004000248 | 387 | 377
29 | 2004000248 | 386 | 376
30 | 2004000248 | 385 | 375
31 | 2004000248 | 383 | 373
32 | 2004000248 | 381 | 371
33 | 2004000248 | 379 | 369
34 | 2004000248 | 378.3333 | 368.3333
35 | 2004000248 | 377.6667 | 367.6667
36 | 2004000248 | 377 | 367
37 | 2004000248 | 377.3333 | 367.3333
38 | 2004000248 | 377.6667 | 367.6667
39 | 2004000248 | 378 | 368
40 | 2004000248 | 379.6667 | 369.6667
41 | 2004000248 | 381.3333 | 371.3333
42 | 2004000248 | 383 | 373
43 | 2004000248 | 385.3333 | 375.3333
44 | 2004000248 | 387.6667 | 377.6667
45 | 2004000248 | 390 | 380
46 | 2004000248 | 391.3333 | 381.3333
47 | 2004000248 | 392.6667 | 382.6667
48 | 2004000248 | 394 | 384
49 | 2004000248 | 393.3333 | 383.3333
50 | 2004000248 | 392.6667 | 382.6667
51 | 2004000248 | 392 | 382
52 | 2004000248 | 387.6667 | 377.6667
53 | 2004000248 | 383.3333 | 373.3333
54 | 2004000248 | 379 | 369
55 | 2004000248 | 372.3333 | 362.3333
56 | 2004000248 | 365.6667 | 355.6667
57 | 2004000248 | 359 | 349
58 | 2004000248 | 353.6667 | 343.6667
59 | 2004000248 | 348.3333 | 338.3333
60 | 2004000248 | 343 | 333
61 | 2004000248 | 338.3333 | 328.3333
62 | 2004000248 | 333.6667 | 323.6667
63 | 2004000248 | 329 | 319
64 | 2004000248 | 326 | 316
65 | 2004000248 | 323 | 313
66 | 2004000248 | 320 | 310
67 | 2004000248 | 318.3333 | 308.3333
68 | 2004000248 | 316.6667 | 306.6667
69 | 2004000248 | 315 | 305
70 | 2004000248 | 315.3333 | 305.3333
71 | 2004000248 | 315.6667 | 305.6667
72 | 2004000248 | 316 | 306
73 | 2004000248 | 316.3333 | 306.3333
74 | 2004000248 | 316.6667 | 306.6667
75 | 2004000248 | 317 | 307
76 | 2004000248 | 316.3333 | 306.3333
77 | 2004000248 | 315.6667 | 305.6667
78 | 2004000248 | 315 | 305
79 | 2004000248 | 314.6667 | 304.6667
80 | 2004000248 | 314.3333 | 304.3333
81 | 2004000248 | 314 | 304
82 | 2004000248 | 316.3333 | 306.3333
83 | 2004000248 | 318.6667 | 308.6667
84 | 2004000248 | 321 | 311
85 | 2004000248 | 323.3333 | 313.3333
86 | 2004000248 | 325.6667 | 315.6667
87 | 2004000248 | 328 | 318
88 | 2004000248 | 328.3333 | 318.3333
89 | 2004000248 | 328.6667 | 318.6667
90 | 2004000248 | 329 | 339
91 | 2004000248 | 329 | 339
92 | 2004000248 | 329 | 339
93 | 2004000248 | 329 | 339
94 | 2004000248 | 328.6667 | 338.6667
95 | 2004000248 | 328.3333 | 338.3333
96 | 2004000248 | 328 | 338
97 | 2004000248 | 327.6667 | 337.6667
98 | 2004000248 | 327.3333 | 337.3333
99 | 2004000248 | 327 | 337
100 | 2004000248 | 328.6667 | 338.6667
101 | 2004000248 | 330.3333 | 340.3333
102 | 2004000248 | 332 | 342
103 | 2004000248 | 334.3333 | 344.3333
104 | 2004000248 | 336.6667 | 346.6667
105 | 2004000248 | 339 | 349
106 | 2004000248 | 339.3333 | 349.3333
107 | 2004000248 | 339.6667 | 349.6667
108 | 2004000248 | 340 | 350
109 | 2004000248 | 342.3333 | 352.3333
110 | 2004000248 | 344.6667 | 354.6667
111 | 2004000248 | 347 | 357
112 | 2004000248 | 349.6667 | 359.6667
113 | 2004000248 | 352.3333 | 362.3333
114 | 2004000248 | 355 | 365
115 | 2004000248 | 360.3333 | 370.3333
116 | 2004000248 | 365.6667 | 375.6667
117 | 2004000248 | 371 | 381
118 | 2004000248 | 373.6667 | 383.6667
119 | 2004000248 | 376.3333 | 386.3333
120 | 2004000248 | 379 | 389
121 | 2004000248 | 383.3333 | 393.3333
122 | 2004000248 | 387.6667 | 377.6667
123 | 2004000248 | 392 | 382
124 | 2004000248 | 395.3333 | 385.3333
125 | 2004000248 | 398.6667 | 388.6667
126 | 2004000248 | 402 | 392
127 | 2004000248 | 404.3333 | 394.3333
128 | 2004000248 | 406.6667 | 396.6667
129 | 2004000248 | 409 | 399
130 | 2004000248 | 409 | 399
131 | 2004000248 | 409 | 399
132 | 2004000248 | 409 | 399
133 | 2004000248 | 408.3333 | 398.3333
134 | 2004000248 | 407.6667 | 397.6667
135 | 2004000248 | 407 | 397
136 | 2004000248 | 407 | 397
137 | 2004000248 | 407 | 397
138 | 2004000248 | 407 | 397
139 | 2004000248 | 407 | 397
140 | 2004000248 | 407 | 397
141 | 2004000248 | 407 | 397
142 | 2004000248 | 406 | 396
143 | 2004000248 | 405 | 395
0 | 2005009190 | 343 | 333
1 | 2005009190 | 344 | 334
2 | 2005009190 | 345 | 335
3 | 2005009190 | 346 | 336
4 | 2005009190 | 348 | 338
5 | 2005009190 | 350 | 340
6 | 2005009190 | 352 | 342
7 | 2005009190 | 353 | 343
8 | 2005009190 | 354 | 344
9 | 2005009190 | 355 | 345
10 | 2005009190 | 356.6667 | 346.6667
11 | 2005009190 | 358.3333 | 348.3333
12 | 2005009190 | 360 | 350
13 | 2005009190 | 363.6667 | 353.6667
14 | 2005009190 | 367.3333 | 357.3333
15 | 2005009190 | 371 | 361
16 | 2005009190 | 373.3333 | 363.3333
17 | 2005009190 | 375.6667 | 365.6667
18 | 2005009190 | 378 | 368
19 | 2005009190 | 378.6667 | 368.6667
20 | 2005009190 | 379.3333 | 369.3333
21 | 2005009190 | 380 | 370
22 | 2005009190 | 381.3333 | 371.3333
23 | 2005009190 | 382.6667 | 372.6667
24 | 2005009190 | 384 | 374
25 | 2005009190 | 385.3333 | 375.3333
26 | 2005009190 | 386.6667 | 376.6667
27 | 2005009190 | 388 | 378
28 | 2005009190 | 387 | 377
29 | 2005009190 | 386 | 376
30 | 2005009190 | 385 | 375
31 | 2005009190 | 383 | 373
32 | 2005009190 | 381 | 371
33 | 2005009190 | 379 | 369
34 | 2005009190 | 378.3333 | 368.3333
35 | 2005009190 | 377.6667 | 367.6667
36 | 2005009190 | 377 | 367
37 | 2005009190 | 377.3333 | 367.3333
38 | 2005009190 | 377.6667 | 367.6667
39 | 2005009190 | 378 | 368
40 | 2005009190 | 379.6667 | 369.6667
41 | 2005009190 | 381.3333 | 371.3333
42 | 2005009190 | 383 | 373
43 | 2005009190 | 385.3333 | 375.3333
44 | 2005009190 | 387.6667 | 377.6667
45 | 2005009190 | 390 | 380
46 | 2005009190 | 391.3333 | 381.3333
47 | 2005009190 | 392.6667 | 382.6667
48 | 2005009190 | 394 | 384
49 | 2005009190 | 393.3333 | 383.3333
50 | 2005009190 | 392.6667 | 382.6667
51 | 2005009190 | 392 | 382
52 | 2005009190 | 387.6667 | 377.6667
53 | 2005009190 | 383.3333 | 373.3333
54 | 2005009190 | 379 | 369
55 | 2005009190 | 372.3333 | 362.3333
56 | 2005009190 | 365.6667 | 355.6667
57 | 2005009190 | 359 | 349
58 | 2005009190 | 353.6667 | 343.6667
59 | 2005009190 | 348.3333 | 338.3333
60 | 2005009190 | 343 | 333
61 | 2005009190 | 338.3333 | 328.3333
62 | 2005009190 | 333.6667 | 323.6667
63 | 2005009190 | 329 | 319
64 | 2005009190 | 326 | 316
65 | 2005009190 | 323 | 313
66 | 2005009190 | 320 | 310
67 | 2005009190 | 318.3333 | 308.3333
68 | 2005009190 | 316.6667 | 306.6667
69 | 2005009190 | 315 | 305
70 | 2005009190 | 315.3333 | 305.3333
71 | 2005009190 | 315.6667 | 305.6667
72 | 2005009190 | 316 | 306
73 | 2005009190 | 316.3333 | 306.3333
74 | 2005009190 | 316.6667 | 306.6667
75 | 2005009190 | 317 | 307
76 | 2005009190 | 316.3333 | 306.3333
77 | 2005009190 | 315.6667 | 305.6667
78 | 2005009190 | 315 | 305
79 | 2005009190 | 314.6667 | 304.6667
80 | 2005009190 | 314.3333 | 304.3333
81 | 2005009190 | 314 | 304
82 | 2005009190 | 316.3333 | 306.3333
83 | 2005009190 | 318.6667 | 308.6667
84 | 2005009190 | 321 | 311
85 | 2005009190 | 323.3333 | 313.3333
86 | 2005009190 | 325.6667 | 315.6667
87 | 2005009190 | 328 | 318
88 | 2005009190 | 328.3333 | 318.3333
89 | 2005009190 | 328.6667 | 318.6667
90 | 2005009190 | 329 | 339
91 | 2005009190 | 329 | 339
92 | 2005009190 | 329 | 339
93 | 2005009190 | 329 | 339
94 | 2005009190 | 328.6667 | 338.6667
95 | 2005009190 | 328.3333 | 338.3333
96 | 2005009190 | 328 | 338
97 | 2005009190 | 327.6667 | 337.6667
98 | 2005009190 | 327.3333 | 337.3333
99 | 2005009190 | 327 | 337
100 | 2005009190 | 328.6667 | 338.6667
101 | 2005009190 | 330.3333 | 340.3333
102 | 2005009190 | 332 | 342
103 | 2005009190 | 334.3333 | 344.3333
104 | 2005009190 | 336.6667 | 346.6667
105 | 2005009190 | 339 | 349
106 | 2005009190 | 339.3333 | 349.3333
107 | 2005009190 | 339.6667 | 349.6667
108 | 2005009190 | 340 | 350
109 | 2005009190 | 342.3333 | 352.3333
110 | 2005009190 | 344.6667 | 354.6667
111 | 2005009190 | 347 | 357
112 | 2005009190 | 349.6667 | 359.6667
113 | 2005009190 | 352.3333 | 362.3333
114 | 2005009190 | 355 | 365
115 | 2005009190 | 360.3333 | 370.3333
116 | 2005009190 | 365.6667 | 375.6667
117 | 2005009190 | 371 | 381
118 | 2005009190 | 373.6667 | 383.6667
119 | 2005009190 | 376.3333 | 386.3333
120 | 2005009190 | 379 | 389
121 | 2005009190 | 383.3333 | 393.3333
122 | 2005009190 | 387.6667 | 377.6667
123 | 2005009190 | 392 | 382
124 | 2005009190 | 395.3333 | 385.3333
125 | 2005009190 | 398.6667 | 388.6667
126 | 2005009190 | 402 | 392
127 | 2005009190 | 404.3333 | 394.3333
128 | 2005009190 | 406.6667 | 396.6667
129 | 2005009190 | 409 | 399
130 | 2005009190 | 409 | 399
131 | 2005009190 | 409 | 399
132 | 2005009190 | 409 | 399
133 | 2005009190 | 408.3333 | 398.3333
134 | 2005009190 | 407.6667 | 397.6667
135 | 2005009190 | 407 | 397
136 | 2005009190 | 407 | 397
137 | 2005009190 | 407 | 397
138 | 2005009190 | 407 | 397
139 | 2005009190 | 407 | 397
140 | 2005009190 | 407 | 397
141 | 2005009190 | 407 | 397
142 | 2005009190 | 406 | 396
143 | 2005009190 | 405 | 395
0 | 2010006770 | 343 | 333
1 | 2010006770 | 344 | 334
2 | 2010006770 | 345 | 335
3 | 2010006770 | 346 | 336
4 | 2010006770 | 348 | 338
5 | 2010006770 | 350 | 340
6 | 2010006770 | 352 | 342
7 | 2010006770 | 353 | 343
8 | 2010006770 | 354 | 344
9 | 2010006770 | 355 | 345
10 | 2010006770 | 356.6667 | 346.6667
11 | 2010006770 | 358.3333 | 348.3333
12 | 2010006770 | 360 | 350
13 | 2010006770 | 363.6667 | 353.6667
14 | 2010006770 | 367.3333 | 357.3333
15 | 2010006770 | 371 | 361
16 | 2010006770 | 373.3333 | 363.3333
17 | 2010006770 | 375.6667 | 365.6667
18 | 2010006770 | 378 | 368
19 | 2010006770 | 378.6667 | 368.6667
20 | 2010006770 | 379.3333 | 369.3333
21 | 2010006770 | 380 | 370
22 | 2010006770 | 381.3333 | 371.3333
23 | 2010006770 | 382.6667 | 372.6667
24 | 2010006770 | 384 | 374
25 | 2010006770 | 385.3333 | 375.3333
26 | 2010006770 | 386.6667 | 376.6667
27 | 2010006770 | 388 | 378
28 | 2010006770 | 387 | 377
29 | 2010006770 | 386 | 376
30 | 2010006770 | 385 | 375
31 | 2010006770 | 383 | 373
32 | 2010006770 | 381 | 371
33 | 2010006770 | 379 | 369
34 | 2010006770 | 378.3333 | 368.3333
35 | 2010006770 | 377.6667 | 367.6667
36 | 2010006770 | 377 | 367
37 | 2010006770 | 377.3333 | 367.3333
38 | 2010006770 | 377.6667 | 367.6667
39 | 2010006770 | 378 | 368
40 | 2010006770 | 379.6667 | 369.6667
41 | 2010006770 | 381.3333 | 371.3333
42 | 2010006770 | 383 | 373
43 | 2010006770 | 385.3333 | 375.3333
44 | 2010006770 | 387.6667 | 377.6667
45 | 2010006770 | 390 | 380
46 | 2010006770 | 391.3333 | 381.3333
47 | 2010006770 | 392.6667 | 382.6667
48 | 2010006770 | 394 | 384
49 | 2010006770 | 393.3333 | 383.3333
50 | 2010006770 | 392.6667 | 382.6667
51 | 2010006770 | 392 | 382
52 | 2010006770 | 387.6667 | 377.6667
53 | 2010006770 | 383.3333 | 373.3333
54 | 2010006770 | 379 | 369
55 | 2010006770 | 372.3333 | 362.3333
56 | 2010006770 | 365.6667 | 355.6667
57 | 2010006770 | 359 | 349
58 | 2010006770 | 353.6667 | 343.6667
59 | 2010006770 | 348.3333 | 338.3333
60 | 2010006770 | 343 | 333
61 | 2010006770 | 338.3333 | 328.3333
62 | 2010006770 | 333.6667 | 323.6667
63 | 2010006770 | 329 | 319
64 | 2010006770 | 326 | 316
65 | 2010006770 | 323 | 313
66 | 2010006770 | 320 | 310
67 | 2010006770 | 318.3333 | 308.3333
68 | 2010006770 | 316.6667 | 306.6667
69 | 2010006770 | 315 | 305
70 | 2010006770 | 315.3333 | 305.3333
71 | 2010006770 | 315.6667 | 305.6667
72 | 2010006770 | 316 | 306
73 | 2010006770 | 316.3333 | 306.3333
74 | 2010006770 | 316.6667 | 306.6667
75 | 2010006770 | 317 | 307
76 | 2010006770 | 316.3333 | 306.3333
77 | 2010006770 | 315.6667 | 305.6667
78 | 2010006770 | 315 | 305
79 | 2010006770 | 314.6667 | 304.6667
80 | 2010006770 | 314.3333 | 304.3333
81 | 2010006770 | 314 | 304
82 | 2010006770 | 316.3333 | 306.3333
83 | 2010006770 | 318.6667 | 308.6667
84 | 2010006770 | 321 | 311
85 | 2010006770 | 323.3333 | 313.3333
86 | 2010006770 | 325.6667 | 315.6667
87 | 2010006770 | 328 | 318
88 | 2010006770 | 328.3333 | 318.3333
89 | 2010006770 | 328.6667 | 318.6667
90 | 2010006770 | 329 | 339
91 | 2010006770 | 329 | 339
92 | 2010006770 | 329 | 339
93 | 2010006770 | 329 | 339
94 | 2010006770 | 328.6667 | 338.6667
95 | 2010006770 | 328.3333 | 338.3333
96 | 2010006770 | 328 | 338
97 | 2010006770 | 327.6667 | 337.6667
98 | 2010006770 | 327.3333 | 337.3333
99 | 2010006770 | 327 | 337
100 | 2010006770 | 328.6667 | 338.6667
101 | 2010006770 | 330.3333 | 340.3333
102 | 2010006770 | 332 | 342
103 | 2010006770 | 334.3333 | 344.3333
104 | 2010006770 | 336.6667 | 346.6667
105 | 2010006770 | 339 | 349
106 | 2010006770 | 339.3333 | 349.3333
107 | 2010006770 | 339.6667 | 349.6667
108 | 2010006770 | 340 | 350
109 | 2010006770 | 342.3333 | 352.3333
110 | 2010006770 | 344.6667 | 354.6667
111 | 2010006770 | 347 | 357
112 | 2010006770 | 349.6667 | 359.6667
113 | 2010006770 | 352.3333 | 362.3333
114 | 2010006770 | 355 | 365
115 | 2010006770 | 360.3333 | 370.3333
116 | 2010006770 | 365.6667 | 375.6667
117 | 2010006770 | 371 | 381
118 | 2010006770 | 373.6667 | 383.6667
119 | 2010006770 | 376.3333 | 386.3333
120 | 2010006770 | 379 | 389
121 | 2010006770 | 383.3333 | 393.3333
122 | 2010006770 | 387.6667 | 377.6667
123 | 2010006770 | 392 | 382
124 | 2010006770 | 395.3333 | 385.3333
125 | 2010006770 | 398.6667 | 388.6667
126 | 2010006770 | 402 | 392
127 | 2010006770 | 404.3333 | 394.3333
128 | 2010006770 | 406.6667 | 396.6667
129 | 2010006770 | 409 | 399
130 | 2010006770 | 409 | 399
131 | 2010006770 | 409 | 399
132 | 2010006770 | 409 | 399
133 | 2010006770 | 408.3333 | 398.3333
134 | 2010006770 | 407.6667 | 397.6667
135 | 2010006770 | 407 | 397
136 | 2010006770 | 407 | 397
137 | 2010006770 | 407 | 397
138 | 2010006770 | 407 | 397
139 | 2010006770 | 407 | 397
140 | 2010006770 | 407 | 397
141 | 2010006770 | 407 | 397
142 | 2010006770 | 406 | 396
143 | 2010006770 | 405 | 395
0 | 2010010116 | 343 | 333
1 | 2010010116 | 344 | 334
2 | 2010010116 | 345 | 335
3 | 2010010116 | 346 | 336
4 | 2010010116 | 348 | 338
5 | 2010010116 | 350 | 340
6 | 2010010116 | 352 | 342
7 | 2010010116 | 353 | 343
8 | 2010010116 | 354 | 344
9 | 2010010116 | 355 | 345
10 | 2010010116 | 356.6667 | 346.6667
11 | 2010010116 | 358.3333 | 348.3333
12 | 2010010116 | 360 | 350
13 | 2010010116 | 363.6667 | 353.6667
14 | 2010010116 | 367.3333 | 357.3333
15 | 2010010116 | 371 | 361
16 | 2010010116 | 373.3333 | 363.3333
17 | 2010010116 | 375.6667 | 365.6667
18 | 2010010116 | 378 | 368
19 | 2010010116 | 378.6667 | 368.6667
20 | 2010010116 | 379.3333 | 369.3333
21 | 2010010116 | 380 | 370
22 | 2010010116 | 381.3333 | 371.3333
23 | 2010010116 | 382.6667 | 372.6667
24 | 2010010116 | 384 | 374
25 | 2010010116 | 385.3333 | 375.3333
26 | 2010010116 | 386.6667 | 376.6667
27 | 2010010116 | 388 | 378
28 | 2010010116 | 387 | 377
29 | 2010010116 | 386 | 376
30 | 2010010116 | 385 | 375
31 | 2010010116 | 383 | 373
32 | 2010010116 | 381 | 371
33 | 2010010116 | 379 | 369
34 | 2010010116 | 378.3333 | 368.3333
35 | 2010010116 | 377.6667 | 367.6667
36 | 2010010116 | 377 | 367
37 | 2010010116 | 377.3333 | 367.3333
38 | 2010010116 | 377.6667 | 367.6667
39 | 2010010116 | 378 | 368
40 | 2010010116 | 379.6667 | 369.6667
41 | 2010010116 | 381.3333 | 371.3333
42 | 2010010116 | 383 | 373
43 | 2010010116 | 385.3333 | 375.3333
44 | 2010010116 | 387.6667 | 377.6667
45 | 2010010116 | 390 | 380
46 | 2010010116 | 391.3333 | 381.3333
47 | 2010010116 | 392.6667 | 382.6667
48 | 2010010116 | 394 | 384
49 | 2010010116 | 393.3333 | 383.3333
50 | 2010010116 | 392.6667 | 382.6667
51 | 2010010116 | 392 | 382
52 | 2010010116 | 387.6667 | 377.6667
53 | 2010010116 | 383.3333 | 373.3333
54 | 2010010116 | 379 | 369
55 | 2010010116 | 372.3333 | 362.3333
56 | 2010010116 | 365.6667 | 355.6667
57 | 2010010116 | 359 | 349
58 | 2010010116 | 353.6667 | 343.6667
59 | 2010010116 | 348.3333 | 338.3333
60 | 2010010116 | 343 | 333
61 | 2010010116 | 338.3333 | 328.3333
62 | 2010010116 | 333.6667 | 323.6667
63 | 2010010116 | 329 | 319
64 | 2010010116 | 326 | 316
65 | 2010010116 | 323 | 313
66 | 2010010116 | 320 | 310
67 | 2010010116 | 318.3333 | 308.3333
68 | 2010010116 | 316.6667 | 306.6667
69 | 2010010116 | 315 | 305
70 | 2010010116 | 315.3333 | 305.3333
71 | 2010010116 | 315.6667 | 305.6667
72 | 2010010116 | 316 | 306
73 | 2010010116 | 316.3333 | 306.3333
74 | 2010010116 | 316.6667 | 306.6667
75 | 2010010116 | 317 | 307
76 | 2010010116 | 316.3333 | 306.3333
77 | 2010010116 | 315.6667 | 305.6667
78 | 2010010116 | 315 | 305
79 | 2010010116 | 314.6667 | 304.6667
80 | 2010010116 | 314.3333 | 304.3333
81 | 2010010116 | 314 | 304
82 | 2010010116 | 316.3333 | 306.3333
83 | 2010010116 | 318.6667 | 308.6667
84 | 2010010116 | 321 | 311
85 | 2010010116 | 323.3333 | 313.3333
86 | 2010010116 | 325.6667 | 315.6667
87 | 2010010116 | 328 | 318
88 | 2010010116 | 328.3333 | 318.3333
89 | 2010010116 | 328.6667 | 318.6667
90 | 2010010116 | 329 | 339
91 | 2010010116 | 329 | 339
92 | 2010010116 | 329 | 339
93 | 2010010116 | 329 | 339
94 | 2010010116 | 328.6667 | 338.6667
95 | 2010010116 | 328.3333 | 338.3333
96 | 2010010116 | 328 | 338
97 | 2010010116 | 327.6667 | 337.6667
98 | 2010010116 | 327.3333 | 337.3333
99 | 2010010116 | 327 | 337
100 | 2010010116 | 328.6667 | 338.6667
101 | 2010010116 | 330.3333 | 340.3333
102 | 2010010116 | 332 | 342
103 | 2010010116 | 334.3333 | 344.3333
104 | 2010010116 | 336.6667 | 346.6667
105 | 2010010116 | 339 | 349
106 | 2010010116 | 339.3333 | 349.3333
107 | 2010010116 | 339.6667 | 349.6667
108 | 2010010116 | 340 | 350
109 | 2010010116 | 342.3333 | 352.3333
110 | 2010010116 | 344.6667 | 354.6667
111 | 2010010116 | 347 | 357
112 | 2010010116 | 349.6667 | 359.6667
113 | 2010010116 | 352.3333 | 362.3333
114 | 2010010116 | 355 | 365
115 | 2010010116 | 360.3333 | 370.3333
116 | 2010010116 | 365.6667 | 375.6667
117 | 2010010116 | 371 | 381
118 | 2010010116 | 373.6667 | 383.6667
119 | 2010010116 | 376.3333 | 386.3333
120 | 2010010116 | 379 | 389
121 | 2010010116 | 383.3333 | 393.3333
122 | 2010010116 | 387.6667 | 377.6667
123 | 2010010116 | 392 | 382
124 | 2010010116 | 395.3333 | 385.3333
125 | 2010010116 | 398.6667 | 388.6667
126 | 2010010116 | 402 | 392
127 | 2010010116 | 404.3333 | 394.3333
128 | 2010010116 | 406.6667 | 396.6667
129 | 2010010116 | 409 | 399
130 | 2010010116 | 409 | 399
131 | 2010010116 | 409 | 399
132 | 2010010116 | 409 | 399
133 | 2010010116 | 408.3333 | 398.3333
134 | 2010010116 | 407.6667 | 397.6667
135 | 2010010116 | 407 | 397
136 | 2010010116 | 407 | 397
137 | 2010010116 | 407 | 397
138 | 2010010116 | 407 | 397
139 | 2010010116 | 407 | 397
140 | 2010010116 | 407 | 397
141 | 2010010116 | 407 | 397
142 | 2010010116 | 406 | 396
143 | 2010010116 | 405 | 395
0 | 2008006767 | 343 | 333
1 | 2008006767 | 344 | 334
2 | 2008006767 | 345 | 335
3 | 2008006767 | 346 | 336
4 | 2008006767 | 348 | 338
5 | 2008006767 | 350 | 340
6 | 2008006767 | 352 | 342
7 | 2008006767 | 353 | 343
8 | 2008006767 | 354 | 344
9 | 2008006767 | 355 | 345
10 | 2008006767 | 356.6667 | 346.6667
11 | 2008006767 | 358.3333 | 348.3333
12 | 2008006767 | 360 | 350
13 | 2008006767 | 363.6667 | 353.6667
14 | 2008006767 | 367.3333 | 357.3333
15 | 2008006767 | 371 | 361
16 | 2008006767 | 373.3333 | 363.3333
17 | 2008006767 | 375.6667 | 365.6667
18 | 2008006767 | 378 | 368
19 | 2008006767 | 378.6667 | 368.6667
20 | 2008006767 | 379.3333 | 369.3333
21 | 2008006767 | 380 | 370
22 | 2008006767 | 381.3333 | 371.3333
23 | 2008006767 | 382.6667 | 372.6667
24 | 2008006767 | 384 | 374
25 | 2008006767 | 385.3333 | 375.3333
26 | 2008006767 | 386.6667 | 376.6667
27 | 2008006767 | 388 | 378
28 | 2008006767 | 387 | 377
29 | 2008006767 | 386 | 376
30 | 2008006767 | 385 | 375
31 | 2008006767 | 383 | 373
32 | 2008006767 | 381 | 371
33 | 2008006767 | 379 | 369
34 | 2008006767 | 378.3333 | 368.3333
35 | 2008006767 | 377.6667 | 367.6667
36 | 2008006767 | 377 | 367
37 | 2008006767 | 377.3333 | 367.3333
38 | 2008006767 | 377.6667 | 367.6667
39 | 2008006767 | 378 | 368
40 | 2008006767 | 379.6667 | 369.6667
41 | 2008006767 | 381.3333 | 371.3333
42 | 2008006767 | 383 | 373
43 | 2008006767 | 385.3333 | 375.3333
44 | 2008006767 | 387.6667 | 377.6667
45 | 2008006767 | 390 | 380
46 | 2008006767 | 391.3333 | 381.3333
47 | 2008006767 | 392.6667 | 382.6667
48 | 2008006767 | 394 | 384
49 | 2008006767 | 393.3333 | 383.3333
50 | 2008006767 | 392.6667 | 382.6667
51 | 2008006767 | 392 | 382
52 | 2008006767 | 387.6667 | 377.6667
53 | 2008006767 | 383.3333 | 373.3333
54 | 2008006767 | 379 | 369
55 | 2008006767 | 372.3333 | 362.3333
56 | 2008006767 | 365.6667 | 355.6667
57 | 2008006767 | 359 | 349
58 | 2008006767 | 353.6667 | 343.6667
59 | 2008006767 | 348.3333 | 338.3333
60 | 2008006767 | 343 | 333
61 | 2008006767 | 338.3333 | 328.3333
62 | 2008006767 | 333.6667 | 323.6667
63 | 2008006767 | 329 | 319
64 | 2008006767 | 326 | 316
65 | 2008006767 | 323 | 313
66 | 2008006767 | 320 | 310
67 | 2008006767 | 318.3333 | 308.3333
68 | 2008006767 | 316.6667 | 306.6667
69 | 2008006767 | 315 | 305
70 | 2008006767 | 315.3333 | 305.3333
71 | 2008006767 | 315.6667 | 305.6667
72 | 2008006767 | 316 | 306
73 | 2008006767 | 316.3333 | 306.3333
74 | 2008006767 | 316.6667 | 306.6667
75 | 2008006767 | 317 | 307
76 | 2008006767 | 316.3333 | 306.3333
77 | 2008006767 | 315.6667 | 305.6667
78 | 2008006767 | 315 | 305
79 | 2008006767 | 314.6667 | 304.6667
80 | 2008006767 | 314.3333 | 304.3333
81 | 2008006767 | 314 | 304
82 | 2008006767 | 316.3333 | 306.3333
83 | 2008006767 | 318.6667 | 308.6667
84 | 2008006767 | 321 | 311
85 | 2008006767 | 323.3333 | 313.3333
86 | 2008006767 | 325.6667 | 315.6667
87 | 2008006767 | 328 | 318
88 | 2008006767 | 328.3333 | 318.3333
89 | 2008006767 | 328.6667 | 318.6667
90 | 2008006767 | 329 | 339
91 | 2008006767 | 329 | 339
92 | 2008006767 | 329 | 339
93 | 2008006767 | 329 | 339
94 | 2008006767 | 328.6667 | 338.6667
95 | 2008006767 | 328.3333 | 338.3333
96 | 2008006767 | 328 | 338
97 | 2008006767 | 327.6667 | 337.6667
98 | 2008006767 | 327.3333 | 337.3333
99 | 2008006767 | 327 | 337
100 | 2008006767 | 328.6667 | 338.6667
101 | 2008006767 | 330.3333 | 340.3333
102 | 2008006767 | 332 | 342
103 | 2008006767 | 334.3333 | 344.3333
104 | 2008006767 | 336.6667 | 346.6667
105 | 2008006767 | 339 | 349
106 | 2008006767 | 339.3333 | 349.3333
107 | 2008006767 | 339.6667 | 349.6667
108 | 2008006767 | 340 | 350
109 | 2008006767 | 342.3333 | 352.3333
110 | 2008006767 | 344.6667 | 354.6667
111 | 2008006767 | 347 | 357
112 | 2008006767 | 349.6667 | 359.6667
113 | 2008006767 | 352.3333 | 362.3333
114 | 2008006767 | 355 | 365
115 | 2008006767 | 360.3333 | 370.3333
116 | 2008006767 | 365.6667 | 375.6667
117 | 2008006767 | 371 | 381
118 | 2008006767 | 373.6667 | 383.6667
119 | 2008006767 | 376.3333 | 386.3333
120 | 2008006767 | 379 | 389
121 | 2008006767 | 383.3333 | 393.3333
122 | 2008006767 | 387.6667 | 377.6667
123 | 2008006767 | 392 | 382
124 | 2008006767 | 395.3333 | 385.3333
125 | 2008006767 | 398.6667 | 388.6667
126 | 2008006767 | 402 | 392
127 | 2008006767 | 404.3333 | 394.3333
128 | 2008006767 | 406.6667 | 396.6667
129 | 2008006767 | 409 | 399
130 | 2008006767 | 409 | 399
131 | 2008006767 | 409 | 399
132 | 2008006767 | 409 | 399
133 | 2008006767 | 408.3333 | 398.3333
134 | 2008006767 | 407.6667 | 397.6667
135 | 2008006767 | 407 | 397
136 | 2008006767 | 407 | 397
137 | 2008006767 | 407 | 397
138 | 2008006767 | 407 | 397
139 | 2008006767 | 407 | 397
140 | 2008006767 | 407 | 397
141 | 2008006767 | 407 | 397
142 | 2008006767 | 406 | 396
143 | 2008006767 | 405 | 395
0 | 2006001630 | 343 | 333
1 | 2006001630 | 344 | 334
2 | 2006001630 | 345 | 335
3 | 2006001630 | 346 | 336
4 | 2006001630 | 348 | 338
5 | 2006001630 | 350 | 340
6 | 2006001630 | 352 | 342
7 | 2006001630 | 353 | 343
8 | 2006001630 | 354 | 344
9 | 2006001630 | 355 | 345
10 | 2006001630 | 356.6667 | 346.6667
11 | 2006001630 | 358.3333 | 348.3333
12 | 2006001630 | 360 | 350
13 | 2006001630 | 363.6667 | 353.6667
14 | 2006001630 | 367.3333 | 357.3333
15 | 2006001630 | 371 | 361
16 | 2006001630 | 373.3333 | 363.3333
17 | 2006001630 | 375.6667 | 365.6667
18 | 2006001630 | 378 | 368
19 | 2006001630 | 378.6667 | 368.6667
20 | 2006001630 | 379.3333 | 369.3333
21 | 2006001630 | 380 | 370
22 | 2006001630 | 381.3333 | 371.3333
23 | 2006001630 | 382.6667 | 372.6667
24 | 2006001630 | 384 | 374
25 | 2006001630 | 385.3333 | 375.3333
26 | 2006001630 | 386.6667 | 376.6667
27 | 2006001630 | 388 | 378
28 | 2006001630 | 387 | 377
29 | 2006001630 | 386 | 376
30 | 2006001630 | 385 | 375
31 | 2006001630 | 383 | 373
32 | 2006001630 | 381 | 371
33 | 2006001630 | 379 | 369
34 | 2006001630 | 378.3333 | 368.3333
35 | 2006001630 | 377.6667 | 367.6667
36 | 2006001630 | 377 | 367
37 | 2006001630 | 377.3333 | 367.3333
38 | 2006001630 | 377.6667 | 367.6667
39 | 2006001630 | 378 | 368
40 | 2006001630 | 379.6667 | 369.6667
41 | 2006001630 | 381.3333 | 371.3333
42 | 2006001630 | 383 | 373
43 | 2006001630 | 385.3333 | 375.3333
44 | 2006001630 | 387.6667 | 377.6667
45 | 2006001630 | 390 | 380
46 | 2006001630 | 391.3333 | 381.3333
47 | 2006001630 | 392.6667 | 382.6667
48 | 2006001630 | 394 | 384
49 | 2006001630 | 393.3333 | 383.3333
50 | 2006001630 | 392.6667 | 382.6667
51 | 2006001630 | 392 | 382
52 | 2006001630 | 387.6667 | 377.6667
53 | 2006001630 | 383.3333 | 373.3333
54 | 2006001630 | 379 | 369
55 | 2006001630 | 372.3333 | 362.3333
56 | 2006001630 | 365.6667 | 355.6667
57 | 2006001630 | 359 | 349
58 | 2006001630 | 353.6667 | 343.6667
59 | 2006001630 | 348.3333 | 338.3333
60 | 2006001630 | 343 | 333
61 | 2006001630 | 338.3333 | 328.3333
62 | 2006001630 | 333.6667 | 323.6667
63 | 2006001630 | 329 | 319
64 | 2006001630 | 326 | 316
65 | 2006001630 | 323 | 313
66 | 2006001630 | 320 | 310
67 | 2006001630 | 318.3333 | 308.3333
68 | 2006001630 | 316.6667 | 306.6667
69 | 2006001630 | 315 | 305
70 | 2006001630 | 315.3333 | 305.3333
71 | 2006001630 | 315.6667 | 305.6667
72 | 2006001630 | 316 | 306
73 | 2006001630 | 316.3333 | 306.3333
74 | 2006001630 | 316.6667 | 306.6667
75 | 2006001630 | 317 | 307
76 | 2006001630 | 316.3333 | 306.3333
77 | 2006001630 | 315.6667 | 305.6667
78 | 2006001630 | 315 | 305
79 | 2006001630 | 314.6667 | 304.6667
80 | 2006001630 | 314.3333 | 304.3333
81 | 2006001630 | 314 | 304
82 | 2006001630 | 316.3333 | 306.3333
83 | 2006001630 | 318.6667 | 308.6667
84 | 2006001630 | 321 | 311
85 | 2006001630 | 323.3333 | 313.3333
86 | 2006001630 | 325.6667 | 315.6667
87 | 2006001630 | 328 | 318
88 | 2006001630 | 328.3333 | 318.3333
89 | 2006001630 | 328.6667 | 318.6667
90 | 2006001630 | 329 | 339
91 | 2006001630 | 329 | 339
92 | 2006001630 | 329 | 339
93 | 2006001630 | 329 | 339
94 | 2006001630 | 328.6667 | 338.6667
95 | 2006001630 | 328.3333 | 338.3333
96 | 2006001630 | 328 | 338
97 | 2006001630 | 327.6667 | 337.6667
98 | 2006001630 | 327.3333 | 337.3333
99 | 2006001630 | 327 | 337
100 | 2006001630 | 328.6667 | 338.6667
101 | 2006001630 | 330.3333 | 340.3333
102 | 2006001630 | 332 | 342
103 | 2006001630 | 334.3333 | 344.3333
104 | 2006001630 | 336.6667 | 346.6667
105 | 2006001630 | 339 | 349
106 | 2006001630 | 339.3333 | 349.3333
107 | 2006001630 | 339.6667 | 349.6667
108 | 2006001630 | 340 | 350
109 | 2006001630 | 342.3333 | 352.3333
110 | 2006001630 | 344.6667 | 354.6667
111 | 2006001630 | 347 | 357
112 | 2006001630 | 349.6667 | 359.6667
113 | 2006001630 | 352.3333 | 362.3333
114 | 2006001630 | 355 | 365
115 | 2006001630 | 360.3333 | 370.3333
116 | 2006001630 | 365.6667 | 375.6667
117 | 2006001630 | 371 | 381
118 | 2006001630 | 373.6667 | 383.6667
119 | 2006001630 | 376.3333 | 386.3333
120 | 2006001630 | 379 | 389
121 | 2006001630 | 383.3333 | 393.3333
122 | 2006001630 | 387.6667 | 377.6667
123 | 2006001630 | 392 | 382
124 | 2006001630 | 395.3333 | 385.3333
125 | 2006001630 | 398.6667 | 388.6667
126 | 2006001630 | 402 | 392
127 | 2006001630 | 404.3333 | 394.3333
128 | 2006001630 | 406.6667 | 396.6667
129 | 2006001630 | 409 | 399
130 | 2006001630 | 409 | 399
131 | 2006001630 | 409 | 399
132 | 2006001630 | 409 | 399
133 | 2006001630 | 408.3333 | 398.3333
134 | 2006001630 | 407.6667 | 397.6667
135 | 2006001630 | 407 | 397
136 | 2006001630 | 407 | 397
137 | 2006001630 | 407 | 397
138 | 2006001630 | 407 | 397
139 | 2006001630 | 407 | 397
140 | 2006001630 | 407 | 397
141 | 2006001630 | 407 | 397
142 | 2006001630 | 406 | 396
143 | 2006001630 | 405 | 395
0 | 2015004311 | 343 | 333
1 | 2015004311 | 344 | 334
2 | 2015004311 | 345 | 335
3 | 2015004311 | 346 | 336
4 | 2015004311 | 348 | 338
5 | 2015004311 | 350 | 340
6 | 2015004311 | 352 | 342
7 | 2015004311 | 353 | 343
8 | 2015004311 | 354 | 344
9 | 2015004311 | 355 | 345
10 | 2015004311 | 356.6667 | 346.6667
11 | 2015004311 | 358.3333 | 348.3333
12 | 2015004311 | 360 | 350
13 | 2015004311 | 363.6667 | 353.6667
14 | 2015004311 | 367.3333 | 357.3333
15 | 2015004311 | 371 | 361
16 | 2015004311 | 373.3333 | 363.3333
17 | 2015004311 | 375.6667 | 365.6667
18 | 2015004311 | 378 | 368
19 | 2015004311 | 378.6667 | 368.6667
20 | 2015004311 | 379.3333 | 369.3333
21 | 2015004311 | 380 | 370
22 | 2015004311 | 381.3333 | 371.3333
23 | 2015004311 | 382.6667 | 372.6667
24 | 2015004311 | 384 | 374
25 | 2015004311 | 385.3333 | 375.3333
26 | 2015004311 | 386.6667 | 376.6667
27 | 2015004311 | 388 | 378
28 | 2015004311 | 387 | 377
29 | 2015004311 | 386 | 376
30 | 2015004311 | 385 | 375
31 | 2015004311 | 383 | 373
32 | 2015004311 | 381 | 371
33 | 2015004311 | 379 | 369
34 | 2015004311 | 378.3333 | 368.3333
35 | 2015004311 | 377.6667 | 367.6667
36 | 2015004311 | 377 | 367
37 | 2015004311 | 377.3333 | 367.3333
38 | 2015004311 | 377.6667 | 367.6667
39 | 2015004311 | 378 | 368
40 | 2015004311 | 379.6667 | 369.6667
41 | 2015004311 | 381.3333 | 371.3333
42 | 2015004311 | 383 | 373
43 | 2015004311 | 385.3333 | 375.3333
44 | 2015004311 | 387.6667 | 377.6667
45 | 2015004311 | 390 | 380
46 | 2015004311 | 391.3333 | 381.3333
47 | 2015004311 | 392.6667 | 382.6667
48 | 2015004311 | 394 | 384
49 | 2015004311 | 393.3333 | 383.3333
50 | 2015004311 | 392.6667 | 382.6667
51 | 2015004311 | 392 | 382
52 | 2015004311 | 387.6667 | 377.6667
53 | 2015004311 | 383.3333 | 373.3333
54 | 2015004311 | 379 | 369
55 | 2015004311 | 372.3333 | 362.3333
56 | 2015004311 | 365.6667 | 355.6667
57 | 2015004311 | 359 | 349
58 | 2015004311 | 353.6667 | 343.6667
59 | 2015004311 | 348.3333 | 338.3333
60 | 2015004311 | 343 | 333
61 | 2015004311 | 338.3333 | 328.3333
62 | 2015004311 | 333.6667 | 323.6667
63 | 2015004311 | 329 | 319
64 | 2015004311 | 326 | 316
65 | 2015004311 | 323 | 313
66 | 2015004311 | 320 | 310
67 | 2015004311 | 318.3333 | 308.3333
68 | 2015004311 | 316.6667 | 306.6667
69 | 2015004311 | 315 | 305
70 | 2015004311 | 315.3333 | 305.3333
71 | 2015004311 | 315.6667 | 305.6667
72 | 2015004311 | 316 | 306
73 | 2015004311 | 316.3333 | 306.3333
74 | 2015004311 | 316.6667 | 306.6667
75 | 2015004311 | 317 | 307
76 | 2015004311 | 316.3333 | 306.3333
77 | 2015004311 | 315.6667 | 305.6667
78 | 2015004311 | 315 | 305
79 | 2015004311 | 314.6667 | 304.6667
80 | 2015004311 | 314.3333 | 304.3333
81 | 2015004311 | 314 | 304
82 | 2015004311 | 316.3333 | 306.3333
83 | 2015004311 | 318.6667 | 308.6667
84 | 2015004311 | 321 | 311
85 | 2015004311 | 323.3333 | 313.3333
86 | 2015004311 | 325.6667 | 315.6667
87 | 2015004311 | 328 | 318
88 | 2015004311 | 328.3333 | 318.3333
89 | 2015004311 | 328.6667 | 318.6667
90 | 2015004311 | 329 | 339
91 | 2015004311 | 329 | 339
92 | 2015004311 | 329 | 339
93 | 2015004311 | 329 | 339
94 | 2015004311 | 328.6667 | 338.6667
95 | 2015004311 | 328.3333 | 338.3333
96 | 2015004311 | 328 | 338
97 | 2015004311 | 327.6667 | 337.6667
98 | 2015004311 | 327.3333 | 337.3333
99 | 2015004311 | 327 | 337
100 | 2015004311 | 328.6667 | 338.6667
101 | 2015004311 | 330.3333 | 340.3333
102 | 2015004311 | 332 | 342
103 | 2015004311 | 334.3333 | 344.3333
104 | 2015004311 | 336.6667 | 346.6667
105 | 2015004311 | 339 | 349
106 | 2015004311 | 339.3333 | 349.3333
107 | 2015004311 | 339.6667 | 349.6667
108 | 2015004311 | 340 | 350
109 | 2015004311 | 342.3333 | 352.3333
110 | 2015004311 | 344.6667 | 354.6667
111 | 2015004311 | 347 | 357
112 | 2015004311 | 349.6667 | 359.6667
113 | 2015004311 | 352.3333 | 362.3333
114 | 2015004311 | 355 | 365
115 | 2015004311 | 360.3333 | 370.3333
116 | 2015004311 | 365.6667 | 375.6667
117 | 2015004311 | 371 | 381
118 | 2015004311 | 373.6667 | 383.6667
119 | 2015004311 | 376.3333 | 386.3333
120 | 2015004311 | 379 | 389
121 | 2015004311 | 383.3333 | 393.3333
122 | 2015004311 | 387.6667 | 377.6667
123 | 2015004311 | 392 | 382
124 | 2015004311 | 395.3333 | 385.3333
125 | 2015004311 | 398.6667 | 388.6667
126 | 2015004311 | 402 | 392
127 | 2015004311 | 404.3333 | 394.3333
128 | 2015004311 | 406.6667 | 396.6667
129 | 2015004311 | 409 | 399
130 | 2015004311 | 409 | 399
131 | 2015004311 | 409 | 399
132 | 2015004311 | 409 | 399
133 | 2015004311 | 408.3333 | 398.3333
134 | 2015004311 | 407.6667 | 397.6667
135 | 2015004311 | 407 | 397
136 | 2015004311 | 407 | 397
137 | 2015004311 | 407 | 397
138 | 2015004311 | 407 | 397
139 | 2015004311 | 407 | 397
140 | 2015004311 | 407 | 397
141 | 2015004311 | 407 | 397
142 | 2015004311 | 406 | 396
143 | 2015004311 | 405 | 395
0 | 2009003618 | 343 | 333
1 | 2009003618 | 344 | 334
2 | 2009003618 | 345 | 335
3 | 2009003618 | 346 | 336
4 | 2009003618 | 348 | 338
5 | 2009003618 | 350 | 340
6 | 2009003618 | 352 | 342
7 | 2009003618 | 353 | 343
8 | 2009003618 | 354 | 344
9 | 2009003618 | 355 | 345
10 | 2009003618 | 356.6667 | 346.6667
11 | 2009003618 | 358.3333 | 348.3333
12 | 2009003618 | 360 | 350
13 | 2009003618 | 363.6667 | 353.6667
14 | 2009003618 | 367.3333 | 357.3333
15 | 2009003618 | 371 | 361
16 | 2009003618 | 373.3333 | 363.3333
17 | 2009003618 | 375.6667 | 365.6667
18 | 2009003618 | 378 | 368
19 | 2009003618 | 378.6667 | 368.6667
20 | 2009003618 | 379.3333 | 369.3333
21 | 2009003618 | 380 | 370
22 | 2009003618 | 381.3333 | 371.3333
23 | 2009003618 | 382.6667 | 372.6667
24 | 2009003618 | 384 | 374
25 | 2009003618 | 385.3333 | 375.3333
26 | 2009003618 | 386.6667 | 376.6667
27 | 2009003618 | 388 | 378
28 | 2009003618 | 387 | 377
29 | 2009003618 | 386 | 376
30 | 2009003618 | 385 | 375
31 | 2009003618 | 383 | 373
32 | 2009003618 | 381 | 371
33 | 2009003618 | 379 | 369
34 | 2009003618 | 378.3333 | 368.3333
35 | 2009003618 | 377.6667 | 367.6667
36 | 2009003618 | 377 | 367
37 | 2009003618 | 377.3333 | 367.3333
38 | 2009003618 | 377.6667 | 367.6667
39 | 2009003618 | 378 | 368
40 | 2009003618 | 379.6667 | 369.6667
41 | 2009003618 | 381.3333 | 371.3333
42 | 2009003618 | 383 | 373
43 | 2009003618 | 385.3333 | 375.3333
44 | 2009003618 | 387.6667 | 377.6667
45 | 2009003618 | 390 | 380
46 | 2009003618 | 391.3333 | 381.3333
47 | 2009003618 | 392.6667 | 382.6667
48 | 2009003618 | 394 | 384
49 | 2009003618 | 393.3333 | 383.3333
50 | 2009003618 | 392.6667 | 382.6667
51 | 2009003618 | 392 | 382
52 | 2009003618 | 387.6667 | 377.6667
53 | 2009003618 | 383.3333 | 373.3333
54 | 2009003618 | 379 | 369
55 | 2009003618 | 372.3333 | 362.3333
56 | 2009003618 | 365.6667 | 355.6667
57 | 2009003618 | 359 | 349
58 | 2009003618 | 353.6667 | 343.6667
59 | 2009003618 | 348.3333 | 338.3333
60 | 2009003618 | 343 | 333
61 | 2009003618 | 338.3333 | 328.3333
62 | 2009003618 | 333.6667 | 323.6667
63 | 2009003618 | 329 | 319
64 | 2009003618 | 326 | 316
65 | 2009003618 | 323 | 313
66 | 2009003618 | 320 | 310
67 | 2009003618 | 318.3333 | 308.3333
68 | 2009003618 | 316.6667 | 306.6667
69 | 2009003618 | 315 | 305
70 | 2009003618 | 315.3333 | 305.3333
71 | 2009003618 | 315.6667 | 305.6667
72 | 2009003618 | 316 | 306
73 | 2009003618 | 316.3333 | 306.3333
74 | 2009003618 | 316.6667 | 306.6667
75 | 2009003618 | 317 | 307
76 | 2009003618 | 316.3333 | 306.3333
77 | 2009003618 | 315.6667 | 305.6667
78 | 2009003618 | 315 | 305
79 | 2009003618 | 314.6667 | 304.6667
80 | 2009003618 | 314.3333 | 304.3333
81 | 2009003618 | 314 | 304
82 | 2009003618 | 316.3333 | 306.3333
83 | 2009003618 | 318.6667 | 308.6667
84 | 2009003618 | 321 | 311
85 | 2009003618 | 323.3333 | 313.3333
86 | 2009003618 | 325.6667 | 315.6667
87 | 2009003618 | 328 | 318
88 | 2009003618 | 328.3333 | 318.3333
89 | 2009003618 | 328.6667 | 318.6667
90 | 2009003618 | 329 | 339
91 | 2009003618 | 329 | 339
92 | 2009003618 | 329 | 339
93 | 2009003618 | 329 | 339
94 | 2009003618 | 328.6667 | 338.6667
95 | 2009003618 | 328.3333 | 338.3333
96 | 2009003618 | 328 | 338
97 | 2009003618 | 327.6667 | 337.6667
98 | 2009003618 | 327.3333 | 337.3333
99 | 2009003618 | 327 | 337
100 | 2009003618 | 328.6667 | 338.6667
101 | 2009003618 | 330.3333 | 340.3333
102 | 2009003618 | 332 | 342
103 | 2009003618 | 334.3333 | 344.3333
104 | 2009003618 | 336.6667 | 346.6667
105 | 2009003618 | 339 | 349
106 | 2009003618 | 339.3333 | 349.3333
107 | 2009003618 | 339.6667 | 349.6667
108 | 2009003618 | 340 | 350
109 | 2009003618 | 342.3333 | 352.3333
110 | 2009003618 | 344.6667 | 354.6667
111 | 2009003618 | 347 | 357
112 | 2009003618 | 349.6667 | 359.6667
113 | 2009003618 | 352.3333 | 362.3333
114 | 2009003618 | 355 | 365
115 | 2009003618 | 360.3333 | 370.3333
116 | 2009003618 | 365.6667 | 375.6667
117 | 2009003618 | 371 | 381
118 | 2009003618 | 373.6667 | 383.6667
119 | 2009003618 | 376.3333 | 386.3333
120 | 2009003618 | 379 | 389
121 | 2009003618 | 383.3333 | 393.3333
122 | 2009003618 | 387.6667 | 377.6667
123 | 2009003618 | 392 | 382
124 | 2009003618 | 395.3333 | 385.3333
125 | 2009003618 | 398.6667 | 388.6667
126 | 2009003618 | 402 | 392
127 | 2009003618 | 404.3333 | 394.3333
128 | 2009003618 | 406.6667 | 396.6667
129 | 2009003618 | 409 | 399
130 | 2009003618 | 409 | 399
131 | 2009003618 | 409 | 399
132 | 2009003618 | 409 | 399
133 | 2009003618 | 408.3333 | 398.3333
134 | 2009003618 | 407.6667 | 397.6667
135 | 2009003618 | 407 | 397
136 | 2009003618 | 407 | 397
137 | 2009003618 | 407 | 397
138 | 2009003618 | 407 | 397
139 | 2009003618 | 407 | 397
140 | 2009003618 | 407 | 397
141 | 2009003618 | 407 | 397
142 | 2009003618 | 406 | 396
143 | 2009003618 | 405 | 395
0 | 2006001207 | 343 | 333
1 | 2006001207 | 344 | 334
2 | 2006001207 | 345 | 335
3 | 2006001207 | 346 | 336
4 | 2006001207 | 348 | 338
5 | 2006001207 | 350 | 340
6 | 2006001207 | 352 | 342
7 | 2006001207 | 353 | 343
8 | 2006001207 | 354 | 344
9 | 2006001207 | 355 | 345
10 | 2006001207 | 356.6667 | 346.6667
11 | 2006001207 | 358.3333 | 348.3333
12 | 2006001207 | 360 | 350
13 | 2006001207 | 363.6667 | 353.6667
14 | 2006001207 | 367.3333 | 357.3333
15 | 2006001207 | 371 | 361
16 | 2006001207 | 373.3333 | 363.3333
17 | 2006001207 | 375.6667 | 365.6667
18 | 2006001207 | 378 | 368
19 | 2006001207 | 378.6667 | 368.6667
20 | 2006001207 | 379.3333 | 369.3333
21 | 2006001207 | 380 | 370
22 | 2006001207 | 381.3333 | 371.3333
23 | 2006001207 | 382.6667 | 372.6667
24 | 2006001207 | 384 | 374
25 | 2006001207 | 385.3333 | 375.3333
26 | 2006001207 | 386.6667 | 376.6667
27 | 2006001207 | 388 | 378
28 | 2006001207 | 387 | 377
29 | 2006001207 | 386 | 376
30 | 2006001207 | 385 | 375
31 | 2006001207 | 383 | 373
32 | 2006001207 | 381 | 371
33 | 2006001207 | 379 | 369
34 | 2006001207 | 378.3333 | 368.3333
35 | 2006001207 | 377.6667 | 367.6667
36 | 2006001207 | 377 | 367
37 | 2006001207 | 377.3333 | 367.3333
38 | 2006001207 | 377.6667 | 367.6667
39 | 2006001207 | 378 | 368
40 | 2006001207 | 379.6667 | 369.6667
41 | 2006001207 | 381.3333 | 371.3333
42 | 2006001207 | 383 | 373
43 | 2006001207 | 385.3333 | 375.3333
44 | 2006001207 | 387.6667 | 377.6667
45 | 2006001207 | 390 | 380
46 | 2006001207 | 391.3333 | 381.3333
47 | 2006001207 | 392.6667 | 382.6667
48 | 2006001207 | 394 | 384
49 | 2006001207 | 393.3333 | 383.3333
50 | 2006001207 | 392.6667 | 382.6667
51 | 2006001207 | 392 | 382
52 | 2006001207 | 387.6667 | 377.6667
53 | 2006001207 | 383.3333 | 373.3333
54 | 2006001207 | 379 | 369
55 | 2006001207 | 372.3333 | 362.3333
56 | 2006001207 | 365.6667 | 355.6667
57 | 2006001207 | 359 | 349
58 | 2006001207 | 353.6667 | 343.6667
59 | 2006001207 | 348.3333 | 338.3333
60 | 2006001207 | 343 | 333
61 | 2006001207 | 338.3333 | 328.3333
62 | 2006001207 | 333.6667 | 323.6667
63 | 2006001207 | 329 | 319
64 | 2006001207 | 326 | 316
65 | 2006001207 | 323 | 313
66 | 2006001207 | 320 | 310
67 | 2006001207 | 318.3333 | 308.3333
68 | 2006001207 | 316.6667 | 306.6667
69 | 2006001207 | 315 | 305
70 | 2006001207 | 315.3333 | 305.3333
71 | 2006001207 | 315.6667 | 305.6667
72 | 2006001207 | 316 | 306
73 | 2006001207 | 316.3333 | 306.3333
74 | 2006001207 | 316.6667 | 306.6667
75 | 2006001207 | 317 | 307
76 | 2006001207 | 316.3333 | 306.3333
77 | 2006001207 | 315.6667 | 305.6667
78 | 2006001207 | 315 | 305
79 | 2006001207 | 314.6667 | 304.6667
80 | 2006001207 | 314.3333 | 304.3333
81 | 2006001207 | 314 | 304
82 | 2006001207 | 316.3333 | 306.3333
83 | 2006001207 | 318.6667 | 308.6667
84 | 2006001207 | 321 | 311
85 | 2006001207 | 323.3333 | 313.3333
86 | 2006001207 | 325.6667 | 315.6667
87 | 2006001207 | 328 | 318
88 | 2006001207 | 328.3333 | 318.3333
89 | 2006001207 | 328.6667 | 318.6667
90 | 2006001207 | 329 | 339
91 | 2006001207 | 329 | 339
92 | 2006001207 | 329 | 339
93 | 2006001207 | 329 | 339
94 | 2006001207 | 328.6667 | 338.6667
95 | 2006001207 | 328.3333 | 338.3333
96 | 2006001207 | 328 | 338
97 | 2006001207 | 327.6667 | 337.6667
98 | 2006001207 | 327.3333 | 337.3333
99 | 2006001207 | 327 | 337
100 | 2006001207 | 328.6667 | 338.6667
101 | 2006001207 | 330.3333 | 340.3333
102 | 2006001207 | 332 | 342
103 | 2006001207 | 334.3333 | 344.3333
104 | 2006001207 | 336.6667 | 346.6667
105 | 2006001207 | 339 | 349
106 | 2006001207 | 339.3333 | 349.3333
107 | 2006001207 | 339.6667 | 349.6667
108 | 2006001207 | 340 | 350
109 | 2006001207 | 342.3333 | 352.3333
110 | 2006001207 | 344.6667 | 354.6667
111 | 2006001207 | 347 | 357
112 | 2006001207 | 349.6667 | 359.6667
113 | 2006001207 | 352.3333 | 362.3333
114 | 2006001207 | 355 | 365
115 | 2006001207 | 360.3333 | 370.3333
116 | 2006001207 | 365.6667 | 375.6667
117 | 2006001207 | 371 | 381
118 | 2006001207 | 373.6667 | 383.6667
119 | 2006001207 | 376.3333 | 386.3333
120 | 2006001207 | 379 | 389
121 | 2006001207 | 383.3333 | 393.3333
122 | 2006001207 | 387.6667 | 377.6667
123 | 2006001207 | 392 | 382
124 | 2006001207 | 395.3333 | 385.3333
125 | 2006001207 | 398.6667 | 388.6667
126 | 2006001207 | 402 | 392
127 | 2006001207 | 404.3333 | 394.3333
128 | 2006001207 | 406.6667 | 396.6667
129 | 2006001207 | 409 | 399
130 | 2006001207 | 409 | 399
131 | 2006001207 | 409 | 399
132 | 2006001207 | 409 | 399
133 | 2006001207 | 408.3333 | 398.3333
134 | 2006001207 | 407.6667 | 397.6667
135 | 2006001207 | 407 | 397
136 | 2006001207 | 407 | 397
137 | 2006001207 | 407 | 397
138 | 2006001207 | 407 | 397
139 | 2006001207 | 407 | 397
140 | 2006001207 | 407 | 397
141 | 2006001207 | 407 | 397
142 | 2006001207 | 406 | 396
143 | 2006001207 | 405 | 395
0 | 2003010173 | 343 | 333
1 | 2003010173 | 344 | 334
2 | 2003010173 | 345 | 335
3 | 2003010173 | 346 | 336
4 | 2003010173 | 348 | 338
5 | 2003010173 | 350 | 340
6 | 2003010173 | 352 | 342
7 | 2003010173 | 353 | 343
8 | 2003010173 | 354 | 344
9 | 2003010173 | 355 | 345
10 | 2003010173 | 356.6667 | 346.6667
11 | 2003010173 | 358.3333 | 348.3333
12 | 2003010173 | 360 | 350
13 | 2003010173 | 363.6667 | 353.6667
14 | 2003010173 | 367.3333 | 357.3333
15 | 2003010173 | 371 | 361
16 | 2003010173 | 373.3333 | 363.3333
17 | 2003010173 | 375.6667 | 365.6667
18 | 2003010173 | 378 | 368
19 | 2003010173 | 378.6667 | 368.6667
20 | 2003010173 | 379.3333 | 369.3333
21 | 2003010173 | 380 | 370
22 | 2003010173 | 381.3333 | 371.3333
23 | 2003010173 | 382.6667 | 372.6667
24 | 2003010173 | 384 | 374
25 | 2003010173 | 385.3333 | 375.3333
26 | 2003010173 | 386.6667 | 376.6667
27 | 2003010173 | 388 | 378
28 | 2003010173 | 387 | 377
29 | 2003010173 | 386 | 376
30 | 2003010173 | 385 | 375
31 | 2003010173 | 383 | 373
32 | 2003010173 | 381 | 371
33 | 2003010173 | 379 | 369
34 | 2003010173 | 378.3333 | 368.3333
35 | 2003010173 | 377.6667 | 367.6667
36 | 2003010173 | 377 | 367
37 | 2003010173 | 377.3333 | 367.3333
38 | 2003010173 | 377.6667 | 367.6667
39 | 2003010173 | 378 | 368
40 | 2003010173 | 379.6667 | 369.6667
41 | 2003010173 | 381.3333 | 371.3333
42 | 2003010173 | 383 | 373
43 | 2003010173 | 385.3333 | 375.3333
44 | 2003010173 | 387.6667 | 377.6667
45 | 2003010173 | 390 | 380
46 | 2003010173 | 391.3333 | 381.3333
47 | 2003010173 | 392.6667 | 382.6667
48 | 2003010173 | 394 | 384
49 | 2003010173 | 393.3333 | 383.3333
50 | 2003010173 | 392.6667 | 382.6667
51 | 2003010173 | 392 | 382
52 | 2003010173 | 387.6667 | 377.6667
53 | 2003010173 | 383.3333 | 373.3333
54 | 2003010173 | 379 | 369
55 | 2003010173 | 372.3333 | 362.3333
56 | 2003010173 | 365.6667 | 355.6667
57 | 2003010173 | 359 | 349
58 | 2003010173 | 353.6667 | 343.6667
59 | 2003010173 | 348.3333 | 338.3333
60 | 2003010173 | 343 | 333
61 | 2003010173 | 338.3333 | 328.3333
62 | 2003010173 | 333.6667 | 323.6667
63 | 2003010173 | 329 | 319
64 | 2003010173 | 326 | 316
65 | 2003010173 | 323 | 313
66 | 2003010173 | 320 | 310
67 | 2003010173 | 318.3333 | 308.3333
68 | 2003010173 | 316.6667 | 306.6667
69 | 2003010173 | 315 | 305
70 | 2003010173 | 315.3333 | 305.3333
71 | 2003010173 | 315.6667 | 305.6667
72 | 2003010173 | 316 | 306
73 | 2003010173 | 316.3333 | 306.3333
74 | 2003010173 | 316.6667 | 306.6667
75 | 2003010173 | 317 | 307
76 | 2003010173 | 316.3333 | 306.3333
77 | 2003010173 | 315.6667 | 305.6667
78 | 2003010173 | 315 | 305
79 | 2003010173 | 314.6667 | 304.6667
80 | 2003010173 | 314.3333 | 304.3333
81 | 2003010173 | 314 | 304
82 | 2003010173 | 316.3333 | 306.3333
83 | 2003010173 | 318.6667 | 308.6667
84 | 2003010173 | 321 | 311
85 | 2003010173 | 323.3333 | 313.3333
86 | 2003010173 | 325.6667 | 315.6667
87 | 2003010173 | 328 | 318
88 | 2003010173 | 328.3333 | 318.3333
89 | 2003010173 | 328.6667 | 318.6667
90 | 2003010173 | 329 | 339
91 | 2003010173 | 329 | 339
92 | 2003010173 | 329 | 339
93 | 2003010173 | 329 | 339
94 | 2003010173 | 328.6667 | 338.6667
95 | 2003010173 | 328.3333 | 338.3333
96 | 2003010173 | 328 | 338
97 | 2003010173 | 327.6667 | 337.6667
98 | 2003010173 | 327.3333 | 337.3333
99 | 2003010173 | 327 | 337
100 | 2003010173 | 328.6667 | 338.6667
101 | 2003010173 | 330.3333 | 340.3333
102 | 2003010173 | 332 | 342
103 | 2003010173 | 334.3333 | 344.3333
104 | 2003010173 | 336.6667 | 346.6667
105 | 2003010173 | 339 | 349
106 | 2003010173 | 339.3333 | 349.3333
107 | 2003010173 | 339.6667 | 349.6667
108 | 2003010173 | 340 | 350
109 | 2003010173 | 342.3333 | 352.3333
110 | 2003010173 | 344.6667 | 354.6667
111 | 2003010173 | 347 | 357
112 | 2003010173 | 349.6667 | 359.6667
113 | 2003010173 | 352.3333 | 362.3333
114 | 2003010173 | 355 | 365
115 | 2003010173 | 360.3333 | 370.3333
116 | 2003010173 | 365.6667 | 375.6667
117 | 2003010173 | 371 | 381
118 | 2003010173 | 373.6667 | 383.6667
119 | 2003010173 | 376.3333 | 386.3333
120 | 2003010173 | 379 | 389
121 | 2003010173 | 383.3333 | 393.3333
122 | 2003010173 | 387.6667 | 377.6667
123 | 2003010173 | 392 | 382
124 | 2003010173 | 395.3333 | 385.3333
125 | 2003010173 | 398.6667 | 388.6667
126 | 2003010173 | 402 | 392
127 | 2003010173 | 404.3333 | 394.3333
128 | 2003010173 | 406.6667 | 396.6667
129 | 2003010173 | 409 | 399
130 | 2003010173 | 409 | 399
131 | 2003010173 | 409 | 399
132 | 2003010173 | 409 | 399
133 | 2003010173 | 408.3333 | 398.3333
134 | 2003010173 | 407.6667 | 397.6667
135 | 2003010173 | 407 | 397
136 | 2003010173 | 407 | 397
137 | 2003010173 | 407 | 397
138 | 2003010173 | 407 | 397
139 | 2003010173 | 407 | 397
140 | 2003010173 | 407 | 397
141 | 2003010173 | 407 | 397
142 | 2003010173 | 406 | 396
143 | 2003010173 | 405 | 395
0 | 2002005101 | 343 | 333
1 | 2002005101 | 344 | 334
2 | 2002005101 | 345 | 335
3 | 2002005101 | 346 | 336
4 | 2002005101 | 348 | 338
5 | 2002005101 | 350 | 340
6 | 2002005101 | 352 | 342
7 | 2002005101 | 353 | 343
8 | 2002005101 | 354 | 344
9 | 2002005101 | 355 | 345
10 | 2002005101 | 356.6667 | 346.6667
11 | 2002005101 | 358.3333 | 348.3333
12 | 2002005101 | 360 | 350
13 | 2002005101 | 363.6667 | 353.6667
14 | 2002005101 | 367.3333 | 357.3333
15 | 2002005101 | 371 | 361
16 | 2002005101 | 373.3333 | 363.3333
17 | 2002005101 | 375.6667 | 365.6667
18 | 2002005101 | 378 | 368
19 | 2002005101 | 378.6667 | 368.6667
20 | 2002005101 | 379.3333 | 369.3333
21 | 2002005101 | 380 | 370
22 | 2002005101 | 381.3333 | 371.3333
23 | 2002005101 | 382.6667 | 372.6667
24 | 2002005101 | 384 | 374
25 | 2002005101 | 385.3333 | 375.3333
26 | 2002005101 | 386.6667 | 376.6667
27 | 2002005101 | 388 | 378
28 | 2002005101 | 387 | 377
29 | 2002005101 | 386 | 376
30 | 2002005101 | 385 | 375
31 | 2002005101 | 383 | 373
32 | 2002005101 | 381 | 371
33 | 2002005101 | 379 | 369
34 | 2002005101 | 378.3333 | 368.3333
35 | 2002005101 | 377.6667 | 367.6667
36 | 2002005101 | 377 | 367
37 | 2002005101 | 377.3333 | 367.3333
38 | 2002005101 | 377.6667 | 367.6667
39 | 2002005101 | 378 | 368
40 | 2002005101 | 379.6667 | 369.6667
41 | 2002005101 | 381.3333 | 371.3333
42 | 2002005101 | 383 | 373
43 | 2002005101 | 385.3333 | 375.3333
44 | 2002005101 | 387.6667 | 377.6667
45 | 2002005101 | 390 | 380
46 | 2002005101 | 391.3333 | 381.3333
47 | 2002005101 | 392.6667 | 382.6667
48 | 2002005101 | 394 | 384
49 | 2002005101 | 393.3333 | 383.3333
50 | 2002005101 | 392.6667 | 382.6667
51 | 2002005101 | 392 | 382
52 | 2002005101 | 387.6667 | 377.6667
53 | 2002005101 | 383.3333 | 373.3333
54 | 2002005101 | 379 | 369
55 | 2002005101 | 372.3333 | 362.3333
56 | 2002005101 | 365.6667 | 355.6667
57 | 2002005101 | 359 | 349
58 | 2002005101 | 353.6667 | 343.6667
59 | 2002005101 | 348.3333 | 338.3333
60 | 2002005101 | 343 | 333
61 | 2002005101 | 338.3333 | 328.3333
62 | 2002005101 | 333.6667 | 323.6667
63 | 2002005101 | 329 | 319
64 | 2002005101 | 326 | 316
65 | 2002005101 | 323 | 313
66 | 2002005101 | 320 | 310
67 | 2002005101 | 318.3333 | 308.3333
68 | 2002005101 | 316.6667 | 306.6667
69 | 2002005101 | 315 | 305
70 | 2002005101 | 315.3333 | 305.3333
71 | 2002005101 | 315.6667 | 305.6667
72 | 2002005101 | 316 | 306
73 | 2002005101 | 316.3333 | 306.3333
74 | 2002005101 | 316.6667 | 306.6667
75 | 2002005101 | 317 | 307
76 | 2002005101 | 316.3333 | 306.3333
77 | 2002005101 | 315.6667 | 305.6667
78 | 2002005101 | 315 | 305
79 | 2002005101 | 314.6667 | 304.6667
80 | 2002005101 | 314.3333 | 304.3333
81 | 2002005101 | 314 | 304
82 | 2002005101 | 316.3333 | 306.3333
83 | 2002005101 | 318.6667 | 308.6667
84 | 2002005101 | 321 | 311
85 | 2002005101 | 323.3333 | 313.3333
86 | 2002005101 | 325.6667 | 315.6667
87 | 2002005101 | 328 | 318
88 | 2002005101 | 328.3333 | 318.3333
89 | 2002005101 | 328.6667 | 318.6667
90 | 2002005101 | 329 | 339
91 | 2002005101 | 329 | 339
92 | 2002005101 | 329 | 339
93 | 2002005101 | 329 | 339
94 | 2002005101 | 328.6667 | 338.6667
95 | 2002005101 | 328.3333 | 338.3333
96 | 2002005101 | 328 | 338
97 | 2002005101 | 327.6667 | 337.6667
98 | 2002005101 | 327.3333 | 337.3333
99 | 2002005101 | 327 | 337
100 | 2002005101 | 328.6667 | 338.6667
101 | 2002005101 | 330.3333 | 340.3333
102 | 2002005101 | 332 | 342
103 | 2002005101 | 334.3333 | 344.3333
104 | 2002005101 | 336.6667 | 346.6667
105 | 2002005101 | 339 | 349
106 | 2002005101 | 339.3333 | 349.3333
107 | 2002005101 | 339.6667 | 349.6667
108 | 2002005101 | 340 | 350
109 | 2002005101 | 342.3333 | 352.3333
110 | 2002005101 | 344.6667 | 354.6667
111 | 2002005101 | 347 | 357
112 | 2002005101 | 349.6667 | 359.6667
113 | 2002005101 | 352.3333 | 362.3333
114 | 2002005101 | 355 | 365
115 | 2002005101 | 360.3333 | 370.3333
116 | 2002005101 | 365.6667 | 375.6667
117 | 2002005101 | 371 | 381
118 | 2002005101 | 373.6667 | 383.6667
119 | 2002005101 | 376.3333 | 386.3333
120 | 2002005101 | 379 | 389
121 | 2002005101 | 383.3333 | 393.3333
122 | 2002005101 | 387.6667 | 377.6667
123 | 2002005101 | 392 | 382
124 | 2002005101 | 395.3333 | 385.3333
125 | 2002005101 | 398.6667 | 388.6667
126 | 2002005101 | 402 | 392
127 | 2002005101 | 404.3333 | 394.3333
128 | 2002005101 | 406.6667 | 396.6667
129 | 2002005101 | 409 | 399
130 | 2002005101 | 409 | 399
131 | 2002005101 | 409 | 399
132 | 2002005101 | 409 | 399
133 | 2002005101 | 408.3333 | 398.3333
134 | 2002005101 | 407.6667 | 397.6667
135 | 2002005101 | 407 | 397
136 | 2002005101 | 407 | 397
137 | 2002005101 | 407 | 397
138 | 2002005101 | 407 | 397
139 | 2002005101 | 407 | 397
140 | 2002005101 | 407 | 397
141 | 2002005101 | 407 | 397
142 | 2002005101 | 406 | 396
143 | 2002005101 | 405 | 395
0 | 2009001061 | 343 | 333
1 | 2009001061 | 344 | 334
2 | 2009001061 | 345 | 335
3 | 2009001061 | 346 | 336
4 | 2009001061 | 348 | 338
5 | 2009001061 | 350 | 340
6 | 2009001061 | 352 | 342
7 | 2009001061 | 353 | 343
8 | 2009001061 | 354 | 344
9 | 2009001061 | 355 | 345
10 | 2009001061 | 356.6667 | 346.6667
11 | 2009001061 | 358.3333 | 348.3333
12 | 2009001061 | 360 | 350
13 | 2009001061 | 363.6667 | 353.6667
14 | 2009001061 | 367.3333 | 357.3333
15 | 2009001061 | 371 | 361
16 | 2009001061 | 373.3333 | 363.3333
17 | 2009001061 | 375.6667 | 365.6667
18 | 2009001061 | 378 | 368
19 | 2009001061 | 378.6667 | 368.6667
20 | 2009001061 | 379.3333 | 369.3333
21 | 2009001061 | 380 | 370
22 | 2009001061 | 381.3333 | 371.3333
23 | 2009001061 | 382.6667 | 372.6667
24 | 2009001061 | 384 | 374
25 | 2009001061 | 385.3333 | 375.3333
26 | 2009001061 | 386.6667 | 376.6667
27 | 2009001061 | 388 | 378
28 | 2009001061 | 387 | 377
29 | 2009001061 | 386 | 376
30 | 2009001061 | 385 | 375
31 | 2009001061 | 383 | 373
32 | 2009001061 | 381 | 371
33 | 2009001061 | 379 | 369
34 | 2009001061 | 378.3333 | 368.3333
35 | 2009001061 | 377.6667 | 367.6667
36 | 2009001061 | 377 | 367
37 | 2009001061 | 377.3333 | 367.3333
38 | 2009001061 | 377.6667 | 367.6667
39 | 2009001061 | 378 | 368
40 | 2009001061 | 379.6667 | 369.6667
41 | 2009001061 | 381.3333 | 371.3333
42 | 2009001061 | 383 | 373
43 | 2009001061 | 385.3333 | 375.3333
44 | 2009001061 | 387.6667 | 377.6667
45 | 2009001061 | 390 | 380
46 | 2009001061 | 391.3333 | 381.3333
47 | 2009001061 | 392.6667 | 382.6667
48 | 2009001061 | 394 | 384
49 | 2009001061 | 393.3333 | 383.3333
50 | 2009001061 | 392.6667 | 382.6667
51 | 2009001061 | 392 | 382
52 | 2009001061 | 387.6667 | 377.6667
53 | 2009001061 | 383.3333 | 373.3333
54 | 2009001061 | 379 | 369
55 | 2009001061 | 372.3333 | 362.3333
56 | 2009001061 | 365.6667 | 355.6667
57 | 2009001061 | 359 | 349
58 | 2009001061 | 353.6667 | 343.6667
59 | 2009001061 | 348.3333 | 338.3333
60 | 2009001061 | 343 | 333
61 | 2009001061 | 338.3333 | 328.3333
62 | 2009001061 | 333.6667 | 323.6667
63 | 2009001061 | 329 | 319
64 | 2009001061 | 326 | 316
65 | 2009001061 | 323 | 313
66 | 2009001061 | 320 | 310
67 | 2009001061 | 318.3333 | 308.3333
68 | 2009001061 | 316.6667 | 306.6667
69 | 2009001061 | 315 | 305
70 | 2009001061 | 315.3333 | 305.3333
71 | 2009001061 | 315.6667 | 305.6667
72 | 2009001061 | 316 | 306
73 | 2009001061 | 316.3333 | 306.3333
74 | 2009001061 | 316.6667 | 306.6667
75 | 2009001061 | 317 | 307
76 | 2009001061 | 316.3333 | 306.3333
77 | 2009001061 | 315.6667 | 305.6667
78 | 2009001061 | 315 | 305
79 | 2009001061 | 314.6667 | 304.6667
80 | 2009001061 | 314.3333 | 304.3333
81 | 2009001061 | 314 | 304
82 | 2009001061 | 316.3333 | 306.3333
83 | 2009001061 | 318.6667 | 308.6667
84 | 2009001061 | 321 | 311
85 | 2009001061 | 323.3333 | 313.3333
86 | 2009001061 | 325.6667 | 315.6667
87 | 2009001061 | 328 | 318
88 | 2009001061 | 328.3333 | 318.3333
89 | 2009001061 | 328.6667 | 318.6667
90 | 2009001061 | 329 | 339
91 | 2009001061 | 329 | 339
92 | 2009001061 | 329 | 339
93 | 2009001061 | 329 | 339
94 | 2009001061 | 328.6667 | 338.6667
95 | 2009001061 | 328.3333 | 338.3333
96 | 2009001061 | 328 | 338
97 | 2009001061 | 327.6667 | 337.6667
98 | 2009001061 | 327.3333 | 337.3333
99 | 2009001061 | 327 | 337
100 | 2009001061 | 328.6667 | 338.6667
101 | 2009001061 | 330.3333 | 340.3333
102 | 2009001061 | 332 | 342
103 | 2009001061 | 334.3333 | 344.3333
104 | 2009001061 | 336.6667 | 346.6667
105 | 2009001061 | 339 | 349
106 | 2009001061 | 339.3333 | 349.3333
107 | 2009001061 | 339.6667 | 349.6667
108 | 2009001061 | 340 | 350
109 | 2009001061 | 342.3333 | 352.3333
110 | 2009001061 | 344.6667 | 354.6667
111 | 2009001061 | 347 | 357
112 | 2009001061 | 349.6667 | 359.6667
113 | 2009001061 | 352.3333 | 362.3333
114 | 2009001061 | 355 | 365
115 | 2009001061 | 360.3333 | 370.3333
116 | 2009001061 | 365.6667 | 375.6667
117 | 2009001061 | 371 | 381
118 | 2009001061 | 373.6667 | 383.6667
119 | 2009001061 | 376.3333 | 386.3333
120 | 2009001061 | 379 | 389
121 | 2009001061 | 383.3333 | 393.3333
122 | 2009001061 | 387.6667 | 377.6667
123 | 2009001061 | 392 | 382
124 | 2009001061 | 395.3333 | 385.3333
125 | 2009001061 | 398.6667 | 388.6667
126 | 2009001061 | 402 | 392
127 | 2009001061 | 404.3333 | 394.3333
128 | 2009001061 | 406.6667 | 396.6667
129 | 2009001061 | 409 | 399
130 | 2009001061 | 409 | 399
131 | 2009001061 | 409 | 399
132 | 2009001061 | 409 | 399
133 | 2009001061 | 408.3333 | 398.3333
134 | 2009001061 | 407.6667 | 397.6667
135 | 2009001061 | 407 | 397
136 | 2009001061 | 407 | 397
137 | 2009001061 | 407 | 397
138 | 2009001061 | 407 | 397
139 | 2009001061 | 407 | 397
140 | 2009001061 | 407 | 397
141 | 2009001061 | 407 | 397
142 | 2009001061 | 406 | 396
143 | 2009001061 | 405 | 395
0 | 2007005271 | 343 | 333
1 | 2007005271 | 344 | 334
2 | 2007005271 | 345 | 335
3 | 2007005271 | 346 | 336
4 | 2007005271 | 348 | 338
5 | 2007005271 | 350 | 340
6 | 2007005271 | 352 | 342
7 | 2007005271 | 353 | 343
8 | 2007005271 | 354 | 344
9 | 2007005271 | 355 | 345
10 | 2007005271 | 356.6667 | 346.6667
11 | 2007005271 | 358.3333 | 348.3333
12 | 2007005271 | 360 | 350
13 | 2007005271 | 363.6667 | 353.6667
14 | 2007005271 | 367.3333 | 357.3333
15 | 2007005271 | 371 | 361
16 | 2007005271 | 373.3333 | 363.3333
17 | 2007005271 | 375.6667 | 365.6667
18 | 2007005271 | 378 | 368
19 | 2007005271 | 378.6667 | 368.6667
20 | 2007005271 | 379.3333 | 369.3333
21 | 2007005271 | 380 | 370
22 | 2007005271 | 381.3333 | 371.3333
23 | 2007005271 | 382.6667 | 372.6667
24 | 2007005271 | 384 | 374
25 | 2007005271 | 385.3333 | 375.3333
26 | 2007005271 | 386.6667 | 376.6667
27 | 2007005271 | 388 | 378
28 | 2007005271 | 387 | 377
29 | 2007005271 | 386 | 376
30 | 2007005271 | 385 | 375
31 | 2007005271 | 383 | 373
32 | 2007005271 | 381 | 371
33 | 2007005271 | 379 | 369
34 | 2007005271 | 378.3333 | 368.3333
35 | 2007005271 | 377.6667 | 367.6667
36 | 2007005271 | 377 | 367
37 | 2007005271 | 377.3333 | 367.3333
38 | 2007005271 | 377.6667 | 367.6667
39 | 2007005271 | 378 | 368
40 | 2007005271 | 379.6667 | 369.6667
41 | 2007005271 | 381.3333 | 371.3333
42 | 2007005271 | 383 | 373
43 | 2007005271 | 385.3333 | 375.3333
44 | 2007005271 | 387.6667 | 377.6667
45 | 2007005271 | 390 | 380
46 | 2007005271 | 391.3333 | 381.3333
47 | 2007005271 | 392.6667 | 382.6667
48 | 2007005271 | 394 | 384
49 | 2007005271 | 393.3333 | 383.3333
50 | 2007005271 | 392.6667 | 382.6667
51 | 2007005271 | 392 | 382
52 | 2007005271 | 387.6667 | 377.6667
53 | 2007005271 | 383.3333 | 373.3333
54 | 2007005271 | 379 | 369
55 | 2007005271 | 372.3333 | 362.3333
56 | 2007005271 | 365.6667 | 355.6667
57 | 2007005271 | 359 | 349
58 | 2007005271 | 353.6667 | 343.6667
59 | 2007005271 | 348.3333 | 338.3333
60 | 2007005271 | 343 | 333
61 | 2007005271 | 338.3333 | 328.3333
62 | 2007005271 | 333.6667 | 323.6667
63 | 2007005271 | 329 | 319
64 | 2007005271 | 326 | 316
65 | 2007005271 | 323 | 313
66 | 2007005271 | 320 | 310
67 | 2007005271 | 318.3333 | 308.3333
68 | 2007005271 | 316.6667 | 306.6667
69 | 2007005271 | 315 | 305
70 | 2007005271 | 315.3333 | 305.3333
71 | 2007005271 | 315.6667 | 305.6667
72 | 2007005271 | 316 | 306
73 | 2007005271 | 316.3333 | 306.3333
74 | 2007005271 | 316.6667 | 306.6667
75 | 2007005271 | 317 | 307
76 | 2007005271 | 316.3333 | 306.3333
77 | 2007005271 | 315.6667 | 305.6667
78 | 2007005271 | 315 | 305
79 | 2007005271 | 314.6667 | 304.6667
80 | 2007005271 | 314.3333 | 304.3333
81 | 2007005271 | 314 | 304
82 | 2007005271 | 316.3333 | 306.3333
83 | 2007005271 | 318.6667 | 308.6667
84 | 2007005271 | 321 | 311
85 | 2007005271 | 323.3333 | 313.3333
86 | 2007005271 | 325.6667 | 315.6667
87 | 2007005271 | 328 | 318
88 | 2007005271 | 328.3333 | 318.3333
89 | 2007005271 | 328.6667 | 318.6667
90 | 2007005271 | 329 | 339
91 | 2007005271 | 329 | 339
92 | 2007005271 | 329 | 339
93 | 2007005271 | 329 | 339
94 | 2007005271 | 328.6667 | 338.6667
95 | 2007005271 | 328.3333 | 338.3333
96 | 2007005271 | 328 | 338
97 | 2007005271 | 327.6667 | 337.6667
98 | 2007005271 | 327.3333 | 337.3333
99 | 2007005271 | 327 | 337
100 | 2007005271 | 328.6667 | 338.6667
101 | 2007005271 | 330.3333 | 340.3333
102 | 2007005271 | 332 | 342
103 | 2007005271 | 334.3333 | 344.3333
104 | 2007005271 | 336.6667 | 346.6667
105 | 2007005271 | 339 | 349
106 | 2007005271 | 339.3333 | 349.3333
107 | 2007005271 | 339.6667 | 349.6667
108 | 2007005271 | 340 | 350
109 | 2007005271 | 342.3333 | 352.3333
110 | 2007005271 | 344.6667 | 354.6667
111 | 2007005271 | 347 | 357
112 | 2007005271 | 349.6667 | 359.6667
113 | 2007005271 | 352.3333 | 362.3333
114 | 2007005271 | 355 | 365
115 | 2007005271 | 360.3333 | 370.3333
116 | 2007005271 | 365.6667 | 375.6667
117 | 2007005271 | 371 | 381
118 | 2007005271 | 373.6667 | 383.6667
119 | 2007005271 | 376.3333 | 386.3333
120 | 2007005271 | 379 | 389
121 | 2007005271 | 383.3333 | 393.3333
122 | 2007005271 | 387.6667 | 377.6667
123 | 2007005271 | 392 | 382
124 | 2007005271 | 395.3333 | 385.3333
125 | 2007005271 | 398.6667 | 388.6667
126 | 2007005271 | 402 | 392
127 | 2007005271 | 404.3333 | 394.3333
128 | 2007005271 | 406.6667 | 396.6667
129 | 2007005271 | 409 | 399
130 | 2007005271 | 409 | 399
131 | 2007005271 | 409 | 399
132 | 2007005271 | 409 | 399
133 | 2007005271 | 408.3333 | 398.3333
134 | 2007005271 | 407.6667 | 397.6667
135 | 2007005271 | 407 | 397
136 | 2007005271 | 407 | 397
137 | 2007005271 | 407 | 397
138 | 2007005271 | 407 | 397
139 | 2007005271 | 407 | 397
140 | 2007005271 | 407 | 397
141 | 2007005271 | 407 | 397
142 | 2007005271 | 406 | 396
143 | 2007005271 | 405 | 395
0 | 2005006564 | 343 | 333
1 | 2005006564 | 344 | 334
2 | 2005006564 | 345 | 335
3 | 2005006564 | 346 | 336
4 | 2005006564 | 348 | 338
5 | 2005006564 | 350 | 340
6 | 2005006564 | 352 | 342
7 | 2005006564 | 353 | 343
8 | 2005006564 | 354 | 344
9 | 2005006564 | 355 | 345
10 | 2005006564 | 356.6667 | 346.6667
11 | 2005006564 | 358.3333 | 348.3333
12 | 2005006564 | 360 | 350
13 | 2005006564 | 363.6667 | 353.6667
14 | 2005006564 | 367.3333 | 357.3333
15 | 2005006564 | 371 | 361
16 | 2005006564 | 373.3333 | 363.3333
17 | 2005006564 | 375.6667 | 365.6667
18 | 2005006564 | 378 | 368
19 | 2005006564 | 378.6667 | 368.6667
20 | 2005006564 | 379.3333 | 369.3333
21 | 2005006564 | 380 | 370
22 | 2005006564 | 381.3333 | 371.3333
23 | 2005006564 | 382.6667 | 372.6667
24 | 2005006564 | 384 | 374
25 | 2005006564 | 385.3333 | 375.3333
26 | 2005006564 | 386.6667 | 376.6667
27 | 2005006564 | 388 | 378
28 | 2005006564 | 387 | 377
29 | 2005006564 | 386 | 376
30 | 2005006564 | 385 | 375
31 | 2005006564 | 383 | 373
32 | 2005006564 | 381 | 371
33 | 2005006564 | 379 | 369
34 | 2005006564 | 378.3333 | 368.3333
35 | 2005006564 | 377.6667 | 367.6667
36 | 2005006564 | 377 | 367
37 | 2005006564 | 377.3333 | 367.3333
38 | 2005006564 | 377.6667 | 367.6667
39 | 2005006564 | 378 | 368
40 | 2005006564 | 379.6667 | 369.6667
41 | 2005006564 | 381.3333 | 371.3333
42 | 2005006564 | 383 | 373
43 | 2005006564 | 385.3333 | 375.3333
44 | 2005006564 | 387.6667 | 377.6667
45 | 2005006564 | 390 | 380
46 | 2005006564 | 391.3333 | 381.3333
47 | 2005006564 | 392.6667 | 382.6667
48 | 2005006564 | 394 | 384
49 | 2005006564 | 393.3333 | 383.3333
50 | 2005006564 | 392.6667 | 382.6667
51 | 2005006564 | 392 | 382
52 | 2005006564 | 387.6667 | 377.6667
53 | 2005006564 | 383.3333 | 373.3333
54 | 2005006564 | 379 | 369
55 | 2005006564 | 372.3333 | 362.3333
56 | 2005006564 | 365.6667 | 355.6667
57 | 2005006564 | 359 | 349
58 | 2005006564 | 353.6667 | 343.6667
59 | 2005006564 | 348.3333 | 338.3333
60 | 2005006564 | 343 | 333
61 | 2005006564 | 338.3333 | 328.3333
62 | 2005006564 | 333.6667 | 323.6667
63 | 2005006564 | 329 | 319
64 | 2005006564 | 326 | 316
65 | 2005006564 | 323 | 313
66 | 2005006564 | 320 | 310
67 | 2005006564 | 318.3333 | 308.3333
68 | 2005006564 | 316.6667 | 306.6667
69 | 2005006564 | 315 | 305
70 | 2005006564 | 315.3333 | 305.3333
71 | 2005006564 | 315.6667 | 305.6667
72 | 2005006564 | 316 | 306
73 | 2005006564 | 316.3333 | 306.3333
74 | 2005006564 | 316.6667 | 306.6667
75 | 2005006564 | 317 | 307
76 | 2005006564 | 316.3333 | 306.3333
77 | 2005006564 | 315.6667 | 305.6667
78 | 2005006564 | 315 | 305
79 | 2005006564 | 314.6667 | 304.6667
80 | 2005006564 | 314.3333 | 304.3333
81 | 2005006564 | 314 | 304
82 | 2005006564 | 316.3333 | 306.3333
83 | 2005006564 | 318.6667 | 308.6667
84 | 2005006564 | 321 | 311
85 | 2005006564 | 323.3333 | 313.3333
86 | 2005006564 | 325.6667 | 315.6667
87 | 2005006564 | 328 | 318
88 | 2005006564 | 328.3333 | 318.3333
89 | 2005006564 | 328.6667 | 318.6667
90 | 2005006564 | 329 | 339
91 | 2005006564 | 329 | 339
92 | 2005006564 | 329 | 339
93 | 2005006564 | 329 | 339
94 | 2005006564 | 328.6667 | 338.6667
95 | 2005006564 | 328.3333 | 338.3333
96 | 2005006564 | 328 | 338
97 | 2005006564 | 327.6667 | 337.6667
98 | 2005006564 | 327.3333 | 337.3333
99 | 2005006564 | 327 | 337
100 | 2005006564 | 328.6667 | 338.6667
101 | 2005006564 | 330.3333 | 340.3333
102 | 2005006564 | 332 | 342
103 | 2005006564 | 334.3333 | 344.3333
104 | 2005006564 | 336.6667 | 346.6667
105 | 2005006564 | 339 | 349
106 | 2005006564 | 339.3333 | 349.3333
107 | 2005006564 | 339.6667 | 349.6667
108 | 2005006564 | 340 | 350
109 | 2005006564 | 342.3333 | 352.3333
110 | 2005006564 | 344.6667 | 354.6667
111 | 2005006564 | 347 | 357
112 | 2005006564 | 349.6667 | 359.6667
113 | 2005006564 | 352.3333 | 362.3333
114 | 2005006564 | 355 | 365
115 | 2005006564 | 360.3333 | 370.3333
116 | 2005006564 | 365.6667 | 375.6667
117 | 2005006564 | 371 | 381
118 | 2005006564 | 373.6667 | 383.6667
119 | 2005006564 | 376.3333 | 386.3333
120 | 2005006564 | 379 | 389
121 | 2005006564 | 383.3333 | 393.3333
122 | 2005006564 | 387.6667 | 377.6667
123 | 2005006564 | 392 | 382
124 | 2005006564 | 395.3333 | 385.3333
125 | 2005006564 | 398.6667 | 388.6667
126 | 2005006564 | 402 | 392
127 | 2005006564 | 404.3333 | 394.3333
128 | 2005006564 | 406.6667 | 396.6667
129 | 2005006564 | 409 | 399
130 | 2005006564 | 409 | 399
131 | 2005006564 | 409 | 399
132 | 2005006564 | 409 | 399
133 | 2005006564 | 408.3333 | 398.3333
134 | 2005006564 | 407.6667 | 397.6667
135 | 2005006564 | 407 | 397
136 | 2005006564 | 407 | 397
137 | 2005006564 | 407 | 397
138 | 2005006564 | 407 | 397
139 | 2005006564 | 407 | 397
140 | 2005006564 | 407 | 397
141 | 2005006564 | 407 | 397
142 | 2005006564 | 406 | 396
143 | 2005006564 | 405 | 395
0 | 2005002361 | 343 | 333
1 | 2005002361 | 344 | 334
2 | 2005002361 | 345 | 335
3 | 2005002361 | 346 | 336
4 | 2005002361 | 348 | 338
5 | 2005002361 | 350 | 340
6 | 2005002361 | 352 | 342
7 | 2005002361 | 353 | 343
8 | 2005002361 | 354 | 344
9 | 2005002361 | 355 | 345
10 | 2005002361 | 356.6667 | 346.6667
11 | 2005002361 | 358.3333 | 348.3333
12 | 2005002361 | 360 | 350
13 | 2005002361 | 363.6667 | 353.6667
14 | 2005002361 | 367.3333 | 357.3333
15 | 2005002361 | 371 | 361
16 | 2005002361 | 373.3333 | 363.3333
17 | 2005002361 | 375.6667 | 365.6667
18 | 2005002361 | 378 | 368
19 | 2005002361 | 378.6667 | 368.6667
20 | 2005002361 | 379.3333 | 369.3333
21 | 2005002361 | 380 | 370
22 | 2005002361 | 381.3333 | 371.3333
23 | 2005002361 | 382.6667 | 372.6667
24 | 2005002361 | 384 | 374
25 | 2005002361 | 385.3333 | 375.3333
26 | 2005002361 | 386.6667 | 376.6667
27 | 2005002361 | 388 | 378
28 | 2005002361 | 387 | 377
29 | 2005002361 | 386 | 376
30 | 2005002361 | 385 | 375
31 | 2005002361 | 383 | 373
32 | 2005002361 | 381 | 371
33 | 2005002361 | 379 | 369
34 | 2005002361 | 378.3333 | 368.3333
35 | 2005002361 | 377.6667 | 367.6667
36 | 2005002361 | 377 | 367
37 | 2005002361 | 377.3333 | 367.3333
38 | 2005002361 | 377.6667 | 367.6667
39 | 2005002361 | 378 | 368
40 | 2005002361 | 379.6667 | 369.6667
41 | 2005002361 | 381.3333 | 371.3333
42 | 2005002361 | 383 | 373
43 | 2005002361 | 385.3333 | 375.3333
44 | 2005002361 | 387.6667 | 377.6667
45 | 2005002361 | 390 | 380
46 | 2005002361 | 391.3333 | 381.3333
47 | 2005002361 | 392.6667 | 382.6667
48 | 2005002361 | 394 | 384
49 | 2005002361 | 393.3333 | 383.3333
50 | 2005002361 | 392.6667 | 382.6667
51 | 2005002361 | 392 | 382
52 | 2005002361 | 387.6667 | 377.6667
53 | 2005002361 | 383.3333 | 373.3333
54 | 2005002361 | 379 | 369
55 | 2005002361 | 372.3333 | 362.3333
56 | 2005002361 | 365.6667 | 355.6667
57 | 2005002361 | 359 | 349
58 | 2005002361 | 353.6667 | 343.6667
59 | 2005002361 | 348.3333 | 338.3333
60 | 2005002361 | 343 | 333
61 | 2005002361 | 338.3333 | 328.3333
62 | 2005002361 | 333.6667 | 323.6667
63 | 2005002361 | 329 | 319
64 | 2005002361 | 326 | 316
65 | 2005002361 | 323 | 313
66 | 2005002361 | 320 | 310
67 | 2005002361 | 318.3333 | 308.3333
68 | 2005002361 | 316.6667 | 306.6667
69 | 2005002361 | 315 | 305
70 | 2005002361 | 315.3333 | 305.3333
71 | 2005002361 | 315.6667 | 305.6667
72 | 2005002361 | 316 | 306
73 | 2005002361 | 316.3333 | 306.3333
74 | 2005002361 | 316.6667 | 306.6667
75 | 2005002361 | 317 | 307
76 | 2005002361 | 316.3333 | 306.3333
77 | 2005002361 | 315.6667 | 305.6667
78 | 2005002361 | 315 | 305
79 | 2005002361 | 314.6667 | 304.6667
80 | 2005002361 | 314.3333 | 304.3333
81 | 2005002361 | 314 | 304
82 | 2005002361 | 316.3333 | 306.3333
83 | 2005002361 | 318.6667 | 308.6667
84 | 2005002361 | 321 | 311
85 | 2005002361 | 323.3333 | 313.3333
86 | 2005002361 | 325.6667 | 315.6667
87 | 2005002361 | 328 | 318
88 | 2005002361 | 328.3333 | 318.3333
89 | 2005002361 | 328.6667 | 318.6667
90 | 2005002361 | 329 | 339
91 | 2005002361 | 329 | 339
92 | 2005002361 | 329 | 339
93 | 2005002361 | 329 | 339
94 | 2005002361 | 328.6667 | 338.6667
95 | 2005002361 | 328.3333 | 338.3333
96 | 2005002361 | 328 | 338
97 | 2005002361 | 327.6667 | 337.6667
98 | 2005002361 | 327.3333 | 337.3333
99 | 2005002361 | 327 | 337
100 | 2005002361 | 328.6667 | 338.6667
101 | 2005002361 | 330.3333 | 340.3333
102 | 2005002361 | 332 | 342
103 | 2005002361 | 334.3333 | 344.3333
104 | 2005002361 | 336.6667 | 346.6667
105 | 2005002361 | 339 | 349
106 | 2005002361 | 339.3333 | 349.3333
107 | 2005002361 | 339.6667 | 349.6667
108 | 2005002361 | 340 | 350
109 | 2005002361 | 342.3333 | 352.3333
110 | 2005002361 | 344.6667 | 354.6667
111 | 2005002361 | 347 | 357
112 | 2005002361 | 349.6667 | 359.6667
113 | 2005002361 | 352.3333 | 362.3333
114 | 2005002361 | 355 | 365
115 | 2005002361 | 360.3333 | 370.3333
116 | 2005002361 | 365.6667 | 375.6667
117 | 2005002361 | 371 | 381
118 | 2005002361 | 373.6667 | 383.6667
119 | 2005002361 | 376.3333 | 386.3333
120 | 2005002361 | 379 | 389
121 | 2005002361 | 383.3333 | 393.3333
122 | 2005002361 | 387.6667 | 377.6667
123 | 2005002361 | 392 | 382
124 | 2005002361 | 395.3333 | 385.3333
125 | 2005002361 | 398.6667 | 388.6667
126 | 2005002361 | 402 | 392
127 | 2005002361 | 404.3333 | 394.3333
128 | 2005002361 | 406.6667 | 396.6667
129 | 2005002361 | 409 | 399
130 | 2005002361 | 409 | 399
131 | 2005002361 | 409 | 399
132 | 2005002361 | 409 | 399
133 | 2005002361 | 408.3333 | 398.3333
134 | 2005002361 | 407.6667 | 397.6667
135 | 2005002361 | 407 | 397
136 | 2005002361 | 407 | 397
137 | 2005002361 | 407 | 397
138 | 2005002361 | 407 | 397
139 | 2005002361 | 407 | 397
140 | 2005002361 | 407 | 397
141 | 2005002361 | 407 | 397
142 | 2005002361 | 406 | 396
143 | 2005002361 | 405 | 395
0 | 2004005700 | 343 | 333
1 | 2004005700 | 344 | 334
2 | 2004005700 | 345 | 335
3 | 2004005700 | 346 | 336
4 | 2004005700 | 348 | 338
5 | 2004005700 | 350 | 340
6 | 2004005700 | 352 | 342
7 | 2004005700 | 353 | 343
8 | 2004005700 | 354 | 344
9 | 2004005700 | 355 | 345
10 | 2004005700 | 356.6667 | 346.6667
11 | 2004005700 | 358.3333 | 348.3333
12 | 2004005700 | 360 | 350
13 | 2004005700 | 363.6667 | 353.6667
14 | 2004005700 | 367.3333 | 357.3333
15 | 2004005700 | 371 | 361
16 | 2004005700 | 373.3333 | 363.3333
17 | 2004005700 | 375.6667 | 365.6667
18 | 2004005700 | 378 | 368
19 | 2004005700 | 378.6667 | 368.6667
20 | 2004005700 | 379.3333 | 369.3333
21 | 2004005700 | 380 | 370
22 | 2004005700 | 381.3333 | 371.3333
23 | 2004005700 | 382.6667 | 372.6667
24 | 2004005700 | 384 | 374
25 | 2004005700 | 385.3333 | 375.3333
26 | 2004005700 | 386.6667 | 376.6667
27 | 2004005700 | 388 | 378
28 | 2004005700 | 387 | 377
29 | 2004005700 | 386 | 376
30 | 2004005700 | 385 | 375
31 | 2004005700 | 383 | 373
32 | 2004005700 | 381 | 371
33 | 2004005700 | 379 | 369
34 | 2004005700 | 378.3333 | 368.3333
35 | 2004005700 | 377.6667 | 367.6667
36 | 2004005700 | 377 | 367
37 | 2004005700 | 377.3333 | 367.3333
38 | 2004005700 | 377.6667 | 367.6667
39 | 2004005700 | 378 | 368
40 | 2004005700 | 379.6667 | 369.6667
41 | 2004005700 | 381.3333 | 371.3333
42 | 2004005700 | 383 | 373
43 | 2004005700 | 385.3333 | 375.3333
44 | 2004005700 | 387.6667 | 377.6667
45 | 2004005700 | 390 | 380
46 | 2004005700 | 391.3333 | 381.3333
47 | 2004005700 | 392.6667 | 382.6667
48 | 2004005700 | 394 | 384
49 | 2004005700 | 393.3333 | 383.3333
50 | 2004005700 | 392.6667 | 382.6667
51 | 2004005700 | 392 | 382
52 | 2004005700 | 387.6667 | 377.6667
53 | 2004005700 | 383.3333 | 373.3333
54 | 2004005700 | 379 | 369
55 | 2004005700 | 372.3333 | 362.3333
56 | 2004005700 | 365.6667 | 355.6667
57 | 2004005700 | 359 | 349
58 | 2004005700 | 353.6667 | 343.6667
59 | 2004005700 | 348.3333 | 338.3333
60 | 2004005700 | 343 | 333
61 | 2004005700 | 338.3333 | 328.3333
62 | 2004005700 | 333.6667 | 323.6667
63 | 2004005700 | 329 | 319
64 | 2004005700 | 326 | 316
65 | 2004005700 | 323 | 313
66 | 2004005700 | 320 | 310
67 | 2004005700 | 318.3333 | 308.3333
68 | 2004005700 | 316.6667 | 306.6667
69 | 2004005700 | 315 | 305
70 | 2004005700 | 315.3333 | 305.3333
71 | 2004005700 | 315.6667 | 305.6667
72 | 2004005700 | 316 | 306
73 | 2004005700 | 316.3333 | 306.3333
74 | 2004005700 | 316.6667 | 306.6667
75 | 2004005700 | 317 | 307
76 | 2004005700 | 316.3333 | 306.3333
77 | 2004005700 | 315.6667 | 305.6667
78 | 2004005700 | 315 | 305
79 | 2004005700 | 314.6667 | 304.6667
80 | 2004005700 | 314.3333 | 304.3333
81 | 2004005700 | 314 | 304
82 | 2004005700 | 316.3333 | 306.3333
83 | 2004005700 | 318.6667 | 308.6667
84 | 2004005700 | 321 | 311
85 | 2004005700 | 323.3333 | 313.3333
86 | 2004005700 | 325.6667 | 315.6667
87 | 2004005700 | 328 | 318
88 | 2004005700 | 328.3333 | 318.3333
89 | 2004005700 | 328.6667 | 318.6667
90 | 2004005700 | 329 | 339
91 | 2004005700 | 329 | 339
92 | 2004005700 | 329 | 339
93 | 2004005700 | 329 | 339
94 | 2004005700 | 328.6667 | 338.6667
95 | 2004005700 | 328.3333 | 338.3333
96 | 2004005700 | 328 | 338
97 | 2004005700 | 327.6667 | 337.6667
98 | 2004005700 | 327.3333 | 337.3333
99 | 2004005700 | 327 | 337
100 | 2004005700 | 328.6667 | 338.6667
101 | 2004005700 | 330.3333 | 340.3333
102 | 2004005700 | 332 | 342
103 | 2004005700 | 334.3333 | 344.3333
104 | 2004005700 | 336.6667 | 346.6667
105 | 2004005700 | 339 | 349
106 | 2004005700 | 339.3333 | 349.3333
107 | 2004005700 | 339.6667 | 349.6667
108 | 2004005700 | 340 | 350
109 | 2004005700 | 342.3333 | 352.3333
110 | 2004005700 | 344.6667 | 354.6667
111 | 2004005700 | 347 | 357
112 | 2004005700 | 349.6667 | 359.6667
113 | 2004005700 | 352.3333 | 362.3333
114 | 2004005700 | 355 | 365
115 | 2004005700 | 360.3333 | 370.3333
116 | 2004005700 | 365.6667 | 375.6667
117 | 2004005700 | 371 | 381
118 | 2004005700 | 373.6667 | 383.6667
119 | 2004005700 | 376.3333 | 386.3333
120 | 2004005700 | 379 | 389
121 | 2004005700 | 383.3333 | 393.3333
122 | 2004005700 | 387.6667 | 377.6667
123 | 2004005700 | 392 | 382
124 | 2004005700 | 395.3333 | 385.3333
125 | 2004005700 | 398.6667 | 388.6667
126 | 2004005700 | 402 | 392
127 | 2004005700 | 404.3333 | 394.3333
128 | 2004005700 | 406.6667 | 396.6667
129 | 2004005700 | 409 | 399
130 | 2004005700 | 409 | 399
131 | 2004005700 | 409 | 399
132 | 2004005700 | 409 | 399
133 | 2004005700 | 408.3333 | 398.3333
134 | 2004005700 | 407.6667 | 397.6667
135 | 2004005700 | 407 | 397
136 | 2004005700 | 407 | 397
137 | 2004005700 | 407 | 397
138 | 2004005700 | 407 | 397
139 | 2004005700 | 407 | 397
140 | 2004005700 | 407 | 397
141 | 2004005700 | 407 | 397
142 | 2004005700 | 406 | 396
143 | 2004005700 | 405 | 395
0 | 2006002331 | 343 | 333
1 | 2006002331 | 344 | 334
2 | 2006002331 | 345 | 335
3 | 2006002331 | 346 | 336
4 | 2006002331 | 348 | 338
5 | 2006002331 | 350 | 340
6 | 2006002331 | 352 | 342
7 | 2006002331 | 353 | 343
8 | 2006002331 | 354 | 344
9 | 2006002331 | 355 | 345
10 | 2006002331 | 356.6667 | 346.6667
11 | 2006002331 | 358.3333 | 348.3333
12 | 2006002331 | 360 | 350
13 | 2006002331 | 363.6667 | 353.6667
14 | 2006002331 | 367.3333 | 357.3333
15 | 2006002331 | 371 | 361
16 | 2006002331 | 373.3333 | 363.3333
17 | 2006002331 | 375.6667 | 365.6667
18 | 2006002331 | 378 | 368
19 | 2006002331 | 378.6667 | 368.6667
20 | 2006002331 | 379.3333 | 369.3333
21 | 2006002331 | 380 | 370
22 | 2006002331 | 381.3333 | 371.3333
23 | 2006002331 | 382.6667 | 372.6667
24 | 2006002331 | 384 | 374
25 | 2006002331 | 385.3333 | 375.3333
26 | 2006002331 | 386.6667 | 376.6667
27 | 2006002331 | 388 | 378
28 | 2006002331 | 387 | 377
29 | 2006002331 | 386 | 376
30 | 2006002331 | 385 | 375
31 | 2006002331 | 383 | 373
32 | 2006002331 | 381 | 371
33 | 2006002331 | 379 | 369
34 | 2006002331 | 378.3333 | 368.3333
35 | 2006002331 | 377.6667 | 367.6667
36 | 2006002331 | 377 | 367
37 | 2006002331 | 377.3333 | 367.3333
38 | 2006002331 | 377.6667 | 367.6667
39 | 2006002331 | 378 | 368
40 | 2006002331 | 379.6667 | 369.6667
41 | 2006002331 | 381.3333 | 371.3333
42 | 2006002331 | 383 | 373
43 | 2006002331 | 385.3333 | 375.3333
44 | 2006002331 | 387.6667 | 377.6667
45 | 2006002331 | 390 | 380
46 | 2006002331 | 391.3333 | 381.3333
47 | 2006002331 | 392.6667 | 382.6667
48 | 2006002331 | 394 | 384
49 | 2006002331 | 393.3333 | 383.3333
50 | 2006002331 | 392.6667 | 382.6667
51 | 2006002331 | 392 | 382
52 | 2006002331 | 387.6667 | 377.6667
53 | 2006002331 | 383.3333 | 373.3333
54 | 2006002331 | 379 | 369
55 | 2006002331 | 372.3333 | 362.3333
56 | 2006002331 | 365.6667 | 355.6667
57 | 2006002331 | 359 | 349
58 | 2006002331 | 353.6667 | 343.6667
59 | 2006002331 | 348.3333 | 338.3333
60 | 2006002331 | 343 | 333
61 | 2006002331 | 338.3333 | 328.3333
62 | 2006002331 | 333.6667 | 323.6667
63 | 2006002331 | 329 | 319
64 | 2006002331 | 326 | 316
65 | 2006002331 | 323 | 313
66 | 2006002331 | 320 | 310
67 | 2006002331 | 318.3333 | 308.3333
68 | 2006002331 | 316.6667 | 306.6667
69 | 2006002331 | 315 | 305
70 | 2006002331 | 315.3333 | 305.3333
71 | 2006002331 | 315.6667 | 305.6667
72 | 2006002331 | 316 | 306
73 | 2006002331 | 316.3333 | 306.3333
74 | 2006002331 | 316.6667 | 306.6667
75 | 2006002331 | 317 | 307
76 | 2006002331 | 316.3333 | 306.3333
77 | 2006002331 | 315.6667 | 305.6667
78 | 2006002331 | 315 | 305
79 | 2006002331 | 314.6667 | 304.6667
80 | 2006002331 | 314.3333 | 304.3333
81 | 2006002331 | 314 | 304
82 | 2006002331 | 316.3333 | 306.3333
83 | 2006002331 | 318.6667 | 308.6667
84 | 2006002331 | 321 | 311
85 | 2006002331 | 323.3333 | 313.3333
86 | 2006002331 | 325.6667 | 315.6667
87 | 2006002331 | 328 | 318
88 | 2006002331 | 328.3333 | 318.3333
89 | 2006002331 | 328.6667 | 318.6667
90 | 2006002331 | 329 | 339
91 | 2006002331 | 329 | 339
92 | 2006002331 | 329 | 339
93 | 2006002331 | 329 | 339
94 | 2006002331 | 328.6667 | 338.6667
95 | 2006002331 | 328.3333 | 338.3333
96 | 2006002331 | 328 | 338
97 | 2006002331 | 327.6667 | 337.6667
98 | 2006002331 | 327.3333 | 337.3333
99 | 2006002331 | 327 | 337
100 | 2006002331 | 328.6667 | 338.6667
101 | 2006002331 | 330.3333 | 340.3333
102 | 2006002331 | 332 | 342
103 | 2006002331 | 334.3333 | 344.3333
104 | 2006002331 | 336.6667 | 346.6667
105 | 2006002331 | 339 | 349
106 | 2006002331 | 339.3333 | 349.3333
107 | 2006002331 | 339.6667 | 349.6667
108 | 2006002331 | 340 | 350
109 | 2006002331 | 342.3333 | 352.3333
110 | 2006002331 | 344.6667 | 354.6667
111 | 2006002331 | 347 | 357
112 | 2006002331 | 349.6667 | 359.6667
113 | 2006002331 | 352.3333 | 362.3333
114 | 2006002331 | 355 | 365
115 | 2006002331 | 360.3333 | 370.3333
116 | 2006002331 | 365.6667 | 375.6667
117 | 2006002331 | 371 | 381
118 | 2006002331 | 373.6667 | 383.6667
119 | 2006002331 | 376.3333 | 386.3333
120 | 2006002331 | 379 | 389
121 | 2006002331 | 383.3333 | 393.3333
122 | 2006002331 | 387.6667 | 377.6667
123 | 2006002331 | 392 | 382
124 | 2006002331 | 395.3333 | 385.3333
125 | 2006002331 | 398.6667 | 388.6667
126 | 2006002331 | 402 | 392
127 | 2006002331 | 404.3333 | 394.3333
128 | 2006002331 | 406.6667 | 396.6667
129 | 2006002331 | 409 | 399
130 | 2006002331 | 409 | 399
131 | 2006002331 | 409 | 399
132 | 2006002331 | 409 | 399
133 | 2006002331 | 408.3333 | 398.3333
134 | 2006002331 | 407.6667 | 397.6667
135 | 2006002331 | 407 | 397
136 | 2006002331 | 407 | 397
137 | 2006002331 | 407 | 397
138 | 2006002331 | 407 | 397
139 | 2006002331 | 407 | 397
140 | 2006002331 | 407 | 397
141 | 2006002331 | 407 | 397
142 | 2006002331 | 406 | 396
143 | 2006002331 | 405 | 395
0 | 2012000403 | 343 | 333
1 | 2012000403 | 344 | 334
2 | 2012000403 | 345 | 335
3 | 2012000403 | 346 | 336
4 | 2012000403 | 348 | 338
5 | 2012000403 | 350 | 340
6 | 2012000403 | 352 | 342
7 | 2012000403 | 353 | 343
8 | 2012000403 | 354 | 344
9 | 2012000403 | 355 | 345
10 | 2012000403 | 356.6667 | 346.6667
11 | 2012000403 | 358.3333 | 348.3333
12 | 2012000403 | 360 | 350
13 | 2012000403 | 363.6667 | 353.6667
14 | 2012000403 | 367.3333 | 357.3333
15 | 2012000403 | 371 | 361
16 | 2012000403 | 373.3333 | 363.3333
17 | 2012000403 | 375.6667 | 365.6667
18 | 2012000403 | 378 | 368
19 | 2012000403 | 378.6667 | 368.6667
20 | 2012000403 | 379.3333 | 369.3333
21 | 2012000403 | 380 | 370
22 | 2012000403 | 381.3333 | 371.3333
23 | 2012000403 | 382.6667 | 372.6667
24 | 2012000403 | 384 | 374
25 | 2012000403 | 385.3333 | 375.3333
26 | 2012000403 | 386.6667 | 376.6667
27 | 2012000403 | 388 | 378
28 | 2012000403 | 387 | 377
29 | 2012000403 | 386 | 376
30 | 2012000403 | 385 | 375
31 | 2012000403 | 383 | 373
32 | 2012000403 | 381 | 371
33 | 2012000403 | 379 | 369
34 | 2012000403 | 378.3333 | 368.3333
35 | 2012000403 | 377.6667 | 367.6667
36 | 2012000403 | 377 | 367
37 | 2012000403 | 377.3333 | 367.3333
38 | 2012000403 | 377.6667 | 367.6667
39 | 2012000403 | 378 | 368
40 | 2012000403 | 379.6667 | 369.6667
41 | 2012000403 | 381.3333 | 371.3333
42 | 2012000403 | 383 | 373
43 | 2012000403 | 385.3333 | 375.3333
44 | 2012000403 | 387.6667 | 377.6667
45 | 2012000403 | 390 | 380
46 | 2012000403 | 391.3333 | 381.3333
47 | 2012000403 | 392.6667 | 382.6667
48 | 2012000403 | 394 | 384
49 | 2012000403 | 393.3333 | 383.3333
50 | 2012000403 | 392.6667 | 382.6667
51 | 2012000403 | 392 | 382
52 | 2012000403 | 387.6667 | 377.6667
53 | 2012000403 | 383.3333 | 373.3333
54 | 2012000403 | 379 | 369
55 | 2012000403 | 372.3333 | 362.3333
56 | 2012000403 | 365.6667 | 355.6667
57 | 2012000403 | 359 | 349
58 | 2012000403 | 353.6667 | 343.6667
59 | 2012000403 | 348.3333 | 338.3333
60 | 2012000403 | 343 | 333
61 | 2012000403 | 338.3333 | 328.3333
62 | 2012000403 | 333.6667 | 323.6667
63 | 2012000403 | 329 | 319
64 | 2012000403 | 326 | 316
65 | 2012000403 | 323 | 313
66 | 2012000403 | 320 | 310
67 | 2012000403 | 318.3333 | 308.3333
68 | 2012000403 | 316.6667 | 306.6667
69 | 2012000403 | 315 | 305
70 | 2012000403 | 315.3333 | 305.3333
71 | 2012000403 | 315.6667 | 305.6667
72 | 2012000403 | 316 | 306
73 | 2012000403 | 316.3333 | 306.3333
74 | 2012000403 | 316.6667 | 306.6667
75 | 2012000403 | 317 | 307
76 | 2012000403 | 316.3333 | 306.3333
77 | 2012000403 | 315.6667 | 305.6667
78 | 2012000403 | 315 | 305
79 | 2012000403 | 314.6667 | 304.6667
80 | 2012000403 | 314.3333 | 304.3333
81 | 2012000403 | 314 | 304
82 | 2012000403 | 316.3333 | 306.3333
83 | 2012000403 | 318.6667 | 308.6667
84 | 2012000403 | 321 | 311
85 | 2012000403 | 323.3333 | 313.3333
86 | 2012000403 | 325.6667 | 315.6667
87 | 2012000403 | 328 | 318
88 | 2012000403 | 328.3333 | 318.3333
89 | 2012000403 | 328.6667 | 318.6667
90 | 2012000403 | 329 | 339
91 | 2012000403 | 329 | 339
92 | 2012000403 | 329 | 339
93 | 2012000403 | 329 | 339
94 | 2012000403 | 328.6667 | 338.6667
95 | 2012000403 | 328.3333 | 338.3333
96 | 2012000403 | 328 | 338
97 | 2012000403 | 327.6667 | 337.6667
98 | 2012000403 | 327.3333 | 337.3333
99 | 2012000403 | 327 | 337
100 | 2012000403 | 328.6667 | 338.6667
101 | 2012000403 | 330.3333 | 340.3333
102 | 2012000403 | 332 | 342
103 | 2012000403 | 334.3333 | 344.3333
104 | 2012000403 | 336.6667 | 346.6667
105 | 2012000403 | 339 | 349
106 | 2012000403 | 339.3333 | 349.3333
107 | 2012000403 | 339.6667 | 349.6667
108 | 2012000403 | 340 | 350
109 | 2012000403 | 342.3333 | 352.3333
110 | 2012000403 | 344.6667 | 354.6667
111 | 2012000403 | 347 | 357
112 | 2012000403 | 349.6667 | 359.6667
113 | 2012000403 | 352.3333 | 362.3333
114 | 2012000403 | 355 | 365
115 | 2012000403 | 360.3333 | 370.3333
116 | 2012000403 | 365.6667 | 375.6667
117 | 2012000403 | 371 | 381
118 | 2012000403 | 373.6667 | 383.6667
119 | 2012000403 | 376.3333 | 386.3333
120 | 2012000403 | 379 | 389
121 | 2012000403 | 383.3333 | 393.3333
122 | 2012000403 | 387.6667 | 377.6667
123 | 2012000403 | 392 | 382
124 | 2012000403 | 395.3333 | 385.3333
125 | 2012000403 | 398.6667 | 388.6667
126 | 2012000403 | 402 | 392
127 | 2012000403 | 404.3333 | 394.3333
128 | 2012000403 | 406.6667 | 396.6667
129 | 2012000403 | 409 | 399
130 | 2012000403 | 409 | 399
131 | 2012000403 | 409 | 399
132 | 2012000403 | 409 | 399
133 | 2012000403 | 408.3333 | 398.3333
134 | 2012000403 | 407.6667 | 397.6667
135 | 2012000403 | 407 | 397
136 | 2012000403 | 407 | 397
137 | 2012000403 | 407 | 397
138 | 2012000403 | 407 | 397
139 | 2012000403 | 407 | 397
140 | 2012000403 | 407 | 397
141 | 2012000403 | 407 | 397
142 | 2012000403 | 406 | 396
143 | 2012000403 | 405 | 395
0 | 2011009556 | 343 | 333
1 | 2011009556 | 344 | 334
2 | 2011009556 | 345 | 335
3 | 2011009556 | 346 | 336
4 | 2011009556 | 348 | 338
5 | 2011009556 | 350 | 340
6 | 2011009556 | 352 | 342
7 | 2011009556 | 353 | 343
8 | 2011009556 | 354 | 344
9 | 2011009556 | 355 | 345
10 | 2011009556 | 356.6667 | 346.6667
11 | 2011009556 | 358.3333 | 348.3333
12 | 2011009556 | 360 | 350
13 | 2011009556 | 363.6667 | 353.6667
14 | 2011009556 | 367.3333 | 357.3333
15 | 2011009556 | 371 | 361
16 | 2011009556 | 373.3333 | 363.3333
17 | 2011009556 | 375.6667 | 365.6667
18 | 2011009556 | 378 | 368
19 | 2011009556 | 378.6667 | 368.6667
20 | 2011009556 | 379.3333 | 369.3333
21 | 2011009556 | 380 | 370
22 | 2011009556 | 381.3333 | 371.3333
23 | 2011009556 | 382.6667 | 372.6667
24 | 2011009556 | 384 | 374
25 | 2011009556 | 385.3333 | 375.3333
26 | 2011009556 | 386.6667 | 376.6667
27 | 2011009556 | 388 | 378
28 | 2011009556 | 387 | 377
29 | 2011009556 | 386 | 376
30 | 2011009556 | 385 | 375
31 | 2011009556 | 383 | 373
32 | 2011009556 | 381 | 371
33 | 2011009556 | 379 | 369
34 | 2011009556 | 378.3333 | 368.3333
35 | 2011009556 | 377.6667 | 367.6667
36 | 2011009556 | 377 | 367
37 | 2011009556 | 377.3333 | 367.3333
38 | 2011009556 | 377.6667 | 367.6667
39 | 2011009556 | 378 | 368
40 | 2011009556 | 379.6667 | 369.6667
41 | 2011009556 | 381.3333 | 371.3333
42 | 2011009556 | 383 | 373
43 | 2011009556 | 385.3333 | 375.3333
44 | 2011009556 | 387.6667 | 377.6667
45 | 2011009556 | 390 | 380
46 | 2011009556 | 391.3333 | 381.3333
47 | 2011009556 | 392.6667 | 382.6667
48 | 2011009556 | 394 | 384
49 | 2011009556 | 393.3333 | 383.3333
50 | 2011009556 | 392.6667 | 382.6667
51 | 2011009556 | 392 | 382
52 | 2011009556 | 387.6667 | 377.6667
53 | 2011009556 | 383.3333 | 373.3333
54 | 2011009556 | 379 | 369
55 | 2011009556 | 372.3333 | 362.3333
56 | 2011009556 | 365.6667 | 355.6667
57 | 2011009556 | 359 | 349
58 | 2011009556 | 353.6667 | 343.6667
59 | 2011009556 | 348.3333 | 338.3333
60 | 2011009556 | 343 | 333
61 | 2011009556 | 338.3333 | 328.3333
62 | 2011009556 | 333.6667 | 323.6667
63 | 2011009556 | 329 | 319
64 | 2011009556 | 326 | 316
65 | 2011009556 | 323 | 313
66 | 2011009556 | 320 | 310
67 | 2011009556 | 318.3333 | 308.3333
68 | 2011009556 | 316.6667 | 306.6667
69 | 2011009556 | 315 | 305
70 | 2011009556 | 315.3333 | 305.3333
71 | 2011009556 | 315.6667 | 305.6667
72 | 2011009556 | 316 | 306
73 | 2011009556 | 316.3333 | 306.3333
74 | 2011009556 | 316.6667 | 306.6667
75 | 2011009556 | 317 | 307
76 | 2011009556 | 316.3333 | 306.3333
77 | 2011009556 | 315.6667 | 305.6667
78 | 2011009556 | 315 | 305
79 | 2011009556 | 314.6667 | 304.6667
80 | 2011009556 | 314.3333 | 304.3333
81 | 2011009556 | 314 | 304
82 | 2011009556 | 316.3333 | 306.3333
83 | 2011009556 | 318.6667 | 308.6667
84 | 2011009556 | 321 | 311
85 | 2011009556 | 323.3333 | 313.3333
86 | 2011009556 | 325.6667 | 315.6667
87 | 2011009556 | 328 | 318
88 | 2011009556 | 328.3333 | 318.3333
89 | 2011009556 | 328.6667 | 318.6667
90 | 2011009556 | 329 | 339
91 | 2011009556 | 329 | 339
92 | 2011009556 | 329 | 339
93 | 2011009556 | 329 | 339
94 | 2011009556 | 328.6667 | 338.6667
95 | 2011009556 | 328.3333 | 338.3333
96 | 2011009556 | 328 | 338
97 | 2011009556 | 327.6667 | 337.6667
98 | 2011009556 | 327.3333 | 337.3333
99 | 2011009556 | 327 | 337
100 | 2011009556 | 328.6667 | 338.6667
101 | 2011009556 | 330.3333 | 340.3333
102 | 2011009556 | 332 | 342
103 | 2011009556 | 334.3333 | 344.3333
104 | 2011009556 | 336.6667 | 346.6667
105 | 2011009556 | 339 | 349
106 | 2011009556 | 339.3333 | 349.3333
107 | 2011009556 | 339.6667 | 349.6667
108 | 2011009556 | 340 | 350
109 | 2011009556 | 342.3333 | 352.3333
110 | 2011009556 | 344.6667 | 354.6667
111 | 2011009556 | 347 | 357
112 | 2011009556 | 349.6667 | 359.6667
113 | 2011009556 | 352.3333 | 362.3333
114 | 2011009556 | 355 | 365
115 | 2011009556 | 360.3333 | 370.3333
116 | 2011009556 | 365.6667 | 375.6667
117 | 2011009556 | 371 | 381
118 | 2011009556 | 373.6667 | 383.6667
119 | 2011009556 | 376.3333 | 386.3333
120 | 2011009556 | 379 | 389
121 | 2011009556 | 383.3333 | 393.3333
122 | 2011009556 | 387.6667 | 377.6667
123 | 2011009556 | 392 | 382
124 | 2011009556 | 395.3333 | 385.3333
125 | 2011009556 | 398.6667 | 388.6667
126 | 2011009556 | 402 | 392
127 | 2011009556 | 404.3333 | 394.3333
128 | 2011009556 | 406.6667 | 396.6667
129 | 2011009556 | 409 | 399
130 | 2011009556 | 409 | 399
131 | 2011009556 | 409 | 399
132 | 2011009556 | 409 | 399
133 | 2011009556 | 408.3333 | 398.3333
134 | 2011009556 | 407.6667 | 397.6667
135 | 2011009556 | 407 | 397
136 | 2011009556 | 407 | 397
137 | 2011009556 | 407 | 397
138 | 2011009556 | 407 | 397
139 | 2011009556 | 407 | 397
140 | 2011009556 | 407 | 397
141 | 2011009556 | 407 | 397
142 | 2011009556 | 406 | 396
143 | 2011009556 | 405 | 395
0 | 2011001971 | 343 | 333
1 | 2011001971 | 344 | 334
2 | 2011001971 | 345 | 335
3 | 2011001971 | 346 | 336
4 | 2011001971 | 348 | 338
5 | 2011001971 | 350 | 340
6 | 2011001971 | 352 | 342
7 | 2011001971 | 353 | 343
8 | 2011001971 | 354 | 344
9 | 2011001971 | 355 | 345
10 | 2011001971 | 356.6667 | 346.6667
11 | 2011001971 | 358.3333 | 348.3333
12 | 2011001971 | 360 | 350
13 | 2011001971 | 363.6667 | 353.6667
14 | 2011001971 | 367.3333 | 357.3333
15 | 2011001971 | 371 | 361
16 | 2011001971 | 373.3333 | 363.3333
17 | 2011001971 | 375.6667 | 365.6667
18 | 2011001971 | 378 | 368
19 | 2011001971 | 378.6667 | 368.6667
20 | 2011001971 | 379.3333 | 369.3333
21 | 2011001971 | 380 | 370
22 | 2011001971 | 381.3333 | 371.3333
23 | 2011001971 | 382.6667 | 372.6667
24 | 2011001971 | 384 | 374
25 | 2011001971 | 385.3333 | 375.3333
26 | 2011001971 | 386.6667 | 376.6667
27 | 2011001971 | 388 | 378
28 | 2011001971 | 387 | 377
29 | 2011001971 | 386 | 376
30 | 2011001971 | 385 | 375
31 | 2011001971 | 383 | 373
32 | 2011001971 | 381 | 371
33 | 2011001971 | 379 | 369
34 | 2011001971 | 378.3333 | 368.3333
35 | 2011001971 | 377.6667 | 367.6667
36 | 2011001971 | 377 | 367
37 | 2011001971 | 377.3333 | 367.3333
38 | 2011001971 | 377.6667 | 367.6667
39 | 2011001971 | 378 | 368
40 | 2011001971 | 379.6667 | 369.6667
41 | 2011001971 | 381.3333 | 371.3333
42 | 2011001971 | 383 | 373
43 | 2011001971 | 385.3333 | 375.3333
44 | 2011001971 | 387.6667 | 377.6667
45 | 2011001971 | 390 | 380
46 | 2011001971 | 391.3333 | 381.3333
47 | 2011001971 | 392.6667 | 382.6667
48 | 2011001971 | 394 | 384
49 | 2011001971 | 393.3333 | 383.3333
50 | 2011001971 | 392.6667 | 382.6667
51 | 2011001971 | 392 | 382
52 | 2011001971 | 387.6667 | 377.6667
53 | 2011001971 | 383.3333 | 373.3333
54 | 2011001971 | 379 | 369
55 | 2011001971 | 372.3333 | 362.3333
56 | 2011001971 | 365.6667 | 355.6667
57 | 2011001971 | 359 | 349
58 | 2011001971 | 353.6667 | 343.6667
59 | 2011001971 | 348.3333 | 338.3333
60 | 2011001971 | 343 | 333
61 | 2011001971 | 338.3333 | 328.3333
62 | 2011001971 | 333.6667 | 323.6667
63 | 2011001971 | 329 | 319
64 | 2011001971 | 326 | 316
65 | 2011001971 | 323 | 313
66 | 2011001971 | 320 | 310
67 | 2011001971 | 318.3333 | 308.3333
68 | 2011001971 | 316.6667 | 306.6667
69 | 2011001971 | 315 | 305
70 | 2011001971 | 315.3333 | 305.3333
71 | 2011001971 | 315.6667 | 305.6667
72 | 2011001971 | 316 | 306
73 | 2011001971 | 316.3333 | 306.3333
74 | 2011001971 | 316.6667 | 306.6667
75 | 2011001971 | 317 | 307
76 | 2011001971 | 316.3333 | 306.3333
77 | 2011001971 | 315.6667 | 305.6667
78 | 2011001971 | 315 | 305
79 | 2011001971 | 314.6667 | 304.6667
80 | 2011001971 | 314.3333 | 304.3333
81 | 2011001971 | 314 | 304
82 | 2011001971 | 316.3333 | 306.3333
83 | 2011001971 | 318.6667 | 308.6667
84 | 2011001971 | 321 | 311
85 | 2011001971 | 323.3333 | 313.3333
86 | 2011001971 | 325.6667 | 315.6667
87 | 2011001971 | 328 | 318
88 | 2011001971 | 328.3333 | 318.3333
89 | 2011001971 | 328.6667 | 318.6667
90 | 2011001971 | 329 | 339
91 | 2011001971 | 329 | 339
92 | 2011001971 | 329 | 339
93 | 2011001971 | 329 | 339
94 | 2011001971 | 328.6667 | 338.6667
95 | 2011001971 | 328.3333 | 338.3333
96 | 2011001971 | 328 | 338
97 | 2011001971 | 327.6667 | 337.6667
98 | 2011001971 | 327.3333 | 337.3333
99 | 2011001971 | 327 | 337
100 | 2011001971 | 328.6667 | 338.6667
101 | 2011001971 | 330.3333 | 340.3333
102 | 2011001971 | 332 | 342
103 | 2011001971 | 334.3333 | 344.3333
104 | 2011001971 | 336.6667 | 346.6667
105 | 2011001971 | 339 | 349
106 | 2011001971 | 339.3333 | 349.3333
107 | 2011001971 | 339.6667 | 349.6667
108 | 2011001971 | 340 | 350
109 | 2011001971 | 342.3333 | 352.3333
110 | 2011001971 | 344.6667 | 354.6667
111 | 2011001971 | 347 | 357
112 | 2011001971 | 349.6667 | 359.6667
113 | 2011001971 | 352.3333 | 362.3333
114 | 2011001971 | 355 | 365
115 | 2011001971 | 360.3333 | 370.3333
116 | 2011001971 | 365.6667 | 375.6667
117 | 2011001971 | 371 | 381
118 | 2011001971 | 373.6667 | 383.6667
119 | 2011001971 | 376.3333 | 386.3333
120 | 2011001971 | 379 | 389
121 | 2011001971 | 383.3333 | 393.3333
122 | 2011001971 | 387.6667 | 377.6667
123 | 2011001971 | 392 | 382
124 | 2011001971 | 395.3333 | 385.3333
125 | 2011001971 | 398.6667 | 388.6667
126 | 2011001971 | 402 | 392
127 | 2011001971 | 404.3333 | 394.3333
128 | 2011001971 | 406.6667 | 396.6667
129 | 2011001971 | 409 | 399
130 | 2011001971 | 409 | 399
131 | 2011001971 | 409 | 399
132 | 2011001971 | 409 | 399
133 | 2011001971 | 408.3333 | 398.3333
134 | 2011001971 | 407.6667 | 397.6667
135 | 2011001971 | 407 | 397
136 | 2011001971 | 407 | 397
137 | 2011001971 | 407 | 397
138 | 2011001971 | 407 | 397
139 | 2011001971 | 407 | 397
140 | 2011001971 | 407 | 397
141 | 2011001971 | 407 | 397
142 | 2011001971 | 406 | 396
143 | 2011001971 | 405 | 395
0 | 2002002133 | 343 | 333
1 | 2002002133 | 344 | 334
2 | 2002002133 | 345 | 335
3 | 2002002133 | 346 | 336
4 | 2002002133 | 348 | 338
5 | 2002002133 | 350 | 340
6 | 2002002133 | 352 | 342
7 | 2002002133 | 353 | 343
8 | 2002002133 | 354 | 344
9 | 2002002133 | 355 | 345
10 | 2002002133 | 356.6667 | 346.6667
11 | 2002002133 | 358.3333 | 348.3333
12 | 2002002133 | 360 | 350
13 | 2002002133 | 363.6667 | 353.6667
14 | 2002002133 | 367.3333 | 357.3333
15 | 2002002133 | 371 | 361
16 | 2002002133 | 373.3333 | 363.3333
17 | 2002002133 | 375.6667 | 365.6667
18 | 2002002133 | 378 | 368
19 | 2002002133 | 378.6667 | 368.6667
20 | 2002002133 | 379.3333 | 369.3333
21 | 2002002133 | 380 | 370
22 | 2002002133 | 381.3333 | 371.3333
23 | 2002002133 | 382.6667 | 372.6667
24 | 2002002133 | 384 | 374
25 | 2002002133 | 385.3333 | 375.3333
26 | 2002002133 | 386.6667 | 376.6667
27 | 2002002133 | 388 | 378
28 | 2002002133 | 387 | 377
29 | 2002002133 | 386 | 376
30 | 2002002133 | 385 | 375
31 | 2002002133 | 383 | 373
32 | 2002002133 | 381 | 371
33 | 2002002133 | 379 | 369
34 | 2002002133 | 378.3333 | 368.3333
35 | 2002002133 | 377.6667 | 367.6667
36 | 2002002133 | 377 | 367
37 | 2002002133 | 377.3333 | 367.3333
38 | 2002002133 | 377.6667 | 367.6667
39 | 2002002133 | 378 | 368
40 | 2002002133 | 379.6667 | 369.6667
41 | 2002002133 | 381.3333 | 371.3333
42 | 2002002133 | 383 | 373
43 | 2002002133 | 385.3333 | 375.3333
44 | 2002002133 | 387.6667 | 377.6667
45 | 2002002133 | 390 | 380
46 | 2002002133 | 391.3333 | 381.3333
47 | 2002002133 | 392.6667 | 382.6667
48 | 2002002133 | 394 | 384
49 | 2002002133 | 393.3333 | 383.3333
50 | 2002002133 | 392.6667 | 382.6667
51 | 2002002133 | 392 | 382
52 | 2002002133 | 387.6667 | 377.6667
53 | 2002002133 | 383.3333 | 373.3333
54 | 2002002133 | 379 | 369
55 | 2002002133 | 372.3333 | 362.3333
56 | 2002002133 | 365.6667 | 355.6667
57 | 2002002133 | 359 | 349
58 | 2002002133 | 353.6667 | 343.6667
59 | 2002002133 | 348.3333 | 338.3333
60 | 2002002133 | 343 | 333
61 | 2002002133 | 338.3333 | 328.3333
62 | 2002002133 | 333.6667 | 323.6667
63 | 2002002133 | 329 | 319
64 | 2002002133 | 326 | 316
65 | 2002002133 | 323 | 313
66 | 2002002133 | 320 | 310
67 | 2002002133 | 318.3333 | 308.3333
68 | 2002002133 | 316.6667 | 306.6667
69 | 2002002133 | 315 | 305
70 | 2002002133 | 315.3333 | 305.3333
71 | 2002002133 | 315.6667 | 305.6667
72 | 2002002133 | 316 | 306
73 | 2002002133 | 316.3333 | 306.3333
74 | 2002002133 | 316.6667 | 306.6667
75 | 2002002133 | 317 | 307
76 | 2002002133 | 316.3333 | 306.3333
77 | 2002002133 | 315.6667 | 305.6667
78 | 2002002133 | 315 | 305
79 | 2002002133 | 314.6667 | 304.6667
80 | 2002002133 | 314.3333 | 304.3333
81 | 2002002133 | 314 | 304
82 | 2002002133 | 316.3333 | 306.3333
83 | 2002002133 | 318.6667 | 308.6667
84 | 2002002133 | 321 | 311
85 | 2002002133 | 323.3333 | 313.3333
86 | 2002002133 | 325.6667 | 315.6667
87 | 2002002133 | 328 | 318
88 | 2002002133 | 328.3333 | 318.3333
89 | 2002002133 | 328.6667 | 318.6667
90 | 2002002133 | 329 | 339
91 | 2002002133 | 329 | 339
92 | 2002002133 | 329 | 339
93 | 2002002133 | 329 | 339
94 | 2002002133 | 328.6667 | 338.6667
95 | 2002002133 | 328.3333 | 338.3333
96 | 2002002133 | 328 | 338
97 | 2002002133 | 327.6667 | 337.6667
98 | 2002002133 | 327.3333 | 337.3333
99 | 2002002133 | 327 | 337
100 | 2002002133 | 328.6667 | 338.6667
101 | 2002002133 | 330.3333 | 340.3333
102 | 2002002133 | 332 | 342
103 | 2002002133 | 334.3333 | 344.3333
104 | 2002002133 | 336.6667 | 346.6667
105 | 2002002133 | 339 | 349
106 | 2002002133 | 339.3333 | 349.3333
107 | 2002002133 | 339.6667 | 349.6667
108 | 2002002133 | 340 | 350
109 | 2002002133 | 342.3333 | 352.3333
110 | 2002002133 | 344.6667 | 354.6667
111 | 2002002133 | 347 | 357
112 | 2002002133 | 349.6667 | 359.6667
113 | 2002002133 | 352.3333 | 362.3333
114 | 2002002133 | 355 | 365
115 | 2002002133 | 360.3333 | 370.3333
116 | 2002002133 | 365.6667 | 375.6667
117 | 2002002133 | 371 | 381
118 | 2002002133 | 373.6667 | 383.6667
119 | 2002002133 | 376.3333 | 386.3333
120 | 2002002133 | 379 | 389
121 | 2002002133 | 383.3333 | 393.3333
122 | 2002002133 | 387.6667 | 377.6667
123 | 2002002133 | 392 | 382
124 | 2002002133 | 395.3333 | 385.3333
125 | 2002002133 | 398.6667 | 388.6667
126 | 2002002133 | 402 | 392
127 | 2002002133 | 404.3333 | 394.3333
128 | 2002002133 | 406.6667 | 396.6667
129 | 2002002133 | 409 | 399
130 | 2002002133 | 409 | 399
131 | 2002002133 | 409 | 399
132 | 2002002133 | 409 | 399
133 | 2002002133 | 408.3333 | 398.3333
134 | 2002002133 | 407.6667 | 397.6667
135 | 2002002133 | 407 | 397
136 | 2002002133 | 407 | 397
137 | 2002002133 | 407 | 397
138 | 2002002133 | 407 | 397
139 | 2002002133 | 407 | 397
140 | 2002002133 | 407 | 397
141 | 2002002133 | 407 | 397
142 | 2002002133 | 406 | 396
143 | 2002002133 | 405 | 395
0 | 2009003406 | 343 | 333
1 | 2009003406 | 344 | 334
2 | 2009003406 | 345 | 335
3 | 2009003406 | 346 | 336
4 | 2009003406 | 348 | 338
5 | 2009003406 | 350 | 340
6 | 2009003406 | 352 | 342
7 | 2009003406 | 353 | 343
8 | 2009003406 | 354 | 344
9 | 2009003406 | 355 | 345
10 | 2009003406 | 356.6667 | 346.6667
11 | 2009003406 | 358.3333 | 348.3333
12 | 2009003406 | 360 | 350
13 | 2009003406 | 363.6667 | 353.6667
14 | 2009003406 | 367.3333 | 357.3333
15 | 2009003406 | 371 | 361
16 | 2009003406 | 373.3333 | 363.3333
17 | 2009003406 | 375.6667 | 365.6667
18 | 2009003406 | 378 | 368
19 | 2009003406 | 378.6667 | 368.6667
20 | 2009003406 | 379.3333 | 369.3333
21 | 2009003406 | 380 | 370
22 | 2009003406 | 381.3333 | 371.3333
23 | 2009003406 | 382.6667 | 372.6667
24 | 2009003406 | 384 | 374
25 | 2009003406 | 385.3333 | 375.3333
26 | 2009003406 | 386.6667 | 376.6667
27 | 2009003406 | 388 | 378
28 | 2009003406 | 387 | 377
29 | 2009003406 | 386 | 376
30 | 2009003406 | 385 | 375
31 | 2009003406 | 383 | 373
32 | 2009003406 | 381 | 371
33 | 2009003406 | 379 | 369
34 | 2009003406 | 378.3333 | 368.3333
35 | 2009003406 | 377.6667 | 367.6667
36 | 2009003406 | 377 | 367
37 | 2009003406 | 377.3333 | 367.3333
38 | 2009003406 | 377.6667 | 367.6667
39 | 2009003406 | 378 | 368
40 | 2009003406 | 379.6667 | 369.6667
41 | 2009003406 | 381.3333 | 371.3333
42 | 2009003406 | 383 | 373
43 | 2009003406 | 385.3333 | 375.3333
44 | 2009003406 | 387.6667 | 377.6667
45 | 2009003406 | 390 | 380
46 | 2009003406 | 391.3333 | 381.3333
47 | 2009003406 | 392.6667 | 382.6667
48 | 2009003406 | 394 | 384
49 | 2009003406 | 393.3333 | 383.3333
50 | 2009003406 | 392.6667 | 382.6667
51 | 2009003406 | 392 | 382
52 | 2009003406 | 387.6667 | 377.6667
53 | 2009003406 | 383.3333 | 373.3333
54 | 2009003406 | 379 | 369
55 | 2009003406 | 372.3333 | 362.3333
56 | 2009003406 | 365.6667 | 355.6667
57 | 2009003406 | 359 | 349
58 | 2009003406 | 353.6667 | 343.6667
59 | 2009003406 | 348.3333 | 338.3333
60 | 2009003406 | 343 | 333
61 | 2009003406 | 338.3333 | 328.3333
62 | 2009003406 | 333.6667 | 323.6667
63 | 2009003406 | 329 | 319
64 | 2009003406 | 326 | 316
65 | 2009003406 | 323 | 313
66 | 2009003406 | 320 | 310
67 | 2009003406 | 318.3333 | 308.3333
68 | 2009003406 | 316.6667 | 306.6667
69 | 2009003406 | 315 | 305
70 | 2009003406 | 315.3333 | 305.3333
71 | 2009003406 | 315.6667 | 305.6667
72 | 2009003406 | 316 | 306
73 | 2009003406 | 316.3333 | 306.3333
74 | 2009003406 | 316.6667 | 306.6667
75 | 2009003406 | 317 | 307
76 | 2009003406 | 316.3333 | 306.3333
77 | 2009003406 | 315.6667 | 305.6667
78 | 2009003406 | 315 | 305
79 | 2009003406 | 314.6667 | 304.6667
80 | 2009003406 | 314.3333 | 304.3333
81 | 2009003406 | 314 | 304
82 | 2009003406 | 316.3333 | 306.3333
83 | 2009003406 | 318.6667 | 308.6667
84 | 2009003406 | 321 | 311
85 | 2009003406 | 323.3333 | 313.3333
86 | 2009003406 | 325.6667 | 315.6667
87 | 2009003406 | 328 | 318
88 | 2009003406 | 328.3333 | 318.3333
89 | 2009003406 | 328.6667 | 318.6667
90 | 2009003406 | 329 | 339
91 | 2009003406 | 329 | 339
92 | 2009003406 | 329 | 339
93 | 2009003406 | 329 | 339
94 | 2009003406 | 328.6667 | 338.6667
95 | 2009003406 | 328.3333 | 338.3333
96 | 2009003406 | 328 | 338
97 | 2009003406 | 327.6667 | 337.6667
98 | 2009003406 | 327.3333 | 337.3333
99 | 2009003406 | 327 | 337
100 | 2009003406 | 328.6667 | 338.6667
101 | 2009003406 | 330.3333 | 340.3333
102 | 2009003406 | 332 | 342
103 | 2009003406 | 334.3333 | 344.3333
104 | 2009003406 | 336.6667 | 346.6667
105 | 2009003406 | 339 | 349
106 | 2009003406 | 339.3333 | 349.3333
107 | 2009003406 | 339.6667 | 349.6667
108 | 2009003406 | 340 | 350
109 | 2009003406 | 342.3333 | 352.3333
110 | 2009003406 | 344.6667 | 354.6667
111 | 2009003406 | 347 | 357
112 | 2009003406 | 349.6667 | 359.6667
113 | 2009003406 | 352.3333 | 362.3333
114 | 2009003406 | 355 | 365
115 | 2009003406 | 360.3333 | 370.3333
116 | 2009003406 | 365.6667 | 375.6667
117 | 2009003406 | 371 | 381
118 | 2009003406 | 373.6667 | 383.6667
119 | 2009003406 | 376.3333 | 386.3333
120 | 2009003406 | 379 | 389
121 | 2009003406 | 383.3333 | 393.3333
122 | 2009003406 | 387.6667 | 377.6667
123 | 2009003406 | 392 | 382
124 | 2009003406 | 395.3333 | 385.3333
125 | 2009003406 | 398.6667 | 388.6667
126 | 2009003406 | 402 | 392
127 | 2009003406 | 404.3333 | 394.3333
128 | 2009003406 | 406.6667 | 396.6667
129 | 2009003406 | 409 | 399
130 | 2009003406 | 409 | 399
131 | 2009003406 | 409 | 399
132 | 2009003406 | 409 | 399
133 | 2009003406 | 408.3333 | 398.3333
134 | 2009003406 | 407.6667 | 397.6667
135 | 2009003406 | 407 | 397
136 | 2009003406 | 407 | 397
137 | 2009003406 | 407 | 397
138 | 2009003406 | 407 | 397
139 | 2009003406 | 407 | 397
140 | 2009003406 | 407 | 397
141 | 2009003406 | 407 | 397
142 | 2009003406 | 406 | 396
143 | 2009003406 | 405 | 395
0 | 2003005196 | 343 | 333
1 | 2003005196 | 344 | 334
2 | 2003005196 | 345 | 335
3 | 2003005196 | 346 | 336
4 | 2003005196 | 348 | 338
5 | 2003005196 | 350 | 340
6 | 2003005196 | 352 | 342
7 | 2003005196 | 353 | 343
8 | 2003005196 | 354 | 344
9 | 2003005196 | 355 | 345
10 | 2003005196 | 356.6667 | 346.6667
11 | 2003005196 | 358.3333 | 348.3333
12 | 2003005196 | 360 | 350
13 | 2003005196 | 363.6667 | 353.6667
14 | 2003005196 | 367.3333 | 357.3333
15 | 2003005196 | 371 | 361
16 | 2003005196 | 373.3333 | 363.3333
17 | 2003005196 | 375.6667 | 365.6667
18 | 2003005196 | 378 | 368
19 | 2003005196 | 378.6667 | 368.6667
20 | 2003005196 | 379.3333 | 369.3333
21 | 2003005196 | 380 | 370
22 | 2003005196 | 381.3333 | 371.3333
23 | 2003005196 | 382.6667 | 372.6667
24 | 2003005196 | 384 | 374
25 | 2003005196 | 385.3333 | 375.3333
26 | 2003005196 | 386.6667 | 376.6667
27 | 2003005196 | 388 | 378
28 | 2003005196 | 387 | 377
29 | 2003005196 | 386 | 376
30 | 2003005196 | 385 | 375
31 | 2003005196 | 383 | 373
32 | 2003005196 | 381 | 371
33 | 2003005196 | 379 | 369
34 | 2003005196 | 378.3333 | 368.3333
35 | 2003005196 | 377.6667 | 367.6667
36 | 2003005196 | 377 | 367
37 | 2003005196 | 377.3333 | 367.3333
38 | 2003005196 | 377.6667 | 367.6667
39 | 2003005196 | 378 | 368
40 | 2003005196 | 379.6667 | 369.6667
41 | 2003005196 | 381.3333 | 371.3333
42 | 2003005196 | 383 | 373
43 | 2003005196 | 385.3333 | 375.3333
44 | 2003005196 | 387.6667 | 377.6667
45 | 2003005196 | 390 | 380
46 | 2003005196 | 391.3333 | 381.3333
47 | 2003005196 | 392.6667 | 382.6667
48 | 2003005196 | 394 | 384
49 | 2003005196 | 393.3333 | 383.3333
50 | 2003005196 | 392.6667 | 382.6667
51 | 2003005196 | 392 | 382
52 | 2003005196 | 387.6667 | 377.6667
53 | 2003005196 | 383.3333 | 373.3333
54 | 2003005196 | 379 | 369
55 | 2003005196 | 372.3333 | 362.3333
56 | 2003005196 | 365.6667 | 355.6667
57 | 2003005196 | 359 | 349
58 | 2003005196 | 353.6667 | 343.6667
59 | 2003005196 | 348.3333 | 338.3333
60 | 2003005196 | 343 | 333
61 | 2003005196 | 338.3333 | 328.3333
62 | 2003005196 | 333.6667 | 323.6667
63 | 2003005196 | 329 | 319
64 | 2003005196 | 326 | 316
65 | 2003005196 | 323 | 313
66 | 2003005196 | 320 | 310
67 | 2003005196 | 318.3333 | 308.3333
68 | 2003005196 | 316.6667 | 306.6667
69 | 2003005196 | 315 | 305
70 | 2003005196 | 315.3333 | 305.3333
71 | 2003005196 | 315.6667 | 305.6667
72 | 2003005196 | 316 | 306
73 | 2003005196 | 316.3333 | 306.3333
74 | 2003005196 | 316.6667 | 306.6667
75 | 2003005196 | 317 | 307
76 | 2003005196 | 316.3333 | 306.3333
77 | 2003005196 | 315.6667 | 305.6667
78 | 2003005196 | 315 | 305
79 | 2003005196 | 314.6667 | 304.6667
80 | 2003005196 | 314.3333 | 304.3333
81 | 2003005196 | 314 | 304
82 | 2003005196 | 316.3333 | 306.3333
83 | 2003005196 | 318.6667 | 308.6667
84 | 2003005196 | 321 | 311
85 | 2003005196 | 323.3333 | 313.3333
86 | 2003005196 | 325.6667 | 315.6667
87 | 2003005196 | 328 | 318
88 | 2003005196 | 328.3333 | 318.3333
89 | 2003005196 | 328.6667 | 318.6667
90 | 2003005196 | 329 | 339
91 | 2003005196 | 329 | 339
92 | 2003005196 | 329 | 339
93 | 2003005196 | 329 | 339
94 | 2003005196 | 328.6667 | 338.6667
95 | 2003005196 | 328.3333 | 338.3333
96 | 2003005196 | 328 | 338
97 | 2003005196 | 327.6667 | 337.6667
98 | 2003005196 | 327.3333 | 337.3333
99 | 2003005196 | 327 | 337
100 | 2003005196 | 328.6667 | 338.6667
101 | 2003005196 | 330.3333 | 340.3333
102 | 2003005196 | 332 | 342
103 | 2003005196 | 334.3333 | 344.3333
104 | 2003005196 | 336.6667 | 346.6667
105 | 2003005196 | 339 | 349
106 | 2003005196 | 339.3333 | 349.3333
107 | 2003005196 | 339.6667 | 349.6667
108 | 2003005196 | 340 | 350
109 | 2003005196 | 342.3333 | 352.3333
110 | 2003005196 | 344.6667 | 354.6667
111 | 2003005196 | 347 | 357
112 | 2003005196 | 349.6667 | 359.6667
113 | 2003005196 | 352.3333 | 362.3333
114 | 2003005196 | 355 | 365
115 | 2003005196 | 360.3333 | 370.3333
116 | 2003005196 | 365.6667 | 375.6667
117 | 2003005196 | 371 | 381
118 | 2003005196 | 373.6667 | 383.6667
119 | 2003005196 | 376.3333 | 386.3333
120 | 2003005196 | 379 | 389
121 | 2003005196 | 383.3333 | 393.3333
122 | 2003005196 | 387.6667 | 377.6667
123 | 2003005196 | 392 | 382
124 | 2003005196 | 395.3333 | 385.3333
125 | 2003005196 | 398.6667 | 388.6667
126 | 2003005196 | 402 | 392
127 | 2003005196 | 404.3333 | 394.3333
128 | 2003005196 | 406.6667 | 396.6667
129 | 2003005196 | 409 | 399
130 | 2003005196 | 409 | 399
131 | 2003005196 | 409 | 399
132 | 2003005196 | 409 | 399
133 | 2003005196 | 408.3333 | 398.3333
134 | 2003005196 | 407.6667 | 397.6667
135 | 2003005196 | 407 | 397
136 | 2003005196 | 407 | 397
137 | 2003005196 | 407 | 397
138 | 2003005196 | 407 | 397
139 | 2003005196 | 407 | 397
140 | 2003005196 | 407 | 397
141 | 2003005196 | 407 | 397
142 | 2003005196 | 406 | 396
143 | 2003005196 | 405 | 395
0 | 2007007568 | 343 | 333
1 | 2007007568 | 344 | 334
2 | 2007007568 | 345 | 335
3 | 2007007568 | 346 | 336
4 | 2007007568 | 348 | 338
5 | 2007007568 | 350 | 340
6 | 2007007568 | 352 | 342
7 | 2007007568 | 353 | 343
8 | 2007007568 | 354 | 344
9 | 2007007568 | 355 | 345
10 | 2007007568 | 356.6667 | 346.6667
11 | 2007007568 | 358.3333 | 348.3333
12 | 2007007568 | 360 | 350
13 | 2007007568 | 363.6667 | 353.6667
14 | 2007007568 | 367.3333 | 357.3333
15 | 2007007568 | 371 | 361
16 | 2007007568 | 373.3333 | 363.3333
17 | 2007007568 | 375.6667 | 365.6667
18 | 2007007568 | 378 | 368
19 | 2007007568 | 378.6667 | 368.6667
20 | 2007007568 | 379.3333 | 369.3333
21 | 2007007568 | 380 | 370
22 | 2007007568 | 381.3333 | 371.3333
23 | 2007007568 | 382.6667 | 372.6667
24 | 2007007568 | 384 | 374
25 | 2007007568 | 385.3333 | 375.3333
26 | 2007007568 | 386.6667 | 376.6667
27 | 2007007568 | 388 | 378
28 | 2007007568 | 387 | 377
29 | 2007007568 | 386 | 376
30 | 2007007568 | 385 | 375
31 | 2007007568 | 383 | 373
32 | 2007007568 | 381 | 371
33 | 2007007568 | 379 | 369
34 | 2007007568 | 378.3333 | 368.3333
35 | 2007007568 | 377.6667 | 367.6667
36 | 2007007568 | 377 | 367
37 | 2007007568 | 377.3333 | 367.3333
38 | 2007007568 | 377.6667 | 367.6667
39 | 2007007568 | 378 | 368
40 | 2007007568 | 379.6667 | 369.6667
41 | 2007007568 | 381.3333 | 371.3333
42 | 2007007568 | 383 | 373
43 | 2007007568 | 385.3333 | 375.3333
44 | 2007007568 | 387.6667 | 377.6667
45 | 2007007568 | 390 | 380
46 | 2007007568 | 391.3333 | 381.3333
47 | 2007007568 | 392.6667 | 382.6667
48 | 2007007568 | 394 | 384
49 | 2007007568 | 393.3333 | 383.3333
50 | 2007007568 | 392.6667 | 382.6667
51 | 2007007568 | 392 | 382
52 | 2007007568 | 387.6667 | 377.6667
53 | 2007007568 | 383.3333 | 373.3333
54 | 2007007568 | 379 | 369
55 | 2007007568 | 372.3333 | 362.3333
56 | 2007007568 | 365.6667 | 355.6667
57 | 2007007568 | 359 | 349
58 | 2007007568 | 353.6667 | 343.6667
59 | 2007007568 | 348.3333 | 338.3333
60 | 2007007568 | 343 | 333
61 | 2007007568 | 338.3333 | 328.3333
62 | 2007007568 | 333.6667 | 323.6667
63 | 2007007568 | 329 | 319
64 | 2007007568 | 326 | 316
65 | 2007007568 | 323 | 313
66 | 2007007568 | 320 | 310
67 | 2007007568 | 318.3333 | 308.3333
68 | 2007007568 | 316.6667 | 306.6667
69 | 2007007568 | 315 | 305
70 | 2007007568 | 315.3333 | 305.3333
71 | 2007007568 | 315.6667 | 305.6667
72 | 2007007568 | 316 | 306
73 | 2007007568 | 316.3333 | 306.3333
74 | 2007007568 | 316.6667 | 306.6667
75 | 2007007568 | 317 | 307
76 | 2007007568 | 316.3333 | 306.3333
77 | 2007007568 | 315.6667 | 305.6667
78 | 2007007568 | 315 | 305
79 | 2007007568 | 314.6667 | 304.6667
80 | 2007007568 | 314.3333 | 304.3333
81 | 2007007568 | 314 | 304
82 | 2007007568 | 316.3333 | 306.3333
83 | 2007007568 | 318.6667 | 308.6667
84 | 2007007568 | 321 | 311
85 | 2007007568 | 323.3333 | 313.3333
86 | 2007007568 | 325.6667 | 315.6667
87 | 2007007568 | 328 | 318
88 | 2007007568 | 328.3333 | 318.3333
89 | 2007007568 | 328.6667 | 318.6667
90 | 2007007568 | 329 | 339
91 | 2007007568 | 329 | 339
92 | 2007007568 | 329 | 339
93 | 2007007568 | 329 | 339
94 | 2007007568 | 328.6667 | 338.6667
95 | 2007007568 | 328.3333 | 338.3333
96 | 2007007568 | 328 | 338
97 | 2007007568 | 327.6667 | 337.6667
98 | 2007007568 | 327.3333 | 337.3333
99 | 2007007568 | 327 | 337
100 | 2007007568 | 328.6667 | 338.6667
101 | 2007007568 | 330.3333 | 340.3333
102 | 2007007568 | 332 | 342
103 | 2007007568 | 334.3333 | 344.3333
104 | 2007007568 | 336.6667 | 346.6667
105 | 2007007568 | 339 | 349
106 | 2007007568 | 339.3333 | 349.3333
107 | 2007007568 | 339.6667 | 349.6667
108 | 2007007568 | 340 | 350
109 | 2007007568 | 342.3333 | 352.3333
110 | 2007007568 | 344.6667 | 354.6667
111 | 2007007568 | 347 | 357
112 | 2007007568 | 349.6667 | 359.6667
113 | 2007007568 | 352.3333 | 362.3333
114 | 2007007568 | 355 | 365
115 | 2007007568 | 360.3333 | 370.3333
116 | 2007007568 | 365.6667 | 375.6667
117 | 2007007568 | 371 | 381
118 | 2007007568 | 373.6667 | 383.6667
119 | 2007007568 | 376.3333 | 386.3333
120 | 2007007568 | 379 | 389
121 | 2007007568 | 383.3333 | 393.3333
122 | 2007007568 | 387.6667 | 377.6667
123 | 2007007568 | 392 | 382
124 | 2007007568 | 395.3333 | 385.3333
125 | 2007007568 | 398.6667 | 388.6667
126 | 2007007568 | 402 | 392
127 | 2007007568 | 404.3333 | 394.3333
128 | 2007007568 | 406.6667 | 396.6667
129 | 2007007568 | 409 | 399
130 | 2007007568 | 409 | 399
131 | 2007007568 | 409 | 399
132 | 2007007568 | 409 | 399
133 | 2007007568 | 408.3333 | 398.3333
134 | 2007007568 | 407.6667 | 397.6667
135 | 2007007568 | 407 | 397
136 | 2007007568 | 407 | 397
137 | 2007007568 | 407 | 397
138 | 2007007568 | 407 | 397
139 | 2007007568 | 407 | 397
140 | 2007007568 | 407 | 397
141 | 2007007568 | 407 | 397
142 | 2007007568 | 406 | 396
143 | 2007007568 | 405 | 395
0 | 2011008330 | 343 | 333
1 | 2011008330 | 344 | 334
2 | 2011008330 | 345 | 335
3 | 2011008330 | 346 | 336
4 | 2011008330 | 348 | 338
5 | 2011008330 | 350 | 340
6 | 2011008330 | 352 | 342
7 | 2011008330 | 353 | 343
8 | 2011008330 | 354 | 344
9 | 2011008330 | 355 | 345
10 | 2011008330 | 356.6667 | 346.6667
11 | 2011008330 | 358.3333 | 348.3333
12 | 2011008330 | 360 | 350
13 | 2011008330 | 363.6667 | 353.6667
14 | 2011008330 | 367.3333 | 357.3333
15 | 2011008330 | 371 | 361
16 | 2011008330 | 373.3333 | 363.3333
17 | 2011008330 | 375.6667 | 365.6667
18 | 2011008330 | 378 | 368
19 | 2011008330 | 378.6667 | 368.6667
20 | 2011008330 | 379.3333 | 369.3333
21 | 2011008330 | 380 | 370
22 | 2011008330 | 381.3333 | 371.3333
23 | 2011008330 | 382.6667 | 372.6667
24 | 2011008330 | 384 | 374
25 | 2011008330 | 385.3333 | 375.3333
26 | 2011008330 | 386.6667 | 376.6667
27 | 2011008330 | 388 | 378
28 | 2011008330 | 387 | 377
29 | 2011008330 | 386 | 376
30 | 2011008330 | 385 | 375
31 | 2011008330 | 383 | 373
32 | 2011008330 | 381 | 371
33 | 2011008330 | 379 | 369
34 | 2011008330 | 378.3333 | 368.3333
35 | 2011008330 | 377.6667 | 367.6667
36 | 2011008330 | 377 | 367
37 | 2011008330 | 377.3333 | 367.3333
38 | 2011008330 | 377.6667 | 367.6667
39 | 2011008330 | 378 | 368
40 | 2011008330 | 379.6667 | 369.6667
41 | 2011008330 | 381.3333 | 371.3333
42 | 2011008330 | 383 | 373
43 | 2011008330 | 385.3333 | 375.3333
44 | 2011008330 | 387.6667 | 377.6667
45 | 2011008330 | 390 | 380
46 | 2011008330 | 391.3333 | 381.3333
47 | 2011008330 | 392.6667 | 382.6667
48 | 2011008330 | 394 | 384
49 | 2011008330 | 393.3333 | 383.3333
50 | 2011008330 | 392.6667 | 382.6667
51 | 2011008330 | 392 | 382
52 | 2011008330 | 387.6667 | 377.6667
53 | 2011008330 | 383.3333 | 373.3333
54 | 2011008330 | 379 | 369
55 | 2011008330 | 372.3333 | 362.3333
56 | 2011008330 | 365.6667 | 355.6667
57 | 2011008330 | 359 | 349
58 | 2011008330 | 353.6667 | 343.6667
59 | 2011008330 | 348.3333 | 338.3333
60 | 2011008330 | 343 | 333
61 | 2011008330 | 338.3333 | 328.3333
62 | 2011008330 | 333.6667 | 323.6667
63 | 2011008330 | 329 | 319
64 | 2011008330 | 326 | 316
65 | 2011008330 | 323 | 313
66 | 2011008330 | 320 | 310
67 | 2011008330 | 318.3333 | 308.3333
68 | 2011008330 | 316.6667 | 306.6667
69 | 2011008330 | 315 | 305
70 | 2011008330 | 315.3333 | 305.3333
71 | 2011008330 | 315.6667 | 305.6667
72 | 2011008330 | 316 | 306
73 | 2011008330 | 316.3333 | 306.3333
74 | 2011008330 | 316.6667 | 306.6667
75 | 2011008330 | 317 | 307
76 | 2011008330 | 316.3333 | 306.3333
77 | 2011008330 | 315.6667 | 305.6667
78 | 2011008330 | 315 | 305
79 | 2011008330 | 314.6667 | 304.6667
80 | 2011008330 | 314.3333 | 304.3333
81 | 2011008330 | 314 | 304
82 | 2011008330 | 316.3333 | 306.3333
83 | 2011008330 | 318.6667 | 308.6667
84 | 2011008330 | 321 | 311
85 | 2011008330 | 323.3333 | 313.3333
86 | 2011008330 | 325.6667 | 315.6667
87 | 2011008330 | 328 | 318
88 | 2011008330 | 328.3333 | 318.3333
89 | 2011008330 | 328.6667 | 318.6667
90 | 2011008330 | 329 | 339
91 | 2011008330 | 329 | 339
92 | 2011008330 | 329 | 339
93 | 2011008330 | 329 | 339
94 | 2011008330 | 328.6667 | 338.6667
95 | 2011008330 | 328.3333 | 338.3333
96 | 2011008330 | 328 | 338
97 | 2011008330 | 327.6667 | 337.6667
98 | 2011008330 | 327.3333 | 337.3333
99 | 2011008330 | 327 | 337
100 | 2011008330 | 328.6667 | 338.6667
101 | 2011008330 | 330.3333 | 340.3333
102 | 2011008330 | 332 | 342
103 | 2011008330 | 334.3333 | 344.3333
104 | 2011008330 | 336.6667 | 346.6667
105 | 2011008330 | 339 | 349
106 | 2011008330 | 339.3333 | 349.3333
107 | 2011008330 | 339.6667 | 349.6667
108 | 2011008330 | 340 | 350
109 | 2011008330 | 342.3333 | 352.3333
110 | 2011008330 | 344.6667 | 354.6667
111 | 2011008330 | 347 | 357
112 | 2011008330 | 349.6667 | 359.6667
113 | 2011008330 | 352.3333 | 362.3333
114 | 2011008330 | 355 | 365
115 | 2011008330 | 360.3333 | 370.3333
116 | 2011008330 | 365.6667 | 375.6667
117 | 2011008330 | 371 | 381
118 | 2011008330 | 373.6667 | 383.6667
119 | 2011008330 | 376.3333 | 386.3333
120 | 2011008330 | 379 | 389
121 | 2011008330 | 383.3333 | 393.3333
122 | 2011008330 | 387.6667 | 377.6667
123 | 2011008330 | 392 | 382
124 | 2011008330 | 395.3333 | 385.3333
125 | 2011008330 | 398.6667 | 388.6667
126 | 2011008330 | 402 | 392
127 | 2011008330 | 404.3333 | 394.3333
128 | 2011008330 | 406.6667 | 396.6667
129 | 2011008330 | 409 | 399
130 | 2011008330 | 409 | 399
131 | 2011008330 | 409 | 399
132 | 2011008330 | 409 | 399
133 | 2011008330 | 408.3333 | 398.3333
134 | 2011008330 | 407.6667 | 397.6667
135 | 2011008330 | 407 | 397
136 | 2011008330 | 407 | 397
137 | 2011008330 | 407 | 397
138 | 2011008330 | 407 | 397
139 | 2011008330 | 407 | 397
140 | 2011008330 | 407 | 397
141 | 2011008330 | 407 | 397
142 | 2011008330 | 406 | 396
143 | 2011008330 | 405 | 395
0 | 2003006483 | 343 | 333
1 | 2003006483 | 344 | 334
2 | 2003006483 | 345 | 335
3 | 2003006483 | 346 | 336
4 | 2003006483 | 348 | 338
5 | 2003006483 | 350 | 340
6 | 2003006483 | 352 | 342
7 | 2003006483 | 353 | 343
8 | 2003006483 | 354 | 344
9 | 2003006483 | 355 | 345
10 | 2003006483 | 356.6667 | 346.6667
11 | 2003006483 | 358.3333 | 348.3333
12 | 2003006483 | 360 | 350
13 | 2003006483 | 363.6667 | 353.6667
14 | 2003006483 | 367.3333 | 357.3333
15 | 2003006483 | 371 | 361
16 | 2003006483 | 373.3333 | 363.3333
17 | 2003006483 | 375.6667 | 365.6667
18 | 2003006483 | 378 | 368
19 | 2003006483 | 378.6667 | 368.6667
20 | 2003006483 | 379.3333 | 369.3333
21 | 2003006483 | 380 | 370
22 | 2003006483 | 381.3333 | 371.3333
23 | 2003006483 | 382.6667 | 372.6667
24 | 2003006483 | 384 | 374
25 | 2003006483 | 385.3333 | 375.3333
26 | 2003006483 | 386.6667 | 376.6667
27 | 2003006483 | 388 | 378
28 | 2003006483 | 387 | 377
29 | 2003006483 | 386 | 376
30 | 2003006483 | 385 | 375
31 | 2003006483 | 383 | 373
32 | 2003006483 | 381 | 371
33 | 2003006483 | 379 | 369
34 | 2003006483 | 378.3333 | 368.3333
35 | 2003006483 | 377.6667 | 367.6667
36 | 2003006483 | 377 | 367
37 | 2003006483 | 377.3333 | 367.3333
38 | 2003006483 | 377.6667 | 367.6667
39 | 2003006483 | 378 | 368
40 | 2003006483 | 379.6667 | 369.6667
41 | 2003006483 | 381.3333 | 371.3333
42 | 2003006483 | 383 | 373
43 | 2003006483 | 385.3333 | 375.3333
44 | 2003006483 | 387.6667 | 377.6667
45 | 2003006483 | 390 | 380
46 | 2003006483 | 391.3333 | 381.3333
47 | 2003006483 | 392.6667 | 382.6667
48 | 2003006483 | 394 | 384
49 | 2003006483 | 393.3333 | 383.3333
50 | 2003006483 | 392.6667 | 382.6667
51 | 2003006483 | 392 | 382
52 | 2003006483 | 387.6667 | 377.6667
53 | 2003006483 | 383.3333 | 373.3333
54 | 2003006483 | 379 | 369
55 | 2003006483 | 372.3333 | 362.3333
56 | 2003006483 | 365.6667 | 355.6667
57 | 2003006483 | 359 | 349
58 | 2003006483 | 353.6667 | 343.6667
59 | 2003006483 | 348.3333 | 338.3333
60 | 2003006483 | 343 | 333
61 | 2003006483 | 338.3333 | 328.3333
62 | 2003006483 | 333.6667 | 323.6667
63 | 2003006483 | 329 | 319
64 | 2003006483 | 326 | 316
65 | 2003006483 | 323 | 313
66 | 2003006483 | 320 | 310
67 | 2003006483 | 318.3333 | 308.3333
68 | 2003006483 | 316.6667 | 306.6667
69 | 2003006483 | 315 | 305
70 | 2003006483 | 315.3333 | 305.3333
71 | 2003006483 | 315.6667 | 305.6667
72 | 2003006483 | 316 | 306
73 | 2003006483 | 316.3333 | 306.3333
74 | 2003006483 | 316.6667 | 306.6667
75 | 2003006483 | 317 | 307
76 | 2003006483 | 316.3333 | 306.3333
77 | 2003006483 | 315.6667 | 305.6667
78 | 2003006483 | 315 | 305
79 | 2003006483 | 314.6667 | 304.6667
80 | 2003006483 | 314.3333 | 304.3333
81 | 2003006483 | 314 | 304
82 | 2003006483 | 316.3333 | 306.3333
83 | 2003006483 | 318.6667 | 308.6667
84 | 2003006483 | 321 | 311
85 | 2003006483 | 323.3333 | 313.3333
86 | 2003006483 | 325.6667 | 315.6667
87 | 2003006483 | 328 | 318
88 | 2003006483 | 328.3333 | 318.3333
89 | 2003006483 | 328.6667 | 318.6667
90 | 2003006483 | 329 | 339
91 | 2003006483 | 329 | 339
92 | 2003006483 | 329 | 339
93 | 2003006483 | 329 | 339
94 | 2003006483 | 328.6667 | 338.6667
95 | 2003006483 | 328.3333 | 338.3333
96 | 2003006483 | 328 | 338
97 | 2003006483 | 327.6667 | 337.6667
98 | 2003006483 | 327.3333 | 337.3333
99 | 2003006483 | 327 | 337
100 | 2003006483 | 328.6667 | 338.6667
101 | 2003006483 | 330.3333 | 340.3333
102 | 2003006483 | 332 | 342
103 | 2003006483 | 334.3333 | 344.3333
104 | 2003006483 | 336.6667 | 346.6667
105 | 2003006483 | 339 | 349
106 | 2003006483 | 339.3333 | 349.3333
107 | 2003006483 | 339.6667 | 349.6667
108 | 2003006483 | 340 | 350
109 | 2003006483 | 342.3333 | 352.3333
110 | 2003006483 | 344.6667 | 354.6667
111 | 2003006483 | 347 | 357
112 | 2003006483 | 349.6667 | 359.6667
113 | 2003006483 | 352.3333 | 362.3333
114 | 2003006483 | 355 | 365
115 | 2003006483 | 360.3333 | 370.3333
116 | 2003006483 | 365.6667 | 375.6667
117 | 2003006483 | 371 | 381
118 | 2003006483 | 373.6667 | 383.6667
119 | 2003006483 | 376.3333 | 386.3333
120 | 2003006483 | 379 | 389
121 | 2003006483 | 383.3333 | 393.3333
122 | 2003006483 | 387.6667 | 377.6667
123 | 2003006483 | 392 | 382
124 | 2003006483 | 395.3333 | 385.3333
125 | 2003006483 | 398.6667 | 388.6667
126 | 2003006483 | 402 | 392
127 | 2003006483 | 404.3333 | 394.3333
128 | 2003006483 | 406.6667 | 396.6667
129 | 2003006483 | 409 | 399
130 | 2003006483 | 409 | 399
131 | 2003006483 | 409 | 399
132 | 2003006483 | 409 | 399
133 | 2003006483 | 408.3333 | 398.3333
134 | 2003006483 | 407.6667 | 397.6667
135 | 2003006483 | 407 | 397
136 | 2003006483 | 407 | 397
137 | 2003006483 | 407 | 397
138 | 2003006483 | 407 | 397
139 | 2003006483 | 407 | 397
140 | 2003006483 | 407 | 397
141 | 2003006483 | 407 | 397
142 | 2003006483 | 406 | 396
143 | 2003006483 | 405 | 395
0 | 2009005647 | 343 | 333
1 | 2009005647 | 344 | 334
2 | 2009005647 | 345 | 335
3 | 2009005647 | 346 | 336
4 | 2009005647 | 348 | 338
5 | 2009005647 | 350 | 340
6 | 2009005647 | 352 | 342
7 | 2009005647 | 353 | 343
8 | 2009005647 | 354 | 344
9 | 2009005647 | 355 | 345
10 | 2009005647 | 356.6667 | 346.6667
11 | 2009005647 | 358.3333 | 348.3333
12 | 2009005647 | 360 | 350
13 | 2009005647 | 363.6667 | 353.6667
14 | 2009005647 | 367.3333 | 357.3333
15 | 2009005647 | 371 | 361
16 | 2009005647 | 373.3333 | 363.3333
17 | 2009005647 | 375.6667 | 365.6667
18 | 2009005647 | 378 | 368
19 | 2009005647 | 378.6667 | 368.6667
20 | 2009005647 | 379.3333 | 369.3333
21 | 2009005647 | 380 | 370
22 | 2009005647 | 381.3333 | 371.3333
23 | 2009005647 | 382.6667 | 372.6667
24 | 2009005647 | 384 | 374
25 | 2009005647 | 385.3333 | 375.3333
26 | 2009005647 | 386.6667 | 376.6667
27 | 2009005647 | 388 | 378
28 | 2009005647 | 387 | 377
29 | 2009005647 | 386 | 376
30 | 2009005647 | 385 | 375
31 | 2009005647 | 383 | 373
32 | 2009005647 | 381 | 371
33 | 2009005647 | 379 | 369
34 | 2009005647 | 378.3333 | 368.3333
35 | 2009005647 | 377.6667 | 367.6667
36 | 2009005647 | 377 | 367
37 | 2009005647 | 377.3333 | 367.3333
38 | 2009005647 | 377.6667 | 367.6667
39 | 2009005647 | 378 | 368
40 | 2009005647 | 379.6667 | 369.6667
41 | 2009005647 | 381.3333 | 371.3333
42 | 2009005647 | 383 | 373
43 | 2009005647 | 385.3333 | 375.3333
44 | 2009005647 | 387.6667 | 377.6667
45 | 2009005647 | 390 | 380
46 | 2009005647 | 391.3333 | 381.3333
47 | 2009005647 | 392.6667 | 382.6667
48 | 2009005647 | 394 | 384
49 | 2009005647 | 393.3333 | 383.3333
50 | 2009005647 | 392.6667 | 382.6667
51 | 2009005647 | 392 | 382
52 | 2009005647 | 387.6667 | 377.6667
53 | 2009005647 | 383.3333 | 373.3333
54 | 2009005647 | 379 | 369
55 | 2009005647 | 372.3333 | 362.3333
56 | 2009005647 | 365.6667 | 355.6667
57 | 2009005647 | 359 | 349
58 | 2009005647 | 353.6667 | 343.6667
59 | 2009005647 | 348.3333 | 338.3333
60 | 2009005647 | 343 | 333
61 | 2009005647 | 338.3333 | 328.3333
62 | 2009005647 | 333.6667 | 323.6667
63 | 2009005647 | 329 | 319
64 | 2009005647 | 326 | 316
65 | 2009005647 | 323 | 313
66 | 2009005647 | 320 | 310
67 | 2009005647 | 318.3333 | 308.3333
68 | 2009005647 | 316.6667 | 306.6667
69 | 2009005647 | 315 | 305
70 | 2009005647 | 315.3333 | 305.3333
71 | 2009005647 | 315.6667 | 305.6667
72 | 2009005647 | 316 | 306
73 | 2009005647 | 316.3333 | 306.3333
74 | 2009005647 | 316.6667 | 306.6667
75 | 2009005647 | 317 | 307
76 | 2009005647 | 316.3333 | 306.3333
77 | 2009005647 | 315.6667 | 305.6667
78 | 2009005647 | 315 | 305
79 | 2009005647 | 314.6667 | 304.6667
80 | 2009005647 | 314.3333 | 304.3333
81 | 2009005647 | 314 | 304
82 | 2009005647 | 316.3333 | 306.3333
83 | 2009005647 | 318.6667 | 308.6667
84 | 2009005647 | 321 | 311
85 | 2009005647 | 323.3333 | 313.3333
86 | 2009005647 | 325.6667 | 315.6667
87 | 2009005647 | 328 | 318
88 | 2009005647 | 328.3333 | 318.3333
89 | 2009005647 | 328.6667 | 318.6667
90 | 2009005647 | 329 | 339
91 | 2009005647 | 329 | 339
92 | 2009005647 | 329 | 339
93 | 2009005647 | 329 | 339
94 | 2009005647 | 328.6667 | 338.6667
95 | 2009005647 | 328.3333 | 338.3333
96 | 2009005647 | 328 | 338
97 | 2009005647 | 327.6667 | 337.6667
98 | 2009005647 | 327.3333 | 337.3333
99 | 2009005647 | 327 | 337
100 | 2009005647 | 328.6667 | 338.6667
101 | 2009005647 | 330.3333 | 340.3333
102 | 2009005647 | 332 | 342
103 | 2009005647 | 334.3333 | 344.3333
104 | 2009005647 | 336.6667 | 346.6667
105 | 2009005647 | 339 | 349
106 | 2009005647 | 339.3333 | 349.3333
107 | 2009005647 | 339.6667 | 349.6667
108 | 2009005647 | 340 | 350
109 | 2009005647 | 342.3333 | 352.3333
110 | 2009005647 | 344.6667 | 354.6667
111 | 2009005647 | 347 | 357
112 | 2009005647 | 349.6667 | 359.6667
113 | 2009005647 | 352.3333 | 362.3333
114 | 2009005647 | 355 | 365
115 | 2009005647 | 360.3333 | 370.3333
116 | 2009005647 | 365.6667 | 375.6667
117 | 2009005647 | 371 | 381
118 | 2009005647 | 373.6667 | 383.6667
119 | 2009005647 | 376.3333 | 386.3333
120 | 2009005647 | 379 | 389
121 | 2009005647 | 383.3333 | 393.3333
122 | 2009005647 | 387.6667 | 377.6667
123 | 2009005647 | 392 | 382
124 | 2009005647 | 395.3333 | 385.3333
125 | 2009005647 | 398.6667 | 388.6667
126 | 2009005647 | 402 | 392
127 | 2009005647 | 404.3333 | 394.3333
128 | 2009005647 | 406.6667 | 396.6667
129 | 2009005647 | 409 | 399
130 | 2009005647 | 409 | 399
131 | 2009005647 | 409 | 399
132 | 2009005647 | 409 | 399
133 | 2009005647 | 408.3333 | 398.3333
134 | 2009005647 | 407.6667 | 397.6667
135 | 2009005647 | 407 | 397
136 | 2009005647 | 407 | 397
137 | 2009005647 | 407 | 397
138 | 2009005647 | 407 | 397
139 | 2009005647 | 407 | 397
140 | 2009005647 | 407 | 397
141 | 2009005647 | 407 | 397
142 | 2009005647 | 406 | 396
143 | 2009005647 | 405 | 395
0 | 2010004087 | 343 | 333
1 | 2010004087 | 344 | 334
2 | 2010004087 | 345 | 335
3 | 2010004087 | 346 | 336
4 | 2010004087 | 348 | 338
5 | 2010004087 | 350 | 340
6 | 2010004087 | 352 | 342
7 | 2010004087 | 353 | 343
8 | 2010004087 | 354 | 344
9 | 2010004087 | 355 | 345
10 | 2010004087 | 356.6667 | 346.6667
11 | 2010004087 | 358.3333 | 348.3333
12 | 2010004087 | 360 | 350
13 | 2010004087 | 363.6667 | 353.6667
14 | 2010004087 | 367.3333 | 357.3333
15 | 2010004087 | 371 | 361
16 | 2010004087 | 373.3333 | 363.3333
17 | 2010004087 | 375.6667 | 365.6667
18 | 2010004087 | 378 | 368
19 | 2010004087 | 378.6667 | 368.6667
20 | 2010004087 | 379.3333 | 369.3333
21 | 2010004087 | 380 | 370
22 | 2010004087 | 381.3333 | 371.3333
23 | 2010004087 | 382.6667 | 372.6667
24 | 2010004087 | 384 | 374
25 | 2010004087 | 385.3333 | 375.3333
26 | 2010004087 | 386.6667 | 376.6667
27 | 2010004087 | 388 | 378
28 | 2010004087 | 387 | 377
29 | 2010004087 | 386 | 376
30 | 2010004087 | 385 | 375
31 | 2010004087 | 383 | 373
32 | 2010004087 | 381 | 371
33 | 2010004087 | 379 | 369
34 | 2010004087 | 378.3333 | 368.3333
35 | 2010004087 | 377.6667 | 367.6667
36 | 2010004087 | 377 | 367
37 | 2010004087 | 377.3333 | 367.3333
38 | 2010004087 | 377.6667 | 367.6667
39 | 2010004087 | 378 | 368
40 | 2010004087 | 379.6667 | 369.6667
41 | 2010004087 | 381.3333 | 371.3333
42 | 2010004087 | 383 | 373
43 | 2010004087 | 385.3333 | 375.3333
44 | 2010004087 | 387.6667 | 377.6667
45 | 2010004087 | 390 | 380
46 | 2010004087 | 391.3333 | 381.3333
47 | 2010004087 | 392.6667 | 382.6667
48 | 2010004087 | 394 | 384
49 | 2010004087 | 393.3333 | 383.3333
50 | 2010004087 | 392.6667 | 382.6667
51 | 2010004087 | 392 | 382
52 | 2010004087 | 387.6667 | 377.6667
53 | 2010004087 | 383.3333 | 373.3333
54 | 2010004087 | 379 | 369
55 | 2010004087 | 372.3333 | 362.3333
56 | 2010004087 | 365.6667 | 355.6667
57 | 2010004087 | 359 | 349
58 | 2010004087 | 353.6667 | 343.6667
59 | 2010004087 | 348.3333 | 338.3333
60 | 2010004087 | 343 | 333
61 | 2010004087 | 338.3333 | 328.3333
62 | 2010004087 | 333.6667 | 323.6667
63 | 2010004087 | 329 | 319
64 | 2010004087 | 326 | 316
65 | 2010004087 | 323 | 313
66 | 2010004087 | 320 | 310
67 | 2010004087 | 318.3333 | 308.3333
68 | 2010004087 | 316.6667 | 306.6667
69 | 2010004087 | 315 | 305
70 | 2010004087 | 315.3333 | 305.3333
71 | 2010004087 | 315.6667 | 305.6667
72 | 2010004087 | 316 | 306
73 | 2010004087 | 316.3333 | 306.3333
74 | 2010004087 | 316.6667 | 306.6667
75 | 2010004087 | 317 | 307
76 | 2010004087 | 316.3333 | 306.3333
77 | 2010004087 | 315.6667 | 305.6667
78 | 2010004087 | 315 | 305
79 | 2010004087 | 314.6667 | 304.6667
80 | 2010004087 | 314.3333 | 304.3333
81 | 2010004087 | 314 | 304
82 | 2010004087 | 316.3333 | 306.3333
83 | 2010004087 | 318.6667 | 308.6667
84 | 2010004087 | 321 | 311
85 | 2010004087 | 323.3333 | 313.3333
86 | 2010004087 | 325.6667 | 315.6667
87 | 2010004087 | 328 | 318
88 | 2010004087 | 328.3333 | 318.3333
89 | 2010004087 | 328.6667 | 318.6667
90 | 2010004087 | 329 | 339
91 | 2010004087 | 329 | 339
92 | 2010004087 | 329 | 339
93 | 2010004087 | 329 | 339
94 | 2010004087 | 328.6667 | 338.6667
95 | 2010004087 | 328.3333 | 338.3333
96 | 2010004087 | 328 | 338
97 | 2010004087 | 327.6667 | 337.6667
98 | 2010004087 | 327.3333 | 337.3333
99 | 2010004087 | 327 | 337
100 | 2010004087 | 328.6667 | 338.6667
101 | 2010004087 | 330.3333 | 340.3333
102 | 2010004087 | 332 | 342
103 | 2010004087 | 334.3333 | 344.3333
104 | 2010004087 | 336.6667 | 346.6667
105 | 2010004087 | 339 | 349
106 | 2010004087 | 339.3333 | 349.3333
107 | 2010004087 | 339.6667 | 349.6667
108 | 2010004087 | 340 | 350
109 | 2010004087 | 342.3333 | 352.3333
110 | 2010004087 | 344.6667 | 354.6667
111 | 2010004087 | 347 | 357
112 | 2010004087 | 349.6667 | 359.6667
113 | 2010004087 | 352.3333 | 362.3333
114 | 2010004087 | 355 | 365
115 | 2010004087 | 360.3333 | 370.3333
116 | 2010004087 | 365.6667 | 375.6667
117 | 2010004087 | 371 | 381
118 | 2010004087 | 373.6667 | 383.6667
119 | 2010004087 | 376.3333 | 386.3333
120 | 2010004087 | 379 | 389
121 | 2010004087 | 383.3333 | 393.3333
122 | 2010004087 | 387.6667 | 377.6667
123 | 2010004087 | 392 | 382
124 | 2010004087 | 395.3333 | 385.3333
125 | 2010004087 | 398.6667 | 388.6667
126 | 2010004087 | 402 | 392
127 | 2010004087 | 404.3333 | 394.3333
128 | 2010004087 | 406.6667 | 396.6667
129 | 2010004087 | 409 | 399
130 | 2010004087 | 409 | 399
131 | 2010004087 | 409 | 399
132 | 2010004087 | 409 | 399
133 | 2010004087 | 408.3333 | 398.3333
134 | 2010004087 | 407.6667 | 397.6667
135 | 2010004087 | 407 | 397
136 | 2010004087 | 407 | 397
137 | 2010004087 | 407 | 397
138 | 2010004087 | 407 | 397
139 | 2010004087 | 407 | 397
140 | 2010004087 | 407 | 397
141 | 2010004087 | 407 | 397
142 | 2010004087 | 406 | 396
143 | 2010004087 | 405 | 395
0 | 2016006370 | 343 | 333
1 | 2016006370 | 344 | 334
2 | 2016006370 | 345 | 335
3 | 2016006370 | 346 | 336
4 | 2016006370 | 348 | 338
5 | 2016006370 | 350 | 340
6 | 2016006370 | 352 | 342
7 | 2016006370 | 353 | 343
8 | 2016006370 | 354 | 344
9 | 2016006370 | 355 | 345
10 | 2016006370 | 356.6667 | 346.6667
11 | 2016006370 | 358.3333 | 348.3333
12 | 2016006370 | 360 | 350
13 | 2016006370 | 363.6667 | 353.6667
14 | 2016006370 | 367.3333 | 357.3333
15 | 2016006370 | 371 | 361
16 | 2016006370 | 373.3333 | 363.3333
17 | 2016006370 | 375.6667 | 365.6667
18 | 2016006370 | 378 | 368
19 | 2016006370 | 378.6667 | 368.6667
20 | 2016006370 | 379.3333 | 369.3333
21 | 2016006370 | 380 | 370
22 | 2016006370 | 381.3333 | 371.3333
23 | 2016006370 | 382.6667 | 372.6667
24 | 2016006370 | 384 | 374
25 | 2016006370 | 385.3333 | 375.3333
26 | 2016006370 | 386.6667 | 376.6667
27 | 2016006370 | 388 | 378
28 | 2016006370 | 387 | 377
29 | 2016006370 | 386 | 376
30 | 2016006370 | 385 | 375
31 | 2016006370 | 383 | 373
32 | 2016006370 | 381 | 371
33 | 2016006370 | 379 | 369
34 | 2016006370 | 378.3333 | 368.3333
35 | 2016006370 | 377.6667 | 367.6667
36 | 2016006370 | 377 | 367
37 | 2016006370 | 377.3333 | 367.3333
38 | 2016006370 | 377.6667 | 367.6667
39 | 2016006370 | 378 | 368
40 | 2016006370 | 379.6667 | 369.6667
41 | 2016006370 | 381.3333 | 371.3333
42 | 2016006370 | 383 | 373
43 | 2016006370 | 385.3333 | 375.3333
44 | 2016006370 | 387.6667 | 377.6667
45 | 2016006370 | 390 | 380
46 | 2016006370 | 391.3333 | 381.3333
47 | 2016006370 | 392.6667 | 382.6667
48 | 2016006370 | 394 | 384
49 | 2016006370 | 393.3333 | 383.3333
50 | 2016006370 | 392.6667 | 382.6667
51 | 2016006370 | 392 | 382
52 | 2016006370 | 387.6667 | 377.6667
53 | 2016006370 | 383.3333 | 373.3333
54 | 2016006370 | 379 | 369
55 | 2016006370 | 372.3333 | 362.3333
56 | 2016006370 | 365.6667 | 355.6667
57 | 2016006370 | 359 | 349
58 | 2016006370 | 353.6667 | 343.6667
59 | 2016006370 | 348.3333 | 338.3333
60 | 2016006370 | 343 | 333
61 | 2016006370 | 338.3333 | 328.3333
62 | 2016006370 | 333.6667 | 323.6667
63 | 2016006370 | 329 | 319
64 | 2016006370 | 326 | 316
65 | 2016006370 | 323 | 313
66 | 2016006370 | 320 | 310
67 | 2016006370 | 318.3333 | 308.3333
68 | 2016006370 | 316.6667 | 306.6667
69 | 2016006370 | 315 | 305
70 | 2016006370 | 315.3333 | 305.3333
71 | 2016006370 | 315.6667 | 305.6667
72 | 2016006370 | 316 | 306
73 | 2016006370 | 316.3333 | 306.3333
74 | 2016006370 | 316.6667 | 306.6667
75 | 2016006370 | 317 | 307
76 | 2016006370 | 316.3333 | 306.3333
77 | 2016006370 | 315.6667 | 305.6667
78 | 2016006370 | 315 | 305
79 | 2016006370 | 314.6667 | 304.6667
80 | 2016006370 | 314.3333 | 304.3333
81 | 2016006370 | 314 | 304
82 | 2016006370 | 316.3333 | 306.3333
83 | 2016006370 | 318.6667 | 308.6667
84 | 2016006370 | 321 | 311
85 | 2016006370 | 323.3333 | 313.3333
86 | 2016006370 | 325.6667 | 315.6667
87 | 2016006370 | 328 | 318
88 | 2016006370 | 328.3333 | 318.3333
89 | 2016006370 | 328.6667 | 318.6667
90 | 2016006370 | 329 | 339
91 | 2016006370 | 329 | 339
92 | 2016006370 | 329 | 339
93 | 2016006370 | 329 | 339
94 | 2016006370 | 328.6667 | 338.6667
95 | 2016006370 | 328.3333 | 338.3333
96 | 2016006370 | 328 | 338
97 | 2016006370 | 327.6667 | 337.6667
98 | 2016006370 | 327.3333 | 337.3333
99 | 2016006370 | 327 | 337
100 | 2016006370 | 328.6667 | 338.6667
101 | 2016006370 | 330.3333 | 340.3333
102 | 2016006370 | 332 | 342
103 | 2016006370 | 334.3333 | 344.3333
104 | 2016006370 | 336.6667 | 346.6667
105 | 2016006370 | 339 | 349
106 | 2016006370 | 339.3333 | 349.3333
107 | 2016006370 | 339.6667 | 349.6667
108 | 2016006370 | 340 | 350
109 | 2016006370 | 342.3333 | 352.3333
110 | 2016006370 | 344.6667 | 354.6667
111 | 2016006370 | 347 | 357
112 | 2016006370 | 349.6667 | 359.6667
113 | 2016006370 | 352.3333 | 362.3333
114 | 2016006370 | 355 | 365
115 | 2016006370 | 360.3333 | 370.3333
116 | 2016006370 | 365.6667 | 375.6667
117 | 2016006370 | 371 | 381
118 | 2016006370 | 373.6667 | 383.6667
119 | 2016006370 | 376.3333 | 386.3333
120 | 2016006370 | 379 | 389
121 | 2016006370 | 383.3333 | 393.3333
122 | 2016006370 | 387.6667 | 377.6667
123 | 2016006370 | 392 | 382
124 | 2016006370 | 395.3333 | 385.3333
125 | 2016006370 | 398.6667 | 388.6667
126 | 2016006370 | 402 | 392
127 | 2016006370 | 404.3333 | 394.3333
128 | 2016006370 | 406.6667 | 396.6667
129 | 2016006370 | 409 | 399
130 | 2016006370 | 409 | 399
131 | 2016006370 | 409 | 399
132 | 2016006370 | 409 | 399
133 | 2016006370 | 408.3333 | 398.3333
134 | 2016006370 | 407.6667 | 397.6667
135 | 2016006370 | 407 | 397
136 | 2016006370 | 407 | 397
137 | 2016006370 | 407 | 397
138 | 2016006370 | 407 | 397
139 | 2016006370 | 407 | 397
140 | 2016006370 | 407 | 397
141 | 2016006370 | 407 | 397
142 | 2016006370 | 406 | 396
143 | 2016006370 | 405 | 395
0 | 2007004344 | 343 | 333
1 | 2007004344 | 344 | 334
2 | 2007004344 | 345 | 335
3 | 2007004344 | 346 | 336
4 | 2007004344 | 348 | 338
5 | 2007004344 | 350 | 340
6 | 2007004344 | 352 | 342
7 | 2007004344 | 353 | 343
8 | 2007004344 | 354 | 344
9 | 2007004344 | 355 | 345
10 | 2007004344 | 356.6667 | 346.6667
11 | 2007004344 | 358.3333 | 348.3333
12 | 2007004344 | 360 | 350
13 | 2007004344 | 363.6667 | 353.6667
14 | 2007004344 | 367.3333 | 357.3333
15 | 2007004344 | 371 | 361
16 | 2007004344 | 373.3333 | 363.3333
17 | 2007004344 | 375.6667 | 365.6667
18 | 2007004344 | 378 | 368
19 | 2007004344 | 378.6667 | 368.6667
20 | 2007004344 | 379.3333 | 369.3333
21 | 2007004344 | 380 | 370
22 | 2007004344 | 381.3333 | 371.3333
23 | 2007004344 | 382.6667 | 372.6667
24 | 2007004344 | 384 | 374
25 | 2007004344 | 385.3333 | 375.3333
26 | 2007004344 | 386.6667 | 376.6667
27 | 2007004344 | 388 | 378
28 | 2007004344 | 387 | 377
29 | 2007004344 | 386 | 376
30 | 2007004344 | 385 | 375
31 | 2007004344 | 383 | 373
32 | 2007004344 | 381 | 371
33 | 2007004344 | 379 | 369
34 | 2007004344 | 378.3333 | 368.3333
35 | 2007004344 | 377.6667 | 367.6667
36 | 2007004344 | 377 | 367
37 | 2007004344 | 377.3333 | 367.3333
38 | 2007004344 | 377.6667 | 367.6667
39 | 2007004344 | 378 | 368
40 | 2007004344 | 379.6667 | 369.6667
41 | 2007004344 | 381.3333 | 371.3333
42 | 2007004344 | 383 | 373
43 | 2007004344 | 385.3333 | 375.3333
44 | 2007004344 | 387.6667 | 377.6667
45 | 2007004344 | 390 | 380
46 | 2007004344 | 391.3333 | 381.3333
47 | 2007004344 | 392.6667 | 382.6667
48 | 2007004344 | 394 | 384
49 | 2007004344 | 393.3333 | 383.3333
50 | 2007004344 | 392.6667 | 382.6667
51 | 2007004344 | 392 | 382
52 | 2007004344 | 387.6667 | 377.6667
53 | 2007004344 | 383.3333 | 373.3333
54 | 2007004344 | 379 | 369
55 | 2007004344 | 372.3333 | 362.3333
56 | 2007004344 | 365.6667 | 355.6667
57 | 2007004344 | 359 | 349
58 | 2007004344 | 353.6667 | 343.6667
59 | 2007004344 | 348.3333 | 338.3333
60 | 2007004344 | 343 | 333
61 | 2007004344 | 338.3333 | 328.3333
62 | 2007004344 | 333.6667 | 323.6667
63 | 2007004344 | 329 | 319
64 | 2007004344 | 326 | 316
65 | 2007004344 | 323 | 313
66 | 2007004344 | 320 | 310
67 | 2007004344 | 318.3333 | 308.3333
68 | 2007004344 | 316.6667 | 306.6667
69 | 2007004344 | 315 | 305
70 | 2007004344 | 315.3333 | 305.3333
71 | 2007004344 | 315.6667 | 305.6667
72 | 2007004344 | 316 | 306
73 | 2007004344 | 316.3333 | 306.3333
74 | 2007004344 | 316.6667 | 306.6667
75 | 2007004344 | 317 | 307
76 | 2007004344 | 316.3333 | 306.3333
77 | 2007004344 | 315.6667 | 305.6667
78 | 2007004344 | 315 | 305
79 | 2007004344 | 314.6667 | 304.6667
80 | 2007004344 | 314.3333 | 304.3333
81 | 2007004344 | 314 | 304
82 | 2007004344 | 316.3333 | 306.3333
83 | 2007004344 | 318.6667 | 308.6667
84 | 2007004344 | 321 | 311
85 | 2007004344 | 323.3333 | 313.3333
86 | 2007004344 | 325.6667 | 315.6667
87 | 2007004344 | 328 | 318
88 | 2007004344 | 328.3333 | 318.3333
89 | 2007004344 | 328.6667 | 318.6667
90 | 2007004344 | 329 | 339
91 | 2007004344 | 329 | 339
92 | 2007004344 | 329 | 339
93 | 2007004344 | 329 | 339
94 | 2007004344 | 328.6667 | 338.6667
95 | 2007004344 | 328.3333 | 338.3333
96 | 2007004344 | 328 | 338
97 | 2007004344 | 327.6667 | 337.6667
98 | 2007004344 | 327.3333 | 337.3333
99 | 2007004344 | 327 | 337
100 | 2007004344 | 328.6667 | 338.6667
101 | 2007004344 | 330.3333 | 340.3333
102 | 2007004344 | 332 | 342
103 | 2007004344 | 334.3333 | 344.3333
104 | 2007004344 | 336.6667 | 346.6667
105 | 2007004344 | 339 | 349
106 | 2007004344 | 339.3333 | 349.3333
107 | 2007004344 | 339.6667 | 349.6667
108 | 2007004344 | 340 | 350
109 | 2007004344 | 342.3333 | 352.3333
110 | 2007004344 | 344.6667 | 354.6667
111 | 2007004344 | 347 | 357
112 | 2007004344 | 349.6667 | 359.6667
113 | 2007004344 | 352.3333 | 362.3333
114 | 2007004344 | 355 | 365
115 | 2007004344 | 360.3333 | 370.3333
116 | 2007004344 | 365.6667 | 375.6667
117 | 2007004344 | 371 | 381
118 | 2007004344 | 373.6667 | 383.6667
119 | 2007004344 | 376.3333 | 386.3333
120 | 2007004344 | 379 | 389
121 | 2007004344 | 383.3333 | 393.3333
122 | 2007004344 | 387.6667 | 377.6667
123 | 2007004344 | 392 | 382
124 | 2007004344 | 395.3333 | 385.3333
125 | 2007004344 | 398.6667 | 388.6667
126 | 2007004344 | 402 | 392
127 | 2007004344 | 404.3333 | 394.3333
128 | 2007004344 | 406.6667 | 396.6667
129 | 2007004344 | 409 | 399
130 | 2007004344 | 409 | 399
131 | 2007004344 | 409 | 399
132 | 2007004344 | 409 | 399
133 | 2007004344 | 408.3333 | 398.3333
134 | 2007004344 | 407.6667 | 397.6667
135 | 2007004344 | 407 | 397
136 | 2007004344 | 407 | 397
137 | 2007004344 | 407 | 397
138 | 2007004344 | 407 | 397
139 | 2007004344 | 407 | 397
140 | 2007004344 | 407 | 397
141 | 2007004344 | 407 | 397
142 | 2007004344 | 406 | 396
143 | 2007004344 | 405 | 395
0 | 2003000031 | 343 | 333
1 | 2003000031 | 344 | 334
2 | 2003000031 | 345 | 335
3 | 2003000031 | 346 | 336
4 | 2003000031 | 348 | 338
5 | 2003000031 | 350 | 340
6 | 2003000031 | 352 | 342
7 | 2003000031 | 353 | 343
8 | 2003000031 | 354 | 344
9 | 2003000031 | 355 | 345
10 | 2003000031 | 356.6667 | 346.6667
11 | 2003000031 | 358.3333 | 348.3333
12 | 2003000031 | 360 | 350
13 | 2003000031 | 363.6667 | 353.6667
14 | 2003000031 | 367.3333 | 357.3333
15 | 2003000031 | 371 | 361
16 | 2003000031 | 373.3333 | 363.3333
17 | 2003000031 | 375.6667 | 365.6667
18 | 2003000031 | 378 | 368
19 | 2003000031 | 378.6667 | 368.6667
20 | 2003000031 | 379.3333 | 369.3333
21 | 2003000031 | 380 | 370
22 | 2003000031 | 381.3333 | 371.3333
23 | 2003000031 | 382.6667 | 372.6667
24 | 2003000031 | 384 | 374
25 | 2003000031 | 385.3333 | 375.3333
26 | 2003000031 | 386.6667 | 376.6667
27 | 2003000031 | 388 | 378
28 | 2003000031 | 387 | 377
29 | 2003000031 | 386 | 376
30 | 2003000031 | 385 | 375
31 | 2003000031 | 383 | 373
32 | 2003000031 | 381 | 371
33 | 2003000031 | 379 | 369
34 | 2003000031 | 378.3333 | 368.3333
35 | 2003000031 | 377.6667 | 367.6667
36 | 2003000031 | 377 | 367
37 | 2003000031 | 377.3333 | 367.3333
38 | 2003000031 | 377.6667 | 367.6667
39 | 2003000031 | 378 | 368
40 | 2003000031 | 379.6667 | 369.6667
41 | 2003000031 | 381.3333 | 371.3333
42 | 2003000031 | 383 | 373
43 | 2003000031 | 385.3333 | 375.3333
44 | 2003000031 | 387.6667 | 377.6667
45 | 2003000031 | 390 | 380
46 | 2003000031 | 391.3333 | 381.3333
47 | 2003000031 | 392.6667 | 382.6667
48 | 2003000031 | 394 | 384
49 | 2003000031 | 393.3333 | 383.3333
50 | 2003000031 | 392.6667 | 382.6667
51 | 2003000031 | 392 | 382
52 | 2003000031 | 387.6667 | 377.6667
53 | 2003000031 | 383.3333 | 373.3333
54 | 2003000031 | 379 | 369
55 | 2003000031 | 372.3333 | 362.3333
56 | 2003000031 | 365.6667 | 355.6667
57 | 2003000031 | 359 | 349
58 | 2003000031 | 353.6667 | 343.6667
59 | 2003000031 | 348.3333 | 338.3333
60 | 2003000031 | 343 | 333
61 | 2003000031 | 338.3333 | 328.3333
62 | 2003000031 | 333.6667 | 323.6667
63 | 2003000031 | 329 | 319
64 | 2003000031 | 326 | 316
65 | 2003000031 | 323 | 313
66 | 2003000031 | 320 | 310
67 | 2003000031 | 318.3333 | 308.3333
68 | 2003000031 | 316.6667 | 306.6667
69 | 2003000031 | 315 | 305
70 | 2003000031 | 315.3333 | 305.3333
71 | 2003000031 | 315.6667 | 305.6667
72 | 2003000031 | 316 | 306
73 | 2003000031 | 316.3333 | 306.3333
74 | 2003000031 | 316.6667 | 306.6667
75 | 2003000031 | 317 | 307
76 | 2003000031 | 316.3333 | 306.3333
77 | 2003000031 | 315.6667 | 305.6667
78 | 2003000031 | 315 | 305
79 | 2003000031 | 314.6667 | 304.6667
80 | 2003000031 | 314.3333 | 304.3333
81 | 2003000031 | 314 | 304
82 | 2003000031 | 316.3333 | 306.3333
83 | 2003000031 | 318.6667 | 308.6667
84 | 2003000031 | 321 | 311
85 | 2003000031 | 323.3333 | 313.3333
86 | 2003000031 | 325.6667 | 315.6667
87 | 2003000031 | 328 | 318
88 | 2003000031 | 328.3333 | 318.3333
89 | 2003000031 | 328.6667 | 318.6667
90 | 2003000031 | 329 | 339
91 | 2003000031 | 329 | 339
92 | 2003000031 | 329 | 339
93 | 2003000031 | 329 | 339
94 | 2003000031 | 328.6667 | 338.6667
95 | 2003000031 | 328.3333 | 338.3333
96 | 2003000031 | 328 | 338
97 | 2003000031 | 327.6667 | 337.6667
98 | 2003000031 | 327.3333 | 337.3333
99 | 2003000031 | 327 | 337
100 | 2003000031 | 328.6667 | 338.6667
101 | 2003000031 | 330.3333 | 340.3333
102 | 2003000031 | 332 | 342
103 | 2003000031 | 334.3333 | 344.3333
104 | 2003000031 | 336.6667 | 346.6667
105 | 2003000031 | 339 | 349
106 | 2003000031 | 339.3333 | 349.3333
107 | 2003000031 | 339.6667 | 349.6667
108 | 2003000031 | 340 | 350
109 | 2003000031 | 342.3333 | 352.3333
110 | 2003000031 | 344.6667 | 354.6667
111 | 2003000031 | 347 | 357
112 | 2003000031 | 349.6667 | 359.6667
113 | 2003000031 | 352.3333 | 362.3333
114 | 2003000031 | 355 | 365
115 | 2003000031 | 360.3333 | 370.3333
116 | 2003000031 | 365.6667 | 375.6667
117 | 2003000031 | 371 | 381
118 | 2003000031 | 373.6667 | 383.6667
119 | 2003000031 | 376.3333 | 386.3333
120 | 2003000031 | 379 | 389
121 | 2003000031 | 383.3333 | 393.3333
122 | 2003000031 | 387.6667 | 377.6667
123 | 2003000031 | 392 | 382
124 | 2003000031 | 395.3333 | 385.3333
125 | 2003000031 | 398.6667 | 388.6667
126 | 2003000031 | 402 | 392
127 | 2003000031 | 404.3333 | 394.3333
128 | 2003000031 | 406.6667 | 396.6667
129 | 2003000031 | 409 | 399
130 | 2003000031 | 409 | 399
131 | 2003000031 | 409 | 399
132 | 2003000031 | 409 | 399
133 | 2003000031 | 408.3333 | 398.3333
134 | 2003000031 | 407.6667 | 397.6667
135 | 2003000031 | 407 | 397
136 | 2003000031 | 407 | 397
137 | 2003000031 | 407 | 397
138 | 2003000031 | 407 | 397
139 | 2003000031 | 407 | 397
140 | 2003000031 | 407 | 397
141 | 2003000031 | 407 | 397
142 | 2003000031 | 406 | 396
143 | 2003000031 | 405 | 395
0 | 2007008800 | 343 | 333
1 | 2007008800 | 344 | 334
2 | 2007008800 | 345 | 335
3 | 2007008800 | 346 | 336
4 | 2007008800 | 348 | 338
5 | 2007008800 | 350 | 340
6 | 2007008800 | 352 | 342
7 | 2007008800 | 353 | 343
8 | 2007008800 | 354 | 344
9 | 2007008800 | 355 | 345
10 | 2007008800 | 356.6667 | 346.6667
11 | 2007008800 | 358.3333 | 348.3333
12 | 2007008800 | 360 | 350
13 | 2007008800 | 363.6667 | 353.6667
14 | 2007008800 | 367.3333 | 357.3333
15 | 2007008800 | 371 | 361
16 | 2007008800 | 373.3333 | 363.3333
17 | 2007008800 | 375.6667 | 365.6667
18 | 2007008800 | 378 | 368
19 | 2007008800 | 378.6667 | 368.6667
20 | 2007008800 | 379.3333 | 369.3333
21 | 2007008800 | 380 | 370
22 | 2007008800 | 381.3333 | 371.3333
23 | 2007008800 | 382.6667 | 372.6667
24 | 2007008800 | 384 | 374
25 | 2007008800 | 385.3333 | 375.3333
26 | 2007008800 | 386.6667 | 376.6667
27 | 2007008800 | 388 | 378
28 | 2007008800 | 387 | 377
29 | 2007008800 | 386 | 376
30 | 2007008800 | 385 | 375
31 | 2007008800 | 383 | 373
32 | 2007008800 | 381 | 371
33 | 2007008800 | 379 | 369
34 | 2007008800 | 378.3333 | 368.3333
35 | 2007008800 | 377.6667 | 367.6667
36 | 2007008800 | 377 | 367
37 | 2007008800 | 377.3333 | 367.3333
38 | 2007008800 | 377.6667 | 367.6667
39 | 2007008800 | 378 | 368
40 | 2007008800 | 379.6667 | 369.6667
41 | 2007008800 | 381.3333 | 371.3333
42 | 2007008800 | 383 | 373
43 | 2007008800 | 385.3333 | 375.3333
44 | 2007008800 | 387.6667 | 377.6667
45 | 2007008800 | 390 | 380
46 | 2007008800 | 391.3333 | 381.3333
47 | 2007008800 | 392.6667 | 382.6667
48 | 2007008800 | 394 | 384
49 | 2007008800 | 393.3333 | 383.3333
50 | 2007008800 | 392.6667 | 382.6667
51 | 2007008800 | 392 | 382
52 | 2007008800 | 387.6667 | 377.6667
53 | 2007008800 | 383.3333 | 373.3333
54 | 2007008800 | 379 | 369
55 | 2007008800 | 372.3333 | 362.3333
56 | 2007008800 | 365.6667 | 355.6667
57 | 2007008800 | 359 | 349
58 | 2007008800 | 353.6667 | 343.6667
59 | 2007008800 | 348.3333 | 338.3333
60 | 2007008800 | 343 | 333
61 | 2007008800 | 338.3333 | 328.3333
62 | 2007008800 | 333.6667 | 323.6667
63 | 2007008800 | 329 | 319
64 | 2007008800 | 326 | 316
65 | 2007008800 | 323 | 313
66 | 2007008800 | 320 | 310
67 | 2007008800 | 318.3333 | 308.3333
68 | 2007008800 | 316.6667 | 306.6667
69 | 2007008800 | 315 | 305
70 | 2007008800 | 315.3333 | 305.3333
71 | 2007008800 | 315.6667 | 305.6667
72 | 2007008800 | 316 | 306
73 | 2007008800 | 316.3333 | 306.3333
74 | 2007008800 | 316.6667 | 306.6667
75 | 2007008800 | 317 | 307
76 | 2007008800 | 316.3333 | 306.3333
77 | 2007008800 | 315.6667 | 305.6667
78 | 2007008800 | 315 | 305
79 | 2007008800 | 314.6667 | 304.6667
80 | 2007008800 | 314.3333 | 304.3333
81 | 2007008800 | 314 | 304
82 | 2007008800 | 316.3333 | 306.3333
83 | 2007008800 | 318.6667 | 308.6667
84 | 2007008800 | 321 | 311
85 | 2007008800 | 323.3333 | 313.3333
86 | 2007008800 | 325.6667 | 315.6667
87 | 2007008800 | 328 | 318
88 | 2007008800 | 328.3333 | 318.3333
89 | 2007008800 | 328.6667 | 318.6667
90 | 2007008800 | 329 | 339
91 | 2007008800 | 329 | 339
92 | 2007008800 | 329 | 339
93 | 2007008800 | 329 | 339
94 | 2007008800 | 328.6667 | 338.6667
95 | 2007008800 | 328.3333 | 338.3333
96 | 2007008800 | 328 | 338
97 | 2007008800 | 327.6667 | 337.6667
98 | 2007008800 | 327.3333 | 337.3333
99 | 2007008800 | 327 | 337
100 | 2007008800 | 328.6667 | 338.6667
101 | 2007008800 | 330.3333 | 340.3333
102 | 2007008800 | 332 | 342
103 | 2007008800 | 334.3333 | 344.3333
104 | 2007008800 | 336.6667 | 346.6667
105 | 2007008800 | 339 | 349
106 | 2007008800 | 339.3333 | 349.3333
107 | 2007008800 | 339.6667 | 349.6667
108 | 2007008800 | 340 | 350
109 | 2007008800 | 342.3333 | 352.3333
110 | 2007008800 | 344.6667 | 354.6667
111 | 2007008800 | 347 | 357
112 | 2007008800 | 349.6667 | 359.6667
113 | 2007008800 | 352.3333 | 362.3333
114 | 2007008800 | 355 | 365
115 | 2007008800 | 360.3333 | 370.3333
116 | 2007008800 | 365.6667 | 375.6667
117 | 2007008800 | 371 | 381
118 | 2007008800 | 373.6667 | 383.6667
119 | 2007008800 | 376.3333 | 386.3333
120 | 2007008800 | 379 | 389
121 | 2007008800 | 383.3333 | 393.3333
122 | 2007008800 | 387.6667 | 377.6667
123 | 2007008800 | 392 | 382
124 | 2007008800 | 395.3333 | 385.3333
125 | 2007008800 | 398.6667 | 388.6667
126 | 2007008800 | 402 | 392
127 | 2007008800 | 404.3333 | 394.3333
128 | 2007008800 | 406.6667 | 396.6667
129 | 2007008800 | 409 | 399
130 | 2007008800 | 409 | 399
131 | 2007008800 | 409 | 399
132 | 2007008800 | 409 | 399
133 | 2007008800 | 408.3333 | 398.3333
134 | 2007008800 | 407.6667 | 397.6667
135 | 2007008800 | 407 | 397
136 | 2007008800 | 407 | 397
137 | 2007008800 | 407 | 397
138 | 2007008800 | 407 | 397
139 | 2007008800 | 407 | 397
140 | 2007008800 | 407 | 397
141 | 2007008800 | 407 | 397
142 | 2007008800 | 406 | 396
143 | 2007008800 | 405 | 395
0 | 2007005872 | 343 | 333
1 | 2007005872 | 344 | 334
2 | 2007005872 | 345 | 335
3 | 2007005872 | 346 | 336
4 | 2007005872 | 348 | 338
5 | 2007005872 | 350 | 340
6 | 2007005872 | 352 | 342
7 | 2007005872 | 353 | 343
8 | 2007005872 | 354 | 344
9 | 2007005872 | 355 | 345
10 | 2007005872 | 356.6667 | 346.6667
11 | 2007005872 | 358.3333 | 348.3333
12 | 2007005872 | 360 | 350
13 | 2007005872 | 363.6667 | 353.6667
14 | 2007005872 | 367.3333 | 357.3333
15 | 2007005872 | 371 | 361
16 | 2007005872 | 373.3333 | 363.3333
17 | 2007005872 | 375.6667 | 365.6667
18 | 2007005872 | 378 | 368
19 | 2007005872 | 378.6667 | 368.6667
20 | 2007005872 | 379.3333 | 369.3333
21 | 2007005872 | 380 | 370
22 | 2007005872 | 381.3333 | 371.3333
23 | 2007005872 | 382.6667 | 372.6667
24 | 2007005872 | 384 | 374
25 | 2007005872 | 385.3333 | 375.3333
26 | 2007005872 | 386.6667 | 376.6667
27 | 2007005872 | 388 | 378
28 | 2007005872 | 387 | 377
29 | 2007005872 | 386 | 376
30 | 2007005872 | 385 | 375
31 | 2007005872 | 383 | 373
32 | 2007005872 | 381 | 371
33 | 2007005872 | 379 | 369
34 | 2007005872 | 378.3333 | 368.3333
35 | 2007005872 | 377.6667 | 367.6667
36 | 2007005872 | 377 | 367
37 | 2007005872 | 377.3333 | 367.3333
38 | 2007005872 | 377.6667 | 367.6667
39 | 2007005872 | 378 | 368
40 | 2007005872 | 379.6667 | 369.6667
41 | 2007005872 | 381.3333 | 371.3333
42 | 2007005872 | 383 | 373
43 | 2007005872 | 385.3333 | 375.3333
44 | 2007005872 | 387.6667 | 377.6667
45 | 2007005872 | 390 | 380
46 | 2007005872 | 391.3333 | 381.3333
47 | 2007005872 | 392.6667 | 382.6667
48 | 2007005872 | 394 | 384
49 | 2007005872 | 393.3333 | 383.3333
50 | 2007005872 | 392.6667 | 382.6667
51 | 2007005872 | 392 | 382
52 | 2007005872 | 387.6667 | 377.6667
53 | 2007005872 | 383.3333 | 373.3333
54 | 2007005872 | 379 | 369
55 | 2007005872 | 372.3333 | 362.3333
56 | 2007005872 | 365.6667 | 355.6667
57 | 2007005872 | 359 | 349
58 | 2007005872 | 353.6667 | 343.6667
59 | 2007005872 | 348.3333 | 338.3333
60 | 2007005872 | 343 | 333
61 | 2007005872 | 338.3333 | 328.3333
62 | 2007005872 | 333.6667 | 323.6667
63 | 2007005872 | 329 | 319
64 | 2007005872 | 326 | 316
65 | 2007005872 | 323 | 313
66 | 2007005872 | 320 | 310
67 | 2007005872 | 318.3333 | 308.3333
68 | 2007005872 | 316.6667 | 306.6667
69 | 2007005872 | 315 | 305
70 | 2007005872 | 315.3333 | 305.3333
71 | 2007005872 | 315.6667 | 305.6667
72 | 2007005872 | 316 | 306
73 | 2007005872 | 316.3333 | 306.3333
74 | 2007005872 | 316.6667 | 306.6667
75 | 2007005872 | 317 | 307
76 | 2007005872 | 316.3333 | 306.3333
77 | 2007005872 | 315.6667 | 305.6667
78 | 2007005872 | 315 | 305
79 | 2007005872 | 314.6667 | 304.6667
80 | 2007005872 | 314.3333 | 304.3333
81 | 2007005872 | 314 | 304
82 | 2007005872 | 316.3333 | 306.3333
83 | 2007005872 | 318.6667 | 308.6667
84 | 2007005872 | 321 | 311
85 | 2007005872 | 323.3333 | 313.3333
86 | 2007005872 | 325.6667 | 315.6667
87 | 2007005872 | 328 | 318
88 | 2007005872 | 328.3333 | 318.3333
89 | 2007005872 | 328.6667 | 318.6667
90 | 2007005872 | 329 | 339
91 | 2007005872 | 329 | 339
92 | 2007005872 | 329 | 339
93 | 2007005872 | 329 | 339
94 | 2007005872 | 328.6667 | 338.6667
95 | 2007005872 | 328.3333 | 338.3333
96 | 2007005872 | 328 | 338
97 | 2007005872 | 327.6667 | 337.6667
98 | 2007005872 | 327.3333 | 337.3333
99 | 2007005872 | 327 | 337
100 | 2007005872 | 328.6667 | 338.6667
101 | 2007005872 | 330.3333 | 340.3333
102 | 2007005872 | 332 | 342
103 | 2007005872 | 334.3333 | 344.3333
104 | 2007005872 | 336.6667 | 346.6667
105 | 2007005872 | 339 | 349
106 | 2007005872 | 339.3333 | 349.3333
107 | 2007005872 | 339.6667 | 349.6667
108 | 2007005872 | 340 | 350
109 | 2007005872 | 342.3333 | 352.3333
110 | 2007005872 | 344.6667 | 354.6667
111 | 2007005872 | 347 | 357
112 | 2007005872 | 349.6667 | 359.6667
113 | 2007005872 | 352.3333 | 362.3333
114 | 2007005872 | 355 | 365
115 | 2007005872 | 360.3333 | 370.3333
116 | 2007005872 | 365.6667 | 375.6667
117 | 2007005872 | 371 | 381
118 | 2007005872 | 373.6667 | 383.6667
119 | 2007005872 | 376.3333 | 386.3333
120 | 2007005872 | 379 | 389
121 | 2007005872 | 383.3333 | 393.3333
122 | 2007005872 | 387.6667 | 377.6667
123 | 2007005872 | 392 | 382
124 | 2007005872 | 395.3333 | 385.3333
125 | 2007005872 | 398.6667 | 388.6667
126 | 2007005872 | 402 | 392
127 | 2007005872 | 404.3333 | 394.3333
128 | 2007005872 | 406.6667 | 396.6667
129 | 2007005872 | 409 | 399
130 | 2007005872 | 409 | 399
131 | 2007005872 | 409 | 399
132 | 2007005872 | 409 | 399
133 | 2007005872 | 408.3333 | 398.3333
134 | 2007005872 | 407.6667 | 397.6667
135 | 2007005872 | 407 | 397
136 | 2007005872 | 407 | 397
137 | 2007005872 | 407 | 397
138 | 2007005872 | 407 | 397
139 | 2007005872 | 407 | 397
140 | 2007005872 | 407 | 397
141 | 2007005872 | 407 | 397
142 | 2007005872 | 406 | 396
143 | 2007005872 | 405 | 395
0 | 2005000544 | 343 | 333
1 | 2005000544 | 344 | 334
2 | 2005000544 | 345 | 335
3 | 2005000544 | 346 | 336
4 | 2005000544 | 348 | 338
5 | 2005000544 | 350 | 340
6 | 2005000544 | 352 | 342
7 | 2005000544 | 353 | 343
8 | 2005000544 | 354 | 344
9 | 2005000544 | 355 | 345
10 | 2005000544 | 356.6667 | 346.6667
11 | 2005000544 | 358.3333 | 348.3333
12 | 2005000544 | 360 | 350
13 | 2005000544 | 363.6667 | 353.6667
14 | 2005000544 | 367.3333 | 357.3333
15 | 2005000544 | 371 | 361
16 | 2005000544 | 373.3333 | 363.3333
17 | 2005000544 | 375.6667 | 365.6667
18 | 2005000544 | 378 | 368
19 | 2005000544 | 378.6667 | 368.6667
20 | 2005000544 | 379.3333 | 369.3333
21 | 2005000544 | 380 | 370
22 | 2005000544 | 381.3333 | 371.3333
23 | 2005000544 | 382.6667 | 372.6667
24 | 2005000544 | 384 | 374
25 | 2005000544 | 385.3333 | 375.3333
26 | 2005000544 | 386.6667 | 376.6667
27 | 2005000544 | 388 | 378
28 | 2005000544 | 387 | 377
29 | 2005000544 | 386 | 376
30 | 2005000544 | 385 | 375
31 | 2005000544 | 383 | 373
32 | 2005000544 | 381 | 371
33 | 2005000544 | 379 | 369
34 | 2005000544 | 378.3333 | 368.3333
35 | 2005000544 | 377.6667 | 367.6667
36 | 2005000544 | 377 | 367
37 | 2005000544 | 377.3333 | 367.3333
38 | 2005000544 | 377.6667 | 367.6667
39 | 2005000544 | 378 | 368
40 | 2005000544 | 379.6667 | 369.6667
41 | 2005000544 | 381.3333 | 371.3333
42 | 2005000544 | 383 | 373
43 | 2005000544 | 385.3333 | 375.3333
44 | 2005000544 | 387.6667 | 377.6667
45 | 2005000544 | 390 | 380
46 | 2005000544 | 391.3333 | 381.3333
47 | 2005000544 | 392.6667 | 382.6667
48 | 2005000544 | 394 | 384
49 | 2005000544 | 393.3333 | 383.3333
50 | 2005000544 | 392.6667 | 382.6667
51 | 2005000544 | 392 | 382
52 | 2005000544 | 387.6667 | 377.6667
53 | 2005000544 | 383.3333 | 373.3333
54 | 2005000544 | 379 | 369
55 | 2005000544 | 372.3333 | 362.3333
56 | 2005000544 | 365.6667 | 355.6667
57 | 2005000544 | 359 | 349
58 | 2005000544 | 353.6667 | 343.6667
59 | 2005000544 | 348.3333 | 338.3333
60 | 2005000544 | 343 | 333
61 | 2005000544 | 338.3333 | 328.3333
62 | 2005000544 | 333.6667 | 323.6667
63 | 2005000544 | 329 | 319
64 | 2005000544 | 326 | 316
65 | 2005000544 | 323 | 313
66 | 2005000544 | 320 | 310
67 | 2005000544 | 318.3333 | 308.3333
68 | 2005000544 | 316.6667 | 306.6667
69 | 2005000544 | 315 | 305
70 | 2005000544 | 315.3333 | 305.3333
71 | 2005000544 | 315.6667 | 305.6667
72 | 2005000544 | 316 | 306
73 | 2005000544 | 316.3333 | 306.3333
74 | 2005000544 | 316.6667 | 306.6667
75 | 2005000544 | 317 | 307
76 | 2005000544 | 316.3333 | 306.3333
77 | 2005000544 | 315.6667 | 305.6667
78 | 2005000544 | 315 | 305
79 | 2005000544 | 314.6667 | 304.6667
80 | 2005000544 | 314.3333 | 304.3333
81 | 2005000544 | 314 | 304
82 | 2005000544 | 316.3333 | 306.3333
83 | 2005000544 | 318.6667 | 308.6667
84 | 2005000544 | 321 | 311
85 | 2005000544 | 323.3333 | 313.3333
86 | 2005000544 | 325.6667 | 315.6667
87 | 2005000544 | 328 | 318
88 | 2005000544 | 328.3333 | 318.3333
89 | 2005000544 | 328.6667 | 318.6667
90 | 2005000544 | 329 | 339
91 | 2005000544 | 329 | 339
92 | 2005000544 | 329 | 339
93 | 2005000544 | 329 | 339
94 | 2005000544 | 328.6667 | 338.6667
95 | 2005000544 | 328.3333 | 338.3333
96 | 2005000544 | 328 | 338
97 | 2005000544 | 327.6667 | 337.6667
98 | 2005000544 | 327.3333 | 337.3333
99 | 2005000544 | 327 | 337
100 | 2005000544 | 328.6667 | 338.6667
101 | 2005000544 | 330.3333 | 340.3333
102 | 2005000544 | 332 | 342
103 | 2005000544 | 334.3333 | 344.3333
104 | 2005000544 | 336.6667 | 346.6667
105 | 2005000544 | 339 | 349
106 | 2005000544 | 339.3333 | 349.3333
107 | 2005000544 | 339.6667 | 349.6667
108 | 2005000544 | 340 | 350
109 | 2005000544 | 342.3333 | 352.3333
110 | 2005000544 | 344.6667 | 354.6667
111 | 2005000544 | 347 | 357
112 | 2005000544 | 349.6667 | 359.6667
113 | 2005000544 | 352.3333 | 362.3333
114 | 2005000544 | 355 | 365
115 | 2005000544 | 360.3333 | 370.3333
116 | 2005000544 | 365.6667 | 375.6667
117 | 2005000544 | 371 | 381
118 | 2005000544 | 373.6667 | 383.6667
119 | 2005000544 | 376.3333 | 386.3333
120 | 2005000544 | 379 | 389
121 | 2005000544 | 383.3333 | 393.3333
122 | 2005000544 | 387.6667 | 377.6667
123 | 2005000544 | 392 | 382
124 | 2005000544 | 395.3333 | 385.3333
125 | 2005000544 | 398.6667 | 388.6667
126 | 2005000544 | 402 | 392
127 | 2005000544 | 404.3333 | 394.3333
128 | 2005000544 | 406.6667 | 396.6667
129 | 2005000544 | 409 | 399
130 | 2005000544 | 409 | 399
131 | 2005000544 | 409 | 399
132 | 2005000544 | 409 | 399
133 | 2005000544 | 408.3333 | 398.3333
134 | 2005000544 | 407.6667 | 397.6667
135 | 2005000544 | 407 | 397
136 | 2005000544 | 407 | 397
137 | 2005000544 | 407 | 397
138 | 2005000544 | 407 | 397
139 | 2005000544 | 407 | 397
140 | 2005000544 | 407 | 397
141 | 2005000544 | 407 | 397
142 | 2005000544 | 406 | 396
143 | 2005000544 | 405 | 395
0 | 2006003119 | 343 | 333
1 | 2006003119 | 344 | 334
2 | 2006003119 | 345 | 335
3 | 2006003119 | 346 | 336
4 | 2006003119 | 348 | 338
5 | 2006003119 | 350 | 340
6 | 2006003119 | 352 | 342
7 | 2006003119 | 353 | 343
8 | 2006003119 | 354 | 344
9 | 2006003119 | 355 | 345
10 | 2006003119 | 356.6667 | 346.6667
11 | 2006003119 | 358.3333 | 348.3333
12 | 2006003119 | 360 | 350
13 | 2006003119 | 363.6667 | 353.6667
14 | 2006003119 | 367.3333 | 357.3333
15 | 2006003119 | 371 | 361
16 | 2006003119 | 373.3333 | 363.3333
17 | 2006003119 | 375.6667 | 365.6667
18 | 2006003119 | 378 | 368
19 | 2006003119 | 378.6667 | 368.6667
20 | 2006003119 | 379.3333 | 369.3333
21 | 2006003119 | 380 | 370
22 | 2006003119 | 381.3333 | 371.3333
23 | 2006003119 | 382.6667 | 372.6667
24 | 2006003119 | 384 | 374
25 | 2006003119 | 385.3333 | 375.3333
26 | 2006003119 | 386.6667 | 376.6667
27 | 2006003119 | 388 | 378
28 | 2006003119 | 387 | 377
29 | 2006003119 | 386 | 376
30 | 2006003119 | 385 | 375
31 | 2006003119 | 383 | 373
32 | 2006003119 | 381 | 371
33 | 2006003119 | 379 | 369
34 | 2006003119 | 378.3333 | 368.3333
35 | 2006003119 | 377.6667 | 367.6667
36 | 2006003119 | 377 | 367
37 | 2006003119 | 377.3333 | 367.3333
38 | 2006003119 | 377.6667 | 367.6667
39 | 2006003119 | 378 | 368
40 | 2006003119 | 379.6667 | 369.6667
41 | 2006003119 | 381.3333 | 371.3333
42 | 2006003119 | 383 | 373
43 | 2006003119 | 385.3333 | 375.3333
44 | 2006003119 | 387.6667 | 377.6667
45 | 2006003119 | 390 | 380
46 | 2006003119 | 391.3333 | 381.3333
47 | 2006003119 | 392.6667 | 382.6667
48 | 2006003119 | 394 | 384
49 | 2006003119 | 393.3333 | 383.3333
50 | 2006003119 | 392.6667 | 382.6667
51 | 2006003119 | 392 | 382
52 | 2006003119 | 387.6667 | 377.6667
53 | 2006003119 | 383.3333 | 373.3333
54 | 2006003119 | 379 | 369
55 | 2006003119 | 372.3333 | 362.3333
56 | 2006003119 | 365.6667 | 355.6667
57 | 2006003119 | 359 | 349
58 | 2006003119 | 353.6667 | 343.6667
59 | 2006003119 | 348.3333 | 338.3333
60 | 2006003119 | 343 | 333
61 | 2006003119 | 338.3333 | 328.3333
62 | 2006003119 | 333.6667 | 323.6667
63 | 2006003119 | 329 | 319
64 | 2006003119 | 326 | 316
65 | 2006003119 | 323 | 313
66 | 2006003119 | 320 | 310
67 | 2006003119 | 318.3333 | 308.3333
68 | 2006003119 | 316.6667 | 306.6667
69 | 2006003119 | 315 | 305
70 | 2006003119 | 315.3333 | 305.3333
71 | 2006003119 | 315.6667 | 305.6667
72 | 2006003119 | 316 | 306
73 | 2006003119 | 316.3333 | 306.3333
74 | 2006003119 | 316.6667 | 306.6667
75 | 2006003119 | 317 | 307
76 | 2006003119 | 316.3333 | 306.3333
77 | 2006003119 | 315.6667 | 305.6667
78 | 2006003119 | 315 | 305
79 | 2006003119 | 314.6667 | 304.6667
80 | 2006003119 | 314.3333 | 304.3333
81 | 2006003119 | 314 | 304
82 | 2006003119 | 316.3333 | 306.3333
83 | 2006003119 | 318.6667 | 308.6667
84 | 2006003119 | 321 | 311
85 | 2006003119 | 323.3333 | 313.3333
86 | 2006003119 | 325.6667 | 315.6667
87 | 2006003119 | 328 | 318
88 | 2006003119 | 328.3333 | 318.3333
89 | 2006003119 | 328.6667 | 318.6667
90 | 2006003119 | 329 | 339
91 | 2006003119 | 329 | 339
92 | 2006003119 | 329 | 339
93 | 2006003119 | 329 | 339
94 | 2006003119 | 328.6667 | 338.6667
95 | 2006003119 | 328.3333 | 338.3333
96 | 2006003119 | 328 | 338
97 | 2006003119 | 327.6667 | 337.6667
98 | 2006003119 | 327.3333 | 337.3333
99 | 2006003119 | 327 | 337
100 | 2006003119 | 328.6667 | 338.6667
101 | 2006003119 | 330.3333 | 340.3333
102 | 2006003119 | 332 | 342
103 | 2006003119 | 334.3333 | 344.3333
104 | 2006003119 | 336.6667 | 346.6667
105 | 2006003119 | 339 | 349
106 | 2006003119 | 339.3333 | 349.3333
107 | 2006003119 | 339.6667 | 349.6667
108 | 2006003119 | 340 | 350
109 | 2006003119 | 342.3333 | 352.3333
110 | 2006003119 | 344.6667 | 354.6667
111 | 2006003119 | 347 | 357
112 | 2006003119 | 349.6667 | 359.6667
113 | 2006003119 | 352.3333 | 362.3333
114 | 2006003119 | 355 | 365
115 | 2006003119 | 360.3333 | 370.3333
116 | 2006003119 | 365.6667 | 375.6667
117 | 2006003119 | 371 | 381
118 | 2006003119 | 373.6667 | 383.6667
119 | 2006003119 | 376.3333 | 386.3333
120 | 2006003119 | 379 | 389
121 | 2006003119 | 383.3333 | 393.3333
122 | 2006003119 | 387.6667 | 377.6667
123 | 2006003119 | 392 | 382
124 | 2006003119 | 395.3333 | 385.3333
125 | 2006003119 | 398.6667 | 388.6667
126 | 2006003119 | 402 | 392
127 | 2006003119 | 404.3333 | 394.3333
128 | 2006003119 | 406.6667 | 396.6667
129 | 2006003119 | 409 | 399
130 | 2006003119 | 409 | 399
131 | 2006003119 | 409 | 399
132 | 2006003119 | 409 | 399
133 | 2006003119 | 408.3333 | 398.3333
134 | 2006003119 | 407.6667 | 397.6667
135 | 2006003119 | 407 | 397
136 | 2006003119 | 407 | 397
137 | 2006003119 | 407 | 397
138 | 2006003119 | 407 | 397
139 | 2006003119 | 407 | 397
140 | 2006003119 | 407 | 397
141 | 2006003119 | 407 | 397
142 | 2006003119 | 406 | 396
143 | 2006003119 | 405 | 395
0 | 2011002231 | 343 | 333
1 | 2011002231 | 344 | 334
2 | 2011002231 | 345 | 335
3 | 2011002231 | 346 | 336
4 | 2011002231 | 348 | 338
5 | 2011002231 | 350 | 340
6 | 2011002231 | 352 | 342
7 | 2011002231 | 353 | 343
8 | 2011002231 | 354 | 344
9 | 2011002231 | 355 | 345
10 | 2011002231 | 356.6667 | 346.6667
11 | 2011002231 | 358.3333 | 348.3333
12 | 2011002231 | 360 | 350
13 | 2011002231 | 363.6667 | 353.6667
14 | 2011002231 | 367.3333 | 357.3333
15 | 2011002231 | 371 | 361
16 | 2011002231 | 373.3333 | 363.3333
17 | 2011002231 | 375.6667 | 365.6667
18 | 2011002231 | 378 | 368
19 | 2011002231 | 378.6667 | 368.6667
20 | 2011002231 | 379.3333 | 369.3333
21 | 2011002231 | 380 | 370
22 | 2011002231 | 381.3333 | 371.3333
23 | 2011002231 | 382.6667 | 372.6667
24 | 2011002231 | 384 | 374
25 | 2011002231 | 385.3333 | 375.3333
26 | 2011002231 | 386.6667 | 376.6667
27 | 2011002231 | 388 | 378
28 | 2011002231 | 387 | 377
29 | 2011002231 | 386 | 376
30 | 2011002231 | 385 | 375
31 | 2011002231 | 383 | 373
32 | 2011002231 | 381 | 371
33 | 2011002231 | 379 | 369
34 | 2011002231 | 378.3333 | 368.3333
35 | 2011002231 | 377.6667 | 367.6667
36 | 2011002231 | 377 | 367
37 | 2011002231 | 377.3333 | 367.3333
38 | 2011002231 | 377.6667 | 367.6667
39 | 2011002231 | 378 | 368
40 | 2011002231 | 379.6667 | 369.6667
41 | 2011002231 | 381.3333 | 371.3333
42 | 2011002231 | 383 | 373
43 | 2011002231 | 385.3333 | 375.3333
44 | 2011002231 | 387.6667 | 377.6667
45 | 2011002231 | 390 | 380
46 | 2011002231 | 391.3333 | 381.3333
47 | 2011002231 | 392.6667 | 382.6667
48 | 2011002231 | 394 | 384
49 | 2011002231 | 393.3333 | 383.3333
50 | 2011002231 | 392.6667 | 382.6667
51 | 2011002231 | 392 | 382
52 | 2011002231 | 387.6667 | 377.6667
53 | 2011002231 | 383.3333 | 373.3333
54 | 2011002231 | 379 | 369
55 | 2011002231 | 372.3333 | 362.3333
56 | 2011002231 | 365.6667 | 355.6667
57 | 2011002231 | 359 | 349
58 | 2011002231 | 353.6667 | 343.6667
59 | 2011002231 | 348.3333 | 338.3333
60 | 2011002231 | 343 | 333
61 | 2011002231 | 338.3333 | 328.3333
62 | 2011002231 | 333.6667 | 323.6667
63 | 2011002231 | 329 | 319
64 | 2011002231 | 326 | 316
65 | 2011002231 | 323 | 313
66 | 2011002231 | 320 | 310
67 | 2011002231 | 318.3333 | 308.3333
68 | 2011002231 | 316.6667 | 306.6667
69 | 2011002231 | 315 | 305
70 | 2011002231 | 315.3333 | 305.3333
71 | 2011002231 | 315.6667 | 305.6667
72 | 2011002231 | 316 | 306
73 | 2011002231 | 316.3333 | 306.3333
74 | 2011002231 | 316.6667 | 306.6667
75 | 2011002231 | 317 | 307
76 | 2011002231 | 316.3333 | 306.3333
77 | 2011002231 | 315.6667 | 305.6667
78 | 2011002231 | 315 | 305
79 | 2011002231 | 314.6667 | 304.6667
80 | 2011002231 | 314.3333 | 304.3333
81 | 2011002231 | 314 | 304
82 | 2011002231 | 316.3333 | 306.3333
83 | 2011002231 | 318.6667 | 308.6667
84 | 2011002231 | 321 | 311
85 | 2011002231 | 323.3333 | 313.3333
86 | 2011002231 | 325.6667 | 315.6667
87 | 2011002231 | 328 | 318
88 | 2011002231 | 328.3333 | 318.3333
89 | 2011002231 | 328.6667 | 318.6667
90 | 2011002231 | 329 | 339
91 | 2011002231 | 329 | 339
92 | 2011002231 | 329 | 339
93 | 2011002231 | 329 | 339
94 | 2011002231 | 328.6667 | 338.6667
95 | 2011002231 | 328.3333 | 338.3333
96 | 2011002231 | 328 | 338
97 | 2011002231 | 327.6667 | 337.6667
98 | 2011002231 | 327.3333 | 337.3333
99 | 2011002231 | 327 | 337
100 | 2011002231 | 328.6667 | 338.6667
101 | 2011002231 | 330.3333 | 340.3333
102 | 2011002231 | 332 | 342
103 | 2011002231 | 334.3333 | 344.3333
104 | 2011002231 | 336.6667 | 346.6667
105 | 2011002231 | 339 | 349
106 | 2011002231 | 339.3333 | 349.3333
107 | 2011002231 | 339.6667 | 349.6667
108 | 2011002231 | 340 | 350
109 | 2011002231 | 342.3333 | 352.3333
110 | 2011002231 | 344.6667 | 354.6667
111 | 2011002231 | 347 | 357
112 | 2011002231 | 349.6667 | 359.6667
113 | 2011002231 | 352.3333 | 362.3333
114 | 2011002231 | 355 | 365
115 | 2011002231 | 360.3333 | 370.3333
116 | 2011002231 | 365.6667 | 375.6667
117 | 2011002231 | 371 | 381
118 | 2011002231 | 373.6667 | 383.6667
119 | 2011002231 | 376.3333 | 386.3333
120 | 2011002231 | 379 | 389
121 | 2011002231 | 383.3333 | 393.3333
122 | 2011002231 | 387.6667 | 377.6667
123 | 2011002231 | 392 | 382
124 | 2011002231 | 395.3333 | 385.3333
125 | 2011002231 | 398.6667 | 388.6667
126 | 2011002231 | 402 | 392
127 | 2011002231 | 404.3333 | 394.3333
128 | 2011002231 | 406.6667 | 396.6667
129 | 2011002231 | 409 | 399
130 | 2011002231 | 409 | 399
131 | 2011002231 | 409 | 399
132 | 2011002231 | 409 | 399
133 | 2011002231 | 408.3333 | 398.3333
134 | 2011002231 | 407.6667 | 397.6667
135 | 2011002231 | 407 | 397
136 | 2011002231 | 407 | 397
137 | 2011002231 | 407 | 397
138 | 2011002231 | 407 | 397
139 | 2011002231 | 407 | 397
140 | 2011002231 | 407 | 397
141 | 2011002231 | 407 | 397
142 | 2011002231 | 406 | 396
143 | 2011002231 | 405 | 395
0 | 2003008218 | 343 | 333
1 | 2003008218 | 344 | 334
2 | 2003008218 | 345 | 335
3 | 2003008218 | 346 | 336
4 | 2003008218 | 348 | 338
5 | 2003008218 | 350 | 340
6 | 2003008218 | 352 | 342
7 | 2003008218 | 353 | 343
8 | 2003008218 | 354 | 344
9 | 2003008218 | 355 | 345
10 | 2003008218 | 356.6667 | 346.6667
11 | 2003008218 | 358.3333 | 348.3333
12 | 2003008218 | 360 | 350
13 | 2003008218 | 363.6667 | 353.6667
14 | 2003008218 | 367.3333 | 357.3333
15 | 2003008218 | 371 | 361
16 | 2003008218 | 373.3333 | 363.3333
17 | 2003008218 | 375.6667 | 365.6667
18 | 2003008218 | 378 | 368
19 | 2003008218 | 378.6667 | 368.6667
20 | 2003008218 | 379.3333 | 369.3333
21 | 2003008218 | 380 | 370
22 | 2003008218 | 381.3333 | 371.3333
23 | 2003008218 | 382.6667 | 372.6667
24 | 2003008218 | 384 | 374
25 | 2003008218 | 385.3333 | 375.3333
26 | 2003008218 | 386.6667 | 376.6667
27 | 2003008218 | 388 | 378
28 | 2003008218 | 387 | 377
29 | 2003008218 | 386 | 376
30 | 2003008218 | 385 | 375
31 | 2003008218 | 383 | 373
32 | 2003008218 | 381 | 371
33 | 2003008218 | 379 | 369
34 | 2003008218 | 378.3333 | 368.3333
35 | 2003008218 | 377.6667 | 367.6667
36 | 2003008218 | 377 | 367
37 | 2003008218 | 377.3333 | 367.3333
38 | 2003008218 | 377.6667 | 367.6667
39 | 2003008218 | 378 | 368
40 | 2003008218 | 379.6667 | 369.6667
41 | 2003008218 | 381.3333 | 371.3333
42 | 2003008218 | 383 | 373
43 | 2003008218 | 385.3333 | 375.3333
44 | 2003008218 | 387.6667 | 377.6667
45 | 2003008218 | 390 | 380
46 | 2003008218 | 391.3333 | 381.3333
47 | 2003008218 | 392.6667 | 382.6667
48 | 2003008218 | 394 | 384
49 | 2003008218 | 393.3333 | 383.3333
50 | 2003008218 | 392.6667 | 382.6667
51 | 2003008218 | 392 | 382
52 | 2003008218 | 387.6667 | 377.6667
53 | 2003008218 | 383.3333 | 373.3333
54 | 2003008218 | 379 | 369
55 | 2003008218 | 372.3333 | 362.3333
56 | 2003008218 | 365.6667 | 355.6667
57 | 2003008218 | 359 | 349
58 | 2003008218 | 353.6667 | 343.6667
59 | 2003008218 | 348.3333 | 338.3333
60 | 2003008218 | 343 | 333
61 | 2003008218 | 338.3333 | 328.3333
62 | 2003008218 | 333.6667 | 323.6667
63 | 2003008218 | 329 | 319
64 | 2003008218 | 326 | 316
65 | 2003008218 | 323 | 313
66 | 2003008218 | 320 | 310
67 | 2003008218 | 318.3333 | 308.3333
68 | 2003008218 | 316.6667 | 306.6667
69 | 2003008218 | 315 | 305
70 | 2003008218 | 315.3333 | 305.3333
71 | 2003008218 | 315.6667 | 305.6667
72 | 2003008218 | 316 | 306
73 | 2003008218 | 316.3333 | 306.3333
74 | 2003008218 | 316.6667 | 306.6667
75 | 2003008218 | 317 | 307
76 | 2003008218 | 316.3333 | 306.3333
77 | 2003008218 | 315.6667 | 305.6667
78 | 2003008218 | 315 | 305
79 | 2003008218 | 314.6667 | 304.6667
80 | 2003008218 | 314.3333 | 304.3333
81 | 2003008218 | 314 | 304
82 | 2003008218 | 316.3333 | 306.3333
83 | 2003008218 | 318.6667 | 308.6667
84 | 2003008218 | 321 | 311
85 | 2003008218 | 323.3333 | 313.3333
86 | 2003008218 | 325.6667 | 315.6667
87 | 2003008218 | 328 | 318
88 | 2003008218 | 328.3333 | 318.3333
89 | 2003008218 | 328.6667 | 318.6667
90 | 2003008218 | 329 | 339
91 | 2003008218 | 329 | 339
92 | 2003008218 | 329 | 339
93 | 2003008218 | 329 | 339
94 | 2003008218 | 328.6667 | 338.6667
95 | 2003008218 | 328.3333 | 338.3333
96 | 2003008218 | 328 | 338
97 | 2003008218 | 327.6667 | 337.6667
98 | 2003008218 | 327.3333 | 337.3333
99 | 2003008218 | 327 | 337
100 | 2003008218 | 328.6667 | 338.6667
101 | 2003008218 | 330.3333 | 340.3333
102 | 2003008218 | 332 | 342
103 | 2003008218 | 334.3333 | 344.3333
104 | 2003008218 | 336.6667 | 346.6667
105 | 2003008218 | 339 | 349
106 | 2003008218 | 339.3333 | 349.3333
107 | 2003008218 | 339.6667 | 349.6667
108 | 2003008218 | 340 | 350
109 | 2003008218 | 342.3333 | 352.3333
110 | 2003008218 | 344.6667 | 354.6667
111 | 2003008218 | 347 | 357
112 | 2003008218 | 349.6667 | 359.6667
113 | 2003008218 | 352.3333 | 362.3333
114 | 2003008218 | 355 | 365
115 | 2003008218 | 360.3333 | 370.3333
116 | 2003008218 | 365.6667 | 375.6667
117 | 2003008218 | 371 | 381
118 | 2003008218 | 373.6667 | 383.6667
119 | 2003008218 | 376.3333 | 386.3333
120 | 2003008218 | 379 | 389
121 | 2003008218 | 383.3333 | 393.3333
122 | 2003008218 | 387.6667 | 377.6667
123 | 2003008218 | 392 | 382
124 | 2003008218 | 395.3333 | 385.3333
125 | 2003008218 | 398.6667 | 388.6667
126 | 2003008218 | 402 | 392
127 | 2003008218 | 404.3333 | 394.3333
128 | 2003008218 | 406.6667 | 396.6667
129 | 2003008218 | 409 | 399
130 | 2003008218 | 409 | 399
131 | 2003008218 | 409 | 399
132 | 2003008218 | 409 | 399
133 | 2003008218 | 408.3333 | 398.3333
134 | 2003008218 | 407.6667 | 397.6667
135 | 2003008218 | 407 | 397
136 | 2003008218 | 407 | 397
137 | 2003008218 | 407 | 397
138 | 2003008218 | 407 | 397
139 | 2003008218 | 407 | 397
140 | 2003008218 | 407 | 397
141 | 2003008218 | 407 | 397
142 | 2003008218 | 406 | 396
143 | 2003008218 | 405 | 395
0 | 2011001042 | 343 | 333
1 | 2011001042 | 344 | 334
2 | 2011001042 | 345 | 335
3 | 2011001042 | 346 | 336
4 | 2011001042 | 348 | 338
5 | 2011001042 | 350 | 340
6 | 2011001042 | 352 | 342
7 | 2011001042 | 353 | 343
8 | 2011001042 | 354 | 344
9 | 2011001042 | 355 | 345
10 | 2011001042 | 356.6667 | 346.6667
11 | 2011001042 | 358.3333 | 348.3333
12 | 2011001042 | 360 | 350
13 | 2011001042 | 363.6667 | 353.6667
14 | 2011001042 | 367.3333 | 357.3333
15 | 2011001042 | 371 | 361
16 | 2011001042 | 373.3333 | 363.3333
17 | 2011001042 | 375.6667 | 365.6667
18 | 2011001042 | 378 | 368
19 | 2011001042 | 378.6667 | 368.6667
20 | 2011001042 | 379.3333 | 369.3333
21 | 2011001042 | 380 | 370
22 | 2011001042 | 381.3333 | 371.3333
23 | 2011001042 | 382.6667 | 372.6667
24 | 2011001042 | 384 | 374
25 | 2011001042 | 385.3333 | 375.3333
26 | 2011001042 | 386.6667 | 376.6667
27 | 2011001042 | 388 | 378
28 | 2011001042 | 387 | 377
29 | 2011001042 | 386 | 376
30 | 2011001042 | 385 | 375
31 | 2011001042 | 383 | 373
32 | 2011001042 | 381 | 371
33 | 2011001042 | 379 | 369
34 | 2011001042 | 378.3333 | 368.3333
35 | 2011001042 | 377.6667 | 367.6667
36 | 2011001042 | 377 | 367
37 | 2011001042 | 377.3333 | 367.3333
38 | 2011001042 | 377.6667 | 367.6667
39 | 2011001042 | 378 | 368
40 | 2011001042 | 379.6667 | 369.6667
41 | 2011001042 | 381.3333 | 371.3333
42 | 2011001042 | 383 | 373
43 | 2011001042 | 385.3333 | 375.3333
44 | 2011001042 | 387.6667 | 377.6667
45 | 2011001042 | 390 | 380
46 | 2011001042 | 391.3333 | 381.3333
47 | 2011001042 | 392.6667 | 382.6667
48 | 2011001042 | 394 | 384
49 | 2011001042 | 393.3333 | 383.3333
50 | 2011001042 | 392.6667 | 382.6667
51 | 2011001042 | 392 | 382
52 | 2011001042 | 387.6667 | 377.6667
53 | 2011001042 | 383.3333 | 373.3333
54 | 2011001042 | 379 | 369
55 | 2011001042 | 372.3333 | 362.3333
56 | 2011001042 | 365.6667 | 355.6667
57 | 2011001042 | 359 | 349
58 | 2011001042 | 353.6667 | 343.6667
59 | 2011001042 | 348.3333 | 338.3333
60 | 2011001042 | 343 | 333
61 | 2011001042 | 338.3333 | 328.3333
62 | 2011001042 | 333.6667 | 323.6667
63 | 2011001042 | 329 | 319
64 | 2011001042 | 326 | 316
65 | 2011001042 | 323 | 313
66 | 2011001042 | 320 | 310
67 | 2011001042 | 318.3333 | 308.3333
68 | 2011001042 | 316.6667 | 306.6667
69 | 2011001042 | 315 | 305
70 | 2011001042 | 315.3333 | 305.3333
71 | 2011001042 | 315.6667 | 305.6667
72 | 2011001042 | 316 | 306
73 | 2011001042 | 316.3333 | 306.3333
74 | 2011001042 | 316.6667 | 306.6667
75 | 2011001042 | 317 | 307
76 | 2011001042 | 316.3333 | 306.3333
77 | 2011001042 | 315.6667 | 305.6667
78 | 2011001042 | 315 | 305
79 | 2011001042 | 314.6667 | 304.6667
80 | 2011001042 | 314.3333 | 304.3333
81 | 2011001042 | 314 | 304
82 | 2011001042 | 316.3333 | 306.3333
83 | 2011001042 | 318.6667 | 308.6667
84 | 2011001042 | 321 | 311
85 | 2011001042 | 323.3333 | 313.3333
86 | 2011001042 | 325.6667 | 315.6667
87 | 2011001042 | 328 | 318
88 | 2011001042 | 328.3333 | 318.3333
89 | 2011001042 | 328.6667 | 318.6667
90 | 2011001042 | 329 | 339
91 | 2011001042 | 329 | 339
92 | 2011001042 | 329 | 339
93 | 2011001042 | 329 | 339
94 | 2011001042 | 328.6667 | 338.6667
95 | 2011001042 | 328.3333 | 338.3333
96 | 2011001042 | 328 | 338
97 | 2011001042 | 327.6667 | 337.6667
98 | 2011001042 | 327.3333 | 337.3333
99 | 2011001042 | 327 | 337
100 | 2011001042 | 328.6667 | 338.6667
101 | 2011001042 | 330.3333 | 340.3333
102 | 2011001042 | 332 | 342
103 | 2011001042 | 334.3333 | 344.3333
104 | 2011001042 | 336.6667 | 346.6667
105 | 2011001042 | 339 | 349
106 | 2011001042 | 339.3333 | 349.3333
107 | 2011001042 | 339.6667 | 349.6667
108 | 2011001042 | 340 | 350
109 | 2011001042 | 342.3333 | 352.3333
110 | 2011001042 | 344.6667 | 354.6667
111 | 2011001042 | 347 | 357
112 | 2011001042 | 349.6667 | 359.6667
113 | 2011001042 | 352.3333 | 362.3333
114 | 2011001042 | 355 | 365
115 | 2011001042 | 360.3333 | 370.3333
116 | 2011001042 | 365.6667 | 375.6667
117 | 2011001042 | 371 | 381
118 | 2011001042 | 373.6667 | 383.6667
119 | 2011001042 | 376.3333 | 386.3333
120 | 2011001042 | 379 | 389
121 | 2011001042 | 383.3333 | 393.3333
122 | 2011001042 | 387.6667 | 377.6667
123 | 2011001042 | 392 | 382
124 | 2011001042 | 395.3333 | 385.3333
125 | 2011001042 | 398.6667 | 388.6667
126 | 2011001042 | 402 | 392
127 | 2011001042 | 404.3333 | 394.3333
128 | 2011001042 | 406.6667 | 396.6667
129 | 2011001042 | 409 | 399
130 | 2011001042 | 409 | 399
131 | 2011001042 | 409 | 399
132 | 2011001042 | 409 | 399
133 | 2011001042 | 408.3333 | 398.3333
134 | 2011001042 | 407.6667 | 397.6667
135 | 2011001042 | 407 | 397
136 | 2011001042 | 407 | 397
137 | 2011001042 | 407 | 397
138 | 2011001042 | 407 | 397
139 | 2011001042 | 407 | 397
140 | 2011001042 | 407 | 397
141 | 2011001042 | 407 | 397
142 | 2011001042 | 406 | 396
143 | 2011001042 | 405 | 395
0 | 2003002022 | 343 | 333
1 | 2003002022 | 344 | 334
2 | 2003002022 | 345 | 335
3 | 2003002022 | 346 | 336
4 | 2003002022 | 348 | 338
5 | 2003002022 | 350 | 340
6 | 2003002022 | 352 | 342
7 | 2003002022 | 353 | 343
8 | 2003002022 | 354 | 344
9 | 2003002022 | 355 | 345
10 | 2003002022 | 356.6667 | 346.6667
11 | 2003002022 | 358.3333 | 348.3333
12 | 2003002022 | 360 | 350
13 | 2003002022 | 363.6667 | 353.6667
14 | 2003002022 | 367.3333 | 357.3333
15 | 2003002022 | 371 | 361
16 | 2003002022 | 373.3333 | 363.3333
17 | 2003002022 | 375.6667 | 365.6667
18 | 2003002022 | 378 | 368
19 | 2003002022 | 378.6667 | 368.6667
20 | 2003002022 | 379.3333 | 369.3333
21 | 2003002022 | 380 | 370
22 | 2003002022 | 381.3333 | 371.3333
23 | 2003002022 | 382.6667 | 372.6667
24 | 2003002022 | 384 | 374
25 | 2003002022 | 385.3333 | 375.3333
26 | 2003002022 | 386.6667 | 376.6667
27 | 2003002022 | 388 | 378
28 | 2003002022 | 387 | 377
29 | 2003002022 | 386 | 376
30 | 2003002022 | 385 | 375
31 | 2003002022 | 383 | 373
32 | 2003002022 | 381 | 371
33 | 2003002022 | 379 | 369
34 | 2003002022 | 378.3333 | 368.3333
35 | 2003002022 | 377.6667 | 367.6667
36 | 2003002022 | 377 | 367
37 | 2003002022 | 377.3333 | 367.3333
38 | 2003002022 | 377.6667 | 367.6667
39 | 2003002022 | 378 | 368
40 | 2003002022 | 379.6667 | 369.6667
41 | 2003002022 | 381.3333 | 371.3333
42 | 2003002022 | 383 | 373
43 | 2003002022 | 385.3333 | 375.3333
44 | 2003002022 | 387.6667 | 377.6667
45 | 2003002022 | 390 | 380
46 | 2003002022 | 391.3333 | 381.3333
47 | 2003002022 | 392.6667 | 382.6667
48 | 2003002022 | 394 | 384
49 | 2003002022 | 393.3333 | 383.3333
50 | 2003002022 | 392.6667 | 382.6667
51 | 2003002022 | 392 | 382
52 | 2003002022 | 387.6667 | 377.6667
53 | 2003002022 | 383.3333 | 373.3333
54 | 2003002022 | 379 | 369
55 | 2003002022 | 372.3333 | 362.3333
56 | 2003002022 | 365.6667 | 355.6667
57 | 2003002022 | 359 | 349
58 | 2003002022 | 353.6667 | 343.6667
59 | 2003002022 | 348.3333 | 338.3333
60 | 2003002022 | 343 | 333
61 | 2003002022 | 338.3333 | 328.3333
62 | 2003002022 | 333.6667 | 323.6667
63 | 2003002022 | 329 | 319
64 | 2003002022 | 326 | 316
65 | 2003002022 | 323 | 313
66 | 2003002022 | 320 | 310
67 | 2003002022 | 318.3333 | 308.3333
68 | 2003002022 | 316.6667 | 306.6667
69 | 2003002022 | 315 | 305
70 | 2003002022 | 315.3333 | 305.3333
71 | 2003002022 | 315.6667 | 305.6667
72 | 2003002022 | 316 | 306
73 | 2003002022 | 316.3333 | 306.3333
74 | 2003002022 | 316.6667 | 306.6667
75 | 2003002022 | 317 | 307
76 | 2003002022 | 316.3333 | 306.3333
77 | 2003002022 | 315.6667 | 305.6667
78 | 2003002022 | 315 | 305
79 | 2003002022 | 314.6667 | 304.6667
80 | 2003002022 | 314.3333 | 304.3333
81 | 2003002022 | 314 | 304
82 | 2003002022 | 316.3333 | 306.3333
83 | 2003002022 | 318.6667 | 308.6667
84 | 2003002022 | 321 | 311
85 | 2003002022 | 323.3333 | 313.3333
86 | 2003002022 | 325.6667 | 315.6667
87 | 2003002022 | 328 | 318
88 | 2003002022 | 328.3333 | 318.3333
89 | 2003002022 | 328.6667 | 318.6667
90 | 2003002022 | 329 | 339
91 | 2003002022 | 329 | 339
92 | 2003002022 | 329 | 339
93 | 2003002022 | 329 | 339
94 | 2003002022 | 328.6667 | 338.6667
95 | 2003002022 | 328.3333 | 338.3333
96 | 2003002022 | 328 | 338
97 | 2003002022 | 327.6667 | 337.6667
98 | 2003002022 | 327.3333 | 337.3333
99 | 2003002022 | 327 | 337
100 | 2003002022 | 328.6667 | 338.6667
101 | 2003002022 | 330.3333 | 340.3333
102 | 2003002022 | 332 | 342
103 | 2003002022 | 334.3333 | 344.3333
104 | 2003002022 | 336.6667 | 346.6667
105 | 2003002022 | 339 | 349
106 | 2003002022 | 339.3333 | 349.3333
107 | 2003002022 | 339.6667 | 349.6667
108 | 2003002022 | 340 | 350
109 | 2003002022 | 342.3333 | 352.3333
110 | 2003002022 | 344.6667 | 354.6667
111 | 2003002022 | 347 | 357
112 | 2003002022 | 349.6667 | 359.6667
113 | 2003002022 | 352.3333 | 362.3333
114 | 2003002022 | 355 | 365
115 | 2003002022 | 360.3333 | 370.3333
116 | 2003002022 | 365.6667 | 375.6667
117 | 2003002022 | 371 | 381
118 | 2003002022 | 373.6667 | 383.6667
119 | 2003002022 | 376.3333 | 386.3333
120 | 2003002022 | 379 | 389
121 | 2003002022 | 383.3333 | 393.3333
122 | 2003002022 | 387.6667 | 377.6667
123 | 2003002022 | 392 | 382
124 | 2003002022 | 395.3333 | 385.3333
125 | 2003002022 | 398.6667 | 388.6667
126 | 2003002022 | 402 | 392
127 | 2003002022 | 404.3333 | 394.3333
128 | 2003002022 | 406.6667 | 396.6667
129 | 2003002022 | 409 | 399
130 | 2003002022 | 409 | 399
131 | 2003002022 | 409 | 399
132 | 2003002022 | 409 | 399
133 | 2003002022 | 408.3333 | 398.3333
134 | 2003002022 | 407.6667 | 397.6667
135 | 2003002022 | 407 | 397
136 | 2003002022 | 407 | 397
137 | 2003002022 | 407 | 397
138 | 2003002022 | 407 | 397
139 | 2003002022 | 407 | 397
140 | 2003002022 | 407 | 397
141 | 2003002022 | 407 | 397
142 | 2003002022 | 406 | 396
143 | 2003002022 | 405 | 395
0 | 2004000496 | 343 | 333
1 | 2004000496 | 344 | 334
2 | 2004000496 | 345 | 335
3 | 2004000496 | 346 | 336
4 | 2004000496 | 348 | 338
5 | 2004000496 | 350 | 340
6 | 2004000496 | 352 | 342
7 | 2004000496 | 353 | 343
8 | 2004000496 | 354 | 344
9 | 2004000496 | 355 | 345
10 | 2004000496 | 356.6667 | 346.6667
11 | 2004000496 | 358.3333 | 348.3333
12 | 2004000496 | 360 | 350
13 | 2004000496 | 363.6667 | 353.6667
14 | 2004000496 | 367.3333 | 357.3333
15 | 2004000496 | 371 | 361
16 | 2004000496 | 373.3333 | 363.3333
17 | 2004000496 | 375.6667 | 365.6667
18 | 2004000496 | 378 | 368
19 | 2004000496 | 378.6667 | 368.6667
20 | 2004000496 | 379.3333 | 369.3333
21 | 2004000496 | 380 | 370
22 | 2004000496 | 381.3333 | 371.3333
23 | 2004000496 | 382.6667 | 372.6667
24 | 2004000496 | 384 | 374
25 | 2004000496 | 385.3333 | 375.3333
26 | 2004000496 | 386.6667 | 376.6667
27 | 2004000496 | 388 | 378
28 | 2004000496 | 387 | 377
29 | 2004000496 | 386 | 376
30 | 2004000496 | 385 | 375
31 | 2004000496 | 383 | 373
32 | 2004000496 | 381 | 371
33 | 2004000496 | 379 | 369
34 | 2004000496 | 378.3333 | 368.3333
35 | 2004000496 | 377.6667 | 367.6667
36 | 2004000496 | 377 | 367
37 | 2004000496 | 377.3333 | 367.3333
38 | 2004000496 | 377.6667 | 367.6667
39 | 2004000496 | 378 | 368
40 | 2004000496 | 379.6667 | 369.6667
41 | 2004000496 | 381.3333 | 371.3333
42 | 2004000496 | 383 | 373
43 | 2004000496 | 385.3333 | 375.3333
44 | 2004000496 | 387.6667 | 377.6667
45 | 2004000496 | 390 | 380
46 | 2004000496 | 391.3333 | 381.3333
47 | 2004000496 | 392.6667 | 382.6667
48 | 2004000496 | 394 | 384
49 | 2004000496 | 393.3333 | 383.3333
50 | 2004000496 | 392.6667 | 382.6667
51 | 2004000496 | 392 | 382
52 | 2004000496 | 387.6667 | 377.6667
53 | 2004000496 | 383.3333 | 373.3333
54 | 2004000496 | 379 | 369
55 | 2004000496 | 372.3333 | 362.3333
56 | 2004000496 | 365.6667 | 355.6667
57 | 2004000496 | 359 | 349
58 | 2004000496 | 353.6667 | 343.6667
59 | 2004000496 | 348.3333 | 338.3333
60 | 2004000496 | 343 | 333
61 | 2004000496 | 338.3333 | 328.3333
62 | 2004000496 | 333.6667 | 323.6667
63 | 2004000496 | 329 | 319
64 | 2004000496 | 326 | 316
65 | 2004000496 | 323 | 313
66 | 2004000496 | 320 | 310
67 | 2004000496 | 318.3333 | 308.3333
68 | 2004000496 | 316.6667 | 306.6667
69 | 2004000496 | 315 | 305
70 | 2004000496 | 315.3333 | 305.3333
71 | 2004000496 | 315.6667 | 305.6667
72 | 2004000496 | 316 | 306
73 | 2004000496 | 316.3333 | 306.3333
74 | 2004000496 | 316.6667 | 306.6667
75 | 2004000496 | 317 | 307
76 | 2004000496 | 316.3333 | 306.3333
77 | 2004000496 | 315.6667 | 305.6667
78 | 2004000496 | 315 | 305
79 | 2004000496 | 314.6667 | 304.6667
80 | 2004000496 | 314.3333 | 304.3333
81 | 2004000496 | 314 | 304
82 | 2004000496 | 316.3333 | 306.3333
83 | 2004000496 | 318.6667 | 308.6667
84 | 2004000496 | 321 | 311
85 | 2004000496 | 323.3333 | 313.3333
86 | 2004000496 | 325.6667 | 315.6667
87 | 2004000496 | 328 | 318
88 | 2004000496 | 328.3333 | 318.3333
89 | 2004000496 | 328.6667 | 318.6667
90 | 2004000496 | 329 | 339
91 | 2004000496 | 329 | 339
92 | 2004000496 | 329 | 339
93 | 2004000496 | 329 | 339
94 | 2004000496 | 328.6667 | 338.6667
95 | 2004000496 | 328.3333 | 338.3333
96 | 2004000496 | 328 | 338
97 | 2004000496 | 327.6667 | 337.6667
98 | 2004000496 | 327.3333 | 337.3333
99 | 2004000496 | 327 | 337
100 | 2004000496 | 328.6667 | 338.6667
101 | 2004000496 | 330.3333 | 340.3333
102 | 2004000496 | 332 | 342
103 | 2004000496 | 334.3333 | 344.3333
104 | 2004000496 | 336.6667 | 346.6667
105 | 2004000496 | 339 | 349
106 | 2004000496 | 339.3333 | 349.3333
107 | 2004000496 | 339.6667 | 349.6667
108 | 2004000496 | 340 | 350
109 | 2004000496 | 342.3333 | 352.3333
110 | 2004000496 | 344.6667 | 354.6667
111 | 2004000496 | 347 | 357
112 | 2004000496 | 349.6667 | 359.6667
113 | 2004000496 | 352.3333 | 362.3333
114 | 2004000496 | 355 | 365
115 | 2004000496 | 360.3333 | 370.3333
116 | 2004000496 | 365.6667 | 375.6667
117 | 2004000496 | 371 | 381
118 | 2004000496 | 373.6667 | 383.6667
119 | 2004000496 | 376.3333 | 386.3333
120 | 2004000496 | 379 | 389
121 | 2004000496 | 383.3333 | 393.3333
122 | 2004000496 | 387.6667 | 377.6667
123 | 2004000496 | 392 | 382
124 | 2004000496 | 395.3333 | 385.3333
125 | 2004000496 | 398.6667 | 388.6667
126 | 2004000496 | 402 | 392
127 | 2004000496 | 404.3333 | 394.3333
128 | 2004000496 | 406.6667 | 396.6667
129 | 2004000496 | 409 | 399
130 | 2004000496 | 409 | 399
131 | 2004000496 | 409 | 399
132 | 2004000496 | 409 | 399
133 | 2004000496 | 408.3333 | 398.3333
134 | 2004000496 | 407.6667 | 397.6667
135 | 2004000496 | 407 | 397
136 | 2004000496 | 407 | 397
137 | 2004000496 | 407 | 397
138 | 2004000496 | 407 | 397
139 | 2004000496 | 407 | 397
140 | 2004000496 | 407 | 397
141 | 2004000496 | 407 | 397
142 | 2004000496 | 406 | 396
143 | 2004000496 | 405 | 395
0 | 2009001702 | 343 | 333
1 | 2009001702 | 344 | 334
2 | 2009001702 | 345 | 335
3 | 2009001702 | 346 | 336
4 | 2009001702 | 348 | 338
5 | 2009001702 | 350 | 340
6 | 2009001702 | 352 | 342
7 | 2009001702 | 353 | 343
8 | 2009001702 | 354 | 344
9 | 2009001702 | 355 | 345
10 | 2009001702 | 356.6667 | 346.6667
11 | 2009001702 | 358.3333 | 348.3333
12 | 2009001702 | 360 | 350
13 | 2009001702 | 363.6667 | 353.6667
14 | 2009001702 | 367.3333 | 357.3333
15 | 2009001702 | 371 | 361
16 | 2009001702 | 373.3333 | 363.3333
17 | 2009001702 | 375.6667 | 365.6667
18 | 2009001702 | 378 | 368
19 | 2009001702 | 378.6667 | 368.6667
20 | 2009001702 | 379.3333 | 369.3333
21 | 2009001702 | 380 | 370
22 | 2009001702 | 381.3333 | 371.3333
23 | 2009001702 | 382.6667 | 372.6667
24 | 2009001702 | 384 | 374
25 | 2009001702 | 385.3333 | 375.3333
26 | 2009001702 | 386.6667 | 376.6667
27 | 2009001702 | 388 | 378
28 | 2009001702 | 387 | 377
29 | 2009001702 | 386 | 376
30 | 2009001702 | 385 | 375
31 | 2009001702 | 383 | 373
32 | 2009001702 | 381 | 371
33 | 2009001702 | 379 | 369
34 | 2009001702 | 378.3333 | 368.3333
35 | 2009001702 | 377.6667 | 367.6667
36 | 2009001702 | 377 | 367
37 | 2009001702 | 377.3333 | 367.3333
38 | 2009001702 | 377.6667 | 367.6667
39 | 2009001702 | 378 | 368
40 | 2009001702 | 379.6667 | 369.6667
41 | 2009001702 | 381.3333 | 371.3333
42 | 2009001702 | 383 | 373
43 | 2009001702 | 385.3333 | 375.3333
44 | 2009001702 | 387.6667 | 377.6667
45 | 2009001702 | 390 | 380
46 | 2009001702 | 391.3333 | 381.3333
47 | 2009001702 | 392.6667 | 382.6667
48 | 2009001702 | 394 | 384
49 | 2009001702 | 393.3333 | 383.3333
50 | 2009001702 | 392.6667 | 382.6667
51 | 2009001702 | 392 | 382
52 | 2009001702 | 387.6667 | 377.6667
53 | 2009001702 | 383.3333 | 373.3333
54 | 2009001702 | 379 | 369
55 | 2009001702 | 372.3333 | 362.3333
56 | 2009001702 | 365.6667 | 355.6667
57 | 2009001702 | 359 | 349
58 | 2009001702 | 353.6667 | 343.6667
59 | 2009001702 | 348.3333 | 338.3333
60 | 2009001702 | 343 | 333
61 | 2009001702 | 338.3333 | 328.3333
62 | 2009001702 | 333.6667 | 323.6667
63 | 2009001702 | 329 | 319
64 | 2009001702 | 326 | 316
65 | 2009001702 | 323 | 313
66 | 2009001702 | 320 | 310
67 | 2009001702 | 318.3333 | 308.3333
68 | 2009001702 | 316.6667 | 306.6667
69 | 2009001702 | 315 | 305
70 | 2009001702 | 315.3333 | 305.3333
71 | 2009001702 | 315.6667 | 305.6667
72 | 2009001702 | 316 | 306
73 | 2009001702 | 316.3333 | 306.3333
74 | 2009001702 | 316.6667 | 306.6667
75 | 2009001702 | 317 | 307
76 | 2009001702 | 316.3333 | 306.3333
77 | 2009001702 | 315.6667 | 305.6667
78 | 2009001702 | 315 | 305
79 | 2009001702 | 314.6667 | 304.6667
80 | 2009001702 | 314.3333 | 304.3333
81 | 2009001702 | 314 | 304
82 | 2009001702 | 316.3333 | 306.3333
83 | 2009001702 | 318.6667 | 308.6667
84 | 2009001702 | 321 | 311
85 | 2009001702 | 323.3333 | 313.3333
86 | 2009001702 | 325.6667 | 315.6667
87 | 2009001702 | 328 | 318
88 | 2009001702 | 328.3333 | 318.3333
89 | 2009001702 | 328.6667 | 318.6667
90 | 2009001702 | 329 | 339
91 | 2009001702 | 329 | 339
92 | 2009001702 | 329 | 339
93 | 2009001702 | 329 | 339
94 | 2009001702 | 328.6667 | 338.6667
95 | 2009001702 | 328.3333 | 338.3333
96 | 2009001702 | 328 | 338
97 | 2009001702 | 327.6667 | 337.6667
98 | 2009001702 | 327.3333 | 337.3333
99 | 2009001702 | 327 | 337
100 | 2009001702 | 328.6667 | 338.6667
101 | 2009001702 | 330.3333 | 340.3333
102 | 2009001702 | 332 | 342
103 | 2009001702 | 334.3333 | 344.3333
104 | 2009001702 | 336.6667 | 346.6667
105 | 2009001702 | 339 | 349
106 | 2009001702 | 339.3333 | 349.3333
107 | 2009001702 | 339.6667 | 349.6667
108 | 2009001702 | 340 | 350
109 | 2009001702 | 342.3333 | 352.3333
110 | 2009001702 | 344.6667 | 354.6667
111 | 2009001702 | 347 | 357
112 | 2009001702 | 349.6667 | 359.6667
113 | 2009001702 | 352.3333 | 362.3333
114 | 2009001702 | 355 | 365
115 | 2009001702 | 360.3333 | 370.3333
116 | 2009001702 | 365.6667 | 375.6667
117 | 2009001702 | 371 | 381
118 | 2009001702 | 373.6667 | 383.6667
119 | 2009001702 | 376.3333 | 386.3333
120 | 2009001702 | 379 | 389
121 | 2009001702 | 383.3333 | 393.3333
122 | 2009001702 | 387.6667 | 377.6667
123 | 2009001702 | 392 | 382
124 | 2009001702 | 395.3333 | 385.3333
125 | 2009001702 | 398.6667 | 388.6667
126 | 2009001702 | 402 | 392
127 | 2009001702 | 404.3333 | 394.3333
128 | 2009001702 | 406.6667 | 396.6667
129 | 2009001702 | 409 | 399
130 | 2009001702 | 409 | 399
131 | 2009001702 | 409 | 399
132 | 2009001702 | 409 | 399
133 | 2009001702 | 408.3333 | 398.3333
134 | 2009001702 | 407.6667 | 397.6667
135 | 2009001702 | 407 | 397
136 | 2009001702 | 407 | 397
137 | 2009001702 | 407 | 397
138 | 2009001702 | 407 | 397
139 | 2009001702 | 407 | 397
140 | 2009001702 | 407 | 397
141 | 2009001702 | 407 | 397
142 | 2009001702 | 406 | 396
143 | 2009001702 | 405 | 395
0 | 2008009011 | 343 | 333
1 | 2008009011 | 344 | 334
2 | 2008009011 | 345 | 335
3 | 2008009011 | 346 | 336
4 | 2008009011 | 348 | 338
5 | 2008009011 | 350 | 340
6 | 2008009011 | 352 | 342
7 | 2008009011 | 353 | 343
8 | 2008009011 | 354 | 344
9 | 2008009011 | 355 | 345
10 | 2008009011 | 356.6667 | 346.6667
11 | 2008009011 | 358.3333 | 348.3333
12 | 2008009011 | 360 | 350
13 | 2008009011 | 363.6667 | 353.6667
14 | 2008009011 | 367.3333 | 357.3333
15 | 2008009011 | 371 | 361
16 | 2008009011 | 373.3333 | 363.3333
17 | 2008009011 | 375.6667 | 365.6667
18 | 2008009011 | 378 | 368
19 | 2008009011 | 378.6667 | 368.6667
20 | 2008009011 | 379.3333 | 369.3333
21 | 2008009011 | 380 | 370
22 | 2008009011 | 381.3333 | 371.3333
23 | 2008009011 | 382.6667 | 372.6667
24 | 2008009011 | 384 | 374
25 | 2008009011 | 385.3333 | 375.3333
26 | 2008009011 | 386.6667 | 376.6667
27 | 2008009011 | 388 | 378
28 | 2008009011 | 387 | 377
29 | 2008009011 | 386 | 376
30 | 2008009011 | 385 | 375
31 | 2008009011 | 383 | 373
32 | 2008009011 | 381 | 371
33 | 2008009011 | 379 | 369
34 | 2008009011 | 378.3333 | 368.3333
35 | 2008009011 | 377.6667 | 367.6667
36 | 2008009011 | 377 | 367
37 | 2008009011 | 377.3333 | 367.3333
38 | 2008009011 | 377.6667 | 367.6667
39 | 2008009011 | 378 | 368
40 | 2008009011 | 379.6667 | 369.6667
41 | 2008009011 | 381.3333 | 371.3333
42 | 2008009011 | 383 | 373
43 | 2008009011 | 385.3333 | 375.3333
44 | 2008009011 | 387.6667 | 377.6667
45 | 2008009011 | 390 | 380
46 | 2008009011 | 391.3333 | 381.3333
47 | 2008009011 | 392.6667 | 382.6667
48 | 2008009011 | 394 | 384
49 | 2008009011 | 393.3333 | 383.3333
50 | 2008009011 | 392.6667 | 382.6667
51 | 2008009011 | 392 | 382
52 | 2008009011 | 387.6667 | 377.6667
53 | 2008009011 | 383.3333 | 373.3333
54 | 2008009011 | 379 | 369
55 | 2008009011 | 372.3333 | 362.3333
56 | 2008009011 | 365.6667 | 355.6667
57 | 2008009011 | 359 | 349
58 | 2008009011 | 353.6667 | 343.6667
59 | 2008009011 | 348.3333 | 338.3333
60 | 2008009011 | 343 | 333
61 | 2008009011 | 338.3333 | 328.3333
62 | 2008009011 | 333.6667 | 323.6667
63 | 2008009011 | 329 | 319
64 | 2008009011 | 326 | 316
65 | 2008009011 | 323 | 313
66 | 2008009011 | 320 | 310
67 | 2008009011 | 318.3333 | 308.3333
68 | 2008009011 | 316.6667 | 306.6667
69 | 2008009011 | 315 | 305
70 | 2008009011 | 315.3333 | 305.3333
71 | 2008009011 | 315.6667 | 305.6667
72 | 2008009011 | 316 | 306
73 | 2008009011 | 316.3333 | 306.3333
74 | 2008009011 | 316.6667 | 306.6667
75 | 2008009011 | 317 | 307
76 | 2008009011 | 316.3333 | 306.3333
77 | 2008009011 | 315.6667 | 305.6667
78 | 2008009011 | 315 | 305
79 | 2008009011 | 314.6667 | 304.6667
80 | 2008009011 | 314.3333 | 304.3333
81 | 2008009011 | 314 | 304
82 | 2008009011 | 316.3333 | 306.3333
83 | 2008009011 | 318.6667 | 308.6667
84 | 2008009011 | 321 | 311
85 | 2008009011 | 323.3333 | 313.3333
86 | 2008009011 | 325.6667 | 315.6667
87 | 2008009011 | 328 | 318
88 | 2008009011 | 328.3333 | 318.3333
89 | 2008009011 | 328.6667 | 318.6667
90 | 2008009011 | 329 | 339
91 | 2008009011 | 329 | 339
92 | 2008009011 | 329 | 339
93 | 2008009011 | 329 | 339
94 | 2008009011 | 328.6667 | 338.6667
95 | 2008009011 | 328.3333 | 338.3333
96 | 2008009011 | 328 | 338
97 | 2008009011 | 327.6667 | 337.6667
98 | 2008009011 | 327.3333 | 337.3333
99 | 2008009011 | 327 | 337
100 | 2008009011 | 328.6667 | 338.6667
101 | 2008009011 | 330.3333 | 340.3333
102 | 2008009011 | 332 | 342
103 | 2008009011 | 334.3333 | 344.3333
104 | 2008009011 | 336.6667 | 346.6667
105 | 2008009011 | 339 | 349
106 | 2008009011 | 339.3333 | 349.3333
107 | 2008009011 | 339.6667 | 349.6667
108 | 2008009011 | 340 | 350
109 | 2008009011 | 342.3333 | 352.3333
110 | 2008009011 | 344.6667 | 354.6667
111 | 2008009011 | 347 | 357
112 | 2008009011 | 349.6667 | 359.6667
113 | 2008009011 | 352.3333 | 362.3333
114 | 2008009011 | 355 | 365
115 | 2008009011 | 360.3333 | 370.3333
116 | 2008009011 | 365.6667 | 375.6667
117 | 2008009011 | 371 | 381
118 | 2008009011 | 373.6667 | 383.6667
119 | 2008009011 | 376.3333 | 386.3333
120 | 2008009011 | 379 | 389
121 | 2008009011 | 383.3333 | 393.3333
122 | 2008009011 | 387.6667 | 377.6667
123 | 2008009011 | 392 | 382
124 | 2008009011 | 395.3333 | 385.3333
125 | 2008009011 | 398.6667 | 388.6667
126 | 2008009011 | 402 | 392
127 | 2008009011 | 404.3333 | 394.3333
128 | 2008009011 | 406.6667 | 396.6667
129 | 2008009011 | 409 | 399
130 | 2008009011 | 409 | 399
131 | 2008009011 | 409 | 399
132 | 2008009011 | 409 | 399
133 | 2008009011 | 408.3333 | 398.3333
134 | 2008009011 | 407.6667 | 397.6667
135 | 2008009011 | 407 | 397
136 | 2008009011 | 407 | 397
137 | 2008009011 | 407 | 397
138 | 2008009011 | 407 | 397
139 | 2008009011 | 407 | 397
140 | 2008009011 | 407 | 397
141 | 2008009011 | 407 | 397
142 | 2008009011 | 406 | 396
143 | 2008009011 | 405 | 395
0 | 2002004701 | 343 | 333
1 | 2002004701 | 344 | 334
2 | 2002004701 | 345 | 335
3 | 2002004701 | 346 | 336
4 | 2002004701 | 348 | 338
5 | 2002004701 | 350 | 340
6 | 2002004701 | 352 | 342
7 | 2002004701 | 353 | 343
8 | 2002004701 | 354 | 344
9 | 2002004701 | 355 | 345
10 | 2002004701 | 356.6667 | 346.6667
11 | 2002004701 | 358.3333 | 348.3333
12 | 2002004701 | 360 | 350
13 | 2002004701 | 363.6667 | 353.6667
14 | 2002004701 | 367.3333 | 357.3333
15 | 2002004701 | 371 | 361
16 | 2002004701 | 373.3333 | 363.3333
17 | 2002004701 | 375.6667 | 365.6667
18 | 2002004701 | 378 | 368
19 | 2002004701 | 378.6667 | 368.6667
20 | 2002004701 | 379.3333 | 369.3333
21 | 2002004701 | 380 | 370
22 | 2002004701 | 381.3333 | 371.3333
23 | 2002004701 | 382.6667 | 372.6667
24 | 2002004701 | 384 | 374
25 | 2002004701 | 385.3333 | 375.3333
26 | 2002004701 | 386.6667 | 376.6667
27 | 2002004701 | 388 | 378
28 | 2002004701 | 387 | 377
29 | 2002004701 | 386 | 376
30 | 2002004701 | 385 | 375
31 | 2002004701 | 383 | 373
32 | 2002004701 | 381 | 371
33 | 2002004701 | 379 | 369
34 | 2002004701 | 378.3333 | 368.3333
35 | 2002004701 | 377.6667 | 367.6667
36 | 2002004701 | 377 | 367
37 | 2002004701 | 377.3333 | 367.3333
38 | 2002004701 | 377.6667 | 367.6667
39 | 2002004701 | 378 | 368
40 | 2002004701 | 379.6667 | 369.6667
41 | 2002004701 | 381.3333 | 371.3333
42 | 2002004701 | 383 | 373
43 | 2002004701 | 385.3333 | 375.3333
44 | 2002004701 | 387.6667 | 377.6667
45 | 2002004701 | 390 | 380
46 | 2002004701 | 391.3333 | 381.3333
47 | 2002004701 | 392.6667 | 382.6667
48 | 2002004701 | 394 | 384
49 | 2002004701 | 393.3333 | 383.3333
50 | 2002004701 | 392.6667 | 382.6667
51 | 2002004701 | 392 | 382
52 | 2002004701 | 387.6667 | 377.6667
53 | 2002004701 | 383.3333 | 373.3333
54 | 2002004701 | 379 | 369
55 | 2002004701 | 372.3333 | 362.3333
56 | 2002004701 | 365.6667 | 355.6667
57 | 2002004701 | 359 | 349
58 | 2002004701 | 353.6667 | 343.6667
59 | 2002004701 | 348.3333 | 338.3333
60 | 2002004701 | 343 | 333
61 | 2002004701 | 338.3333 | 328.3333
62 | 2002004701 | 333.6667 | 323.6667
63 | 2002004701 | 329 | 319
64 | 2002004701 | 326 | 316
65 | 2002004701 | 323 | 313
66 | 2002004701 | 320 | 310
67 | 2002004701 | 318.3333 | 308.3333
68 | 2002004701 | 316.6667 | 306.6667
69 | 2002004701 | 315 | 305
70 | 2002004701 | 315.3333 | 305.3333
71 | 2002004701 | 315.6667 | 305.6667
72 | 2002004701 | 316 | 306
73 | 2002004701 | 316.3333 | 306.3333
74 | 2002004701 | 316.6667 | 306.6667
75 | 2002004701 | 317 | 307
76 | 2002004701 | 316.3333 | 306.3333
77 | 2002004701 | 315.6667 | 305.6667
78 | 2002004701 | 315 | 305
79 | 2002004701 | 314.6667 | 304.6667
80 | 2002004701 | 314.3333 | 304.3333
81 | 2002004701 | 314 | 304
82 | 2002004701 | 316.3333 | 306.3333
83 | 2002004701 | 318.6667 | 308.6667
84 | 2002004701 | 321 | 311
85 | 2002004701 | 323.3333 | 313.3333
86 | 2002004701 | 325.6667 | 315.6667
87 | 2002004701 | 328 | 318
88 | 2002004701 | 328.3333 | 318.3333
89 | 2002004701 | 328.6667 | 318.6667
90 | 2002004701 | 329 | 339
91 | 2002004701 | 329 | 339
92 | 2002004701 | 329 | 339
93 | 2002004701 | 329 | 339
94 | 2002004701 | 328.6667 | 338.6667
95 | 2002004701 | 328.3333 | 338.3333
96 | 2002004701 | 328 | 338
97 | 2002004701 | 327.6667 | 337.6667
98 | 2002004701 | 327.3333 | 337.3333
99 | 2002004701 | 327 | 337
100 | 2002004701 | 328.6667 | 338.6667
101 | 2002004701 | 330.3333 | 340.3333
102 | 2002004701 | 332 | 342
103 | 2002004701 | 334.3333 | 344.3333
104 | 2002004701 | 336.6667 | 346.6667
105 | 2002004701 | 339 | 349
106 | 2002004701 | 339.3333 | 349.3333
107 | 2002004701 | 339.6667 | 349.6667
108 | 2002004701 | 340 | 350
109 | 2002004701 | 342.3333 | 352.3333
110 | 2002004701 | 344.6667 | 354.6667
111 | 2002004701 | 347 | 357
112 | 2002004701 | 349.6667 | 359.6667
113 | 2002004701 | 352.3333 | 362.3333
114 | 2002004701 | 355 | 365
115 | 2002004701 | 360.3333 | 370.3333
116 | 2002004701 | 365.6667 | 375.6667
117 | 2002004701 | 371 | 381
118 | 2002004701 | 373.6667 | 383.6667
119 | 2002004701 | 376.3333 | 386.3333
120 | 2002004701 | 379 | 389
121 | 2002004701 | 383.3333 | 393.3333
122 | 2002004701 | 387.6667 | 377.6667
123 | 2002004701 | 392 | 382
124 | 2002004701 | 395.3333 | 385.3333
125 | 2002004701 | 398.6667 | 388.6667
126 | 2002004701 | 402 | 392
127 | 2002004701 | 404.3333 | 394.3333
128 | 2002004701 | 406.6667 | 396.6667
129 | 2002004701 | 409 | 399
130 | 2002004701 | 409 | 399
131 | 2002004701 | 409 | 399
132 | 2002004701 | 409 | 399
133 | 2002004701 | 408.3333 | 398.3333
134 | 2002004701 | 407.6667 | 397.6667
135 | 2002004701 | 407 | 397
136 | 2002004701 | 407 | 397
137 | 2002004701 | 407 | 397
138 | 2002004701 | 407 | 397
139 | 2002004701 | 407 | 397
140 | 2002004701 | 407 | 397
141 | 2002004701 | 407 | 397
142 | 2002004701 | 406 | 396
143 | 2002004701 | 405 | 395
0 | 2015008260 | 343 | 333
1 | 2015008260 | 344 | 334
2 | 2015008260 | 345 | 335
3 | 2015008260 | 346 | 336
4 | 2015008260 | 348 | 338
5 | 2015008260 | 350 | 340
6 | 2015008260 | 352 | 342
7 | 2015008260 | 353 | 343
8 | 2015008260 | 354 | 344
9 | 2015008260 | 355 | 345
10 | 2015008260 | 356.6667 | 346.6667
11 | 2015008260 | 358.3333 | 348.3333
12 | 2015008260 | 360 | 350
13 | 2015008260 | 363.6667 | 353.6667
14 | 2015008260 | 367.3333 | 357.3333
15 | 2015008260 | 371 | 361
16 | 2015008260 | 373.3333 | 363.3333
17 | 2015008260 | 375.6667 | 365.6667
18 | 2015008260 | 378 | 368
19 | 2015008260 | 378.6667 | 368.6667
20 | 2015008260 | 379.3333 | 369.3333
21 | 2015008260 | 380 | 370
22 | 2015008260 | 381.3333 | 371.3333
23 | 2015008260 | 382.6667 | 372.6667
24 | 2015008260 | 384 | 374
25 | 2015008260 | 385.3333 | 375.3333
26 | 2015008260 | 386.6667 | 376.6667
27 | 2015008260 | 388 | 378
28 | 2015008260 | 387 | 377
29 | 2015008260 | 386 | 376
30 | 2015008260 | 385 | 375
31 | 2015008260 | 383 | 373
32 | 2015008260 | 381 | 371
33 | 2015008260 | 379 | 369
34 | 2015008260 | 378.3333 | 368.3333
35 | 2015008260 | 377.6667 | 367.6667
36 | 2015008260 | 377 | 367
37 | 2015008260 | 377.3333 | 367.3333
38 | 2015008260 | 377.6667 | 367.6667
39 | 2015008260 | 378 | 368
40 | 2015008260 | 379.6667 | 369.6667
41 | 2015008260 | 381.3333 | 371.3333
42 | 2015008260 | 383 | 373
43 | 2015008260 | 385.3333 | 375.3333
44 | 2015008260 | 387.6667 | 377.6667
45 | 2015008260 | 390 | 380
46 | 2015008260 | 391.3333 | 381.3333
47 | 2015008260 | 392.6667 | 382.6667
48 | 2015008260 | 394 | 384
49 | 2015008260 | 393.3333 | 383.3333
50 | 2015008260 | 392.6667 | 382.6667
51 | 2015008260 | 392 | 382
52 | 2015008260 | 387.6667 | 377.6667
53 | 2015008260 | 383.3333 | 373.3333
54 | 2015008260 | 379 | 369
55 | 2015008260 | 372.3333 | 362.3333
56 | 2015008260 | 365.6667 | 355.6667
57 | 2015008260 | 359 | 349
58 | 2015008260 | 353.6667 | 343.6667
59 | 2015008260 | 348.3333 | 338.3333
60 | 2015008260 | 343 | 333
61 | 2015008260 | 338.3333 | 328.3333
62 | 2015008260 | 333.6667 | 323.6667
63 | 2015008260 | 329 | 319
64 | 2015008260 | 326 | 316
65 | 2015008260 | 323 | 313
66 | 2015008260 | 320 | 310
67 | 2015008260 | 318.3333 | 308.3333
68 | 2015008260 | 316.6667 | 306.6667
69 | 2015008260 | 315 | 305
70 | 2015008260 | 315.3333 | 305.3333
71 | 2015008260 | 315.6667 | 305.6667
72 | 2015008260 | 316 | 306
73 | 2015008260 | 316.3333 | 306.3333
74 | 2015008260 | 316.6667 | 306.6667
75 | 2015008260 | 317 | 307
76 | 2015008260 | 316.3333 | 306.3333
77 | 2015008260 | 315.6667 | 305.6667
78 | 2015008260 | 315 | 305
79 | 2015008260 | 314.6667 | 304.6667
80 | 2015008260 | 314.3333 | 304.3333
81 | 2015008260 | 314 | 304
82 | 2015008260 | 316.3333 | 306.3333
83 | 2015008260 | 318.6667 | 308.6667
84 | 2015008260 | 321 | 311
85 | 2015008260 | 323.3333 | 313.3333
86 | 2015008260 | 325.6667 | 315.6667
87 | 2015008260 | 328 | 318
88 | 2015008260 | 328.3333 | 318.3333
89 | 2015008260 | 328.6667 | 318.6667
90 | 2015008260 | 329 | 339
91 | 2015008260 | 329 | 339
92 | 2015008260 | 329 | 339
93 | 2015008260 | 329 | 339
94 | 2015008260 | 328.6667 | 338.6667
95 | 2015008260 | 328.3333 | 338.3333
96 | 2015008260 | 328 | 338
97 | 2015008260 | 327.6667 | 337.6667
98 | 2015008260 | 327.3333 | 337.3333
99 | 2015008260 | 327 | 337
100 | 2015008260 | 328.6667 | 338.6667
101 | 2015008260 | 330.3333 | 340.3333
102 | 2015008260 | 332 | 342
103 | 2015008260 | 334.3333 | 344.3333
104 | 2015008260 | 336.6667 | 346.6667
105 | 2015008260 | 339 | 349
106 | 2015008260 | 339.3333 | 349.3333
107 | 2015008260 | 339.6667 | 349.6667
108 | 2015008260 | 340 | 350
109 | 2015008260 | 342.3333 | 352.3333
110 | 2015008260 | 344.6667 | 354.6667
111 | 2015008260 | 347 | 357
112 | 2015008260 | 349.6667 | 359.6667
113 | 2015008260 | 352.3333 | 362.3333
114 | 2015008260 | 355 | 365
115 | 2015008260 | 360.3333 | 370.3333
116 | 2015008260 | 365.6667 | 375.6667
117 | 2015008260 | 371 | 381
118 | 2015008260 | 373.6667 | 383.6667
119 | 2015008260 | 376.3333 | 386.3333
120 | 2015008260 | 379 | 389
121 | 2015008260 | 383.3333 | 393.3333
122 | 2015008260 | 387.6667 | 377.6667
123 | 2015008260 | 392 | 382
124 | 2015008260 | 395.3333 | 385.3333
125 | 2015008260 | 398.6667 | 388.6667
126 | 2015008260 | 402 | 392
127 | 2015008260 | 404.3333 | 394.3333
128 | 2015008260 | 406.6667 | 396.6667
129 | 2015008260 | 409 | 399
130 | 2015008260 | 409 | 399
131 | 2015008260 | 409 | 399
132 | 2015008260 | 409 | 399
133 | 2015008260 | 408.3333 | 398.3333
134 | 2015008260 | 407.6667 | 397.6667
135 | 2015008260 | 407 | 397
136 | 2015008260 | 407 | 397
137 | 2015008260 | 407 | 397
138 | 2015008260 | 407 | 397
139 | 2015008260 | 407 | 397
140 | 2015008260 | 407 | 397
141 | 2015008260 | 407 | 397
142 | 2015008260 | 406 | 396
143 | 2015008260 | 405 | 395
0 | 2005008647 | 343 | 333
1 | 2005008647 | 344 | 334
2 | 2005008647 | 345 | 335
3 | 2005008647 | 346 | 336
4 | 2005008647 | 348 | 338
5 | 2005008647 | 350 | 340
6 | 2005008647 | 352 | 342
7 | 2005008647 | 353 | 343
8 | 2005008647 | 354 | 344
9 | 2005008647 | 355 | 345
10 | 2005008647 | 356.6667 | 346.6667
11 | 2005008647 | 358.3333 | 348.3333
12 | 2005008647 | 360 | 350
13 | 2005008647 | 363.6667 | 353.6667
14 | 2005008647 | 367.3333 | 357.3333
15 | 2005008647 | 371 | 361
16 | 2005008647 | 373.3333 | 363.3333
17 | 2005008647 | 375.6667 | 365.6667
18 | 2005008647 | 378 | 368
19 | 2005008647 | 378.6667 | 368.6667
20 | 2005008647 | 379.3333 | 369.3333
21 | 2005008647 | 380 | 370
22 | 2005008647 | 381.3333 | 371.3333
23 | 2005008647 | 382.6667 | 372.6667
24 | 2005008647 | 384 | 374
25 | 2005008647 | 385.3333 | 375.3333
26 | 2005008647 | 386.6667 | 376.6667
27 | 2005008647 | 388 | 378
28 | 2005008647 | 387 | 377
29 | 2005008647 | 386 | 376
30 | 2005008647 | 385 | 375
31 | 2005008647 | 383 | 373
32 | 2005008647 | 381 | 371
33 | 2005008647 | 379 | 369
34 | 2005008647 | 378.3333 | 368.3333
35 | 2005008647 | 377.6667 | 367.6667
36 | 2005008647 | 377 | 367
37 | 2005008647 | 377.3333 | 367.3333
38 | 2005008647 | 377.6667 | 367.6667
39 | 2005008647 | 378 | 368
40 | 2005008647 | 379.6667 | 369.6667
41 | 2005008647 | 381.3333 | 371.3333
42 | 2005008647 | 383 | 373
43 | 2005008647 | 385.3333 | 375.3333
44 | 2005008647 | 387.6667 | 377.6667
45 | 2005008647 | 390 | 380
46 | 2005008647 | 391.3333 | 381.3333
47 | 2005008647 | 392.6667 | 382.6667
48 | 2005008647 | 394 | 384
49 | 2005008647 | 393.3333 | 383.3333
50 | 2005008647 | 392.6667 | 382.6667
51 | 2005008647 | 392 | 382
52 | 2005008647 | 387.6667 | 377.6667
53 | 2005008647 | 383.3333 | 373.3333
54 | 2005008647 | 379 | 369
55 | 2005008647 | 372.3333 | 362.3333
56 | 2005008647 | 365.6667 | 355.6667
57 | 2005008647 | 359 | 349
58 | 2005008647 | 353.6667 | 343.6667
59 | 2005008647 | 348.3333 | 338.3333
60 | 2005008647 | 343 | 333
61 | 2005008647 | 338.3333 | 328.3333
62 | 2005008647 | 333.6667 | 323.6667
63 | 2005008647 | 329 | 319
64 | 2005008647 | 326 | 316
65 | 2005008647 | 323 | 313
66 | 2005008647 | 320 | 310
67 | 2005008647 | 318.3333 | 308.3333
68 | 2005008647 | 316.6667 | 306.6667
69 | 2005008647 | 315 | 305
70 | 2005008647 | 315.3333 | 305.3333
71 | 2005008647 | 315.6667 | 305.6667
72 | 2005008647 | 316 | 306
73 | 2005008647 | 316.3333 | 306.3333
74 | 2005008647 | 316.6667 | 306.6667
75 | 2005008647 | 317 | 307
76 | 2005008647 | 316.3333 | 306.3333
77 | 2005008647 | 315.6667 | 305.6667
78 | 2005008647 | 315 | 305
79 | 2005008647 | 314.6667 | 304.6667
80 | 2005008647 | 314.3333 | 304.3333
81 | 2005008647 | 314 | 304
82 | 2005008647 | 316.3333 | 306.3333
83 | 2005008647 | 318.6667 | 308.6667
84 | 2005008647 | 321 | 311
85 | 2005008647 | 323.3333 | 313.3333
86 | 2005008647 | 325.6667 | 315.6667
87 | 2005008647 | 328 | 318
88 | 2005008647 | 328.3333 | 318.3333
89 | 2005008647 | 328.6667 | 318.6667
90 | 2005008647 | 329 | 339
91 | 2005008647 | 329 | 339
92 | 2005008647 | 329 | 339
93 | 2005008647 | 329 | 339
94 | 2005008647 | 328.6667 | 338.6667
95 | 2005008647 | 328.3333 | 338.3333
96 | 2005008647 | 328 | 338
97 | 2005008647 | 327.6667 | 337.6667
98 | 2005008647 | 327.3333 | 337.3333
99 | 2005008647 | 327 | 337
100 | 2005008647 | 328.6667 | 338.6667
101 | 2005008647 | 330.3333 | 340.3333
102 | 2005008647 | 332 | 342
103 | 2005008647 | 334.3333 | 344.3333
104 | 2005008647 | 336.6667 | 346.6667
105 | 2005008647 | 339 | 349
106 | 2005008647 | 339.3333 | 349.3333
107 | 2005008647 | 339.6667 | 349.6667
108 | 2005008647 | 340 | 350
109 | 2005008647 | 342.3333 | 352.3333
110 | 2005008647 | 344.6667 | 354.6667
111 | 2005008647 | 347 | 357
112 | 2005008647 | 349.6667 | 359.6667
113 | 2005008647 | 352.3333 | 362.3333
114 | 2005008647 | 355 | 365
115 | 2005008647 | 360.3333 | 370.3333
116 | 2005008647 | 365.6667 | 375.6667
117 | 2005008647 | 371 | 381
118 | 2005008647 | 373.6667 | 383.6667
119 | 2005008647 | 376.3333 | 386.3333
120 | 2005008647 | 379 | 389
121 | 2005008647 | 383.3333 | 393.3333
122 | 2005008647 | 387.6667 | 377.6667
123 | 2005008647 | 392 | 382
124 | 2005008647 | 395.3333 | 385.3333
125 | 2005008647 | 398.6667 | 388.6667
126 | 2005008647 | 402 | 392
127 | 2005008647 | 404.3333 | 394.3333
128 | 2005008647 | 406.6667 | 396.6667
129 | 2005008647 | 409 | 399
130 | 2005008647 | 409 | 399
131 | 2005008647 | 409 | 399
132 | 2005008647 | 409 | 399
133 | 2005008647 | 408.3333 | 398.3333
134 | 2005008647 | 407.6667 | 397.6667
135 | 2005008647 | 407 | 397
136 | 2005008647 | 407 | 397
137 | 2005008647 | 407 | 397
138 | 2005008647 | 407 | 397
139 | 2005008647 | 407 | 397
140 | 2005008647 | 407 | 397
141 | 2005008647 | 407 | 397
142 | 2005008647 | 406 | 396
143 | 2005008647 | 405 | 395
0 | 2015008284 | 343 | 333
1 | 2015008284 | 344 | 334
2 | 2015008284 | 345 | 335
3 | 2015008284 | 346 | 336
4 | 2015008284 | 348 | 338
5 | 2015008284 | 350 | 340
6 | 2015008284 | 352 | 342
7 | 2015008284 | 353 | 343
8 | 2015008284 | 354 | 344
9 | 2015008284 | 355 | 345
10 | 2015008284 | 356.6667 | 346.6667
11 | 2015008284 | 358.3333 | 348.3333
12 | 2015008284 | 360 | 350
13 | 2015008284 | 363.6667 | 353.6667
14 | 2015008284 | 367.3333 | 357.3333
15 | 2015008284 | 371 | 361
16 | 2015008284 | 373.3333 | 363.3333
17 | 2015008284 | 375.6667 | 365.6667
18 | 2015008284 | 378 | 368
19 | 2015008284 | 378.6667 | 368.6667
20 | 2015008284 | 379.3333 | 369.3333
21 | 2015008284 | 380 | 370
22 | 2015008284 | 381.3333 | 371.3333
23 | 2015008284 | 382.6667 | 372.6667
24 | 2015008284 | 384 | 374
25 | 2015008284 | 385.3333 | 375.3333
26 | 2015008284 | 386.6667 | 376.6667
27 | 2015008284 | 388 | 378
28 | 2015008284 | 387 | 377
29 | 2015008284 | 386 | 376
30 | 2015008284 | 385 | 375
31 | 2015008284 | 383 | 373
32 | 2015008284 | 381 | 371
33 | 2015008284 | 379 | 369
34 | 2015008284 | 378.3333 | 368.3333
35 | 2015008284 | 377.6667 | 367.6667
36 | 2015008284 | 377 | 367
37 | 2015008284 | 377.3333 | 367.3333
38 | 2015008284 | 377.6667 | 367.6667
39 | 2015008284 | 378 | 368
40 | 2015008284 | 379.6667 | 369.6667
41 | 2015008284 | 381.3333 | 371.3333
42 | 2015008284 | 383 | 373
43 | 2015008284 | 385.3333 | 375.3333
44 | 2015008284 | 387.6667 | 377.6667
45 | 2015008284 | 390 | 380
46 | 2015008284 | 391.3333 | 381.3333
47 | 2015008284 | 392.6667 | 382.6667
48 | 2015008284 | 394 | 384
49 | 2015008284 | 393.3333 | 383.3333
50 | 2015008284 | 392.6667 | 382.6667
51 | 2015008284 | 392 | 382
52 | 2015008284 | 387.6667 | 377.6667
53 | 2015008284 | 383.3333 | 373.3333
54 | 2015008284 | 379 | 369
55 | 2015008284 | 372.3333 | 362.3333
56 | 2015008284 | 365.6667 | 355.6667
57 | 2015008284 | 359 | 349
58 | 2015008284 | 353.6667 | 343.6667
59 | 2015008284 | 348.3333 | 338.3333
60 | 2015008284 | 343 | 333
61 | 2015008284 | 338.3333 | 328.3333
62 | 2015008284 | 333.6667 | 323.6667
63 | 2015008284 | 329 | 319
64 | 2015008284 | 326 | 316
65 | 2015008284 | 323 | 313
66 | 2015008284 | 320 | 310
67 | 2015008284 | 318.3333 | 308.3333
68 | 2015008284 | 316.6667 | 306.6667
69 | 2015008284 | 315 | 305
70 | 2015008284 | 315.3333 | 305.3333
71 | 2015008284 | 315.6667 | 305.6667
72 | 2015008284 | 316 | 306
73 | 2015008284 | 316.3333 | 306.3333
74 | 2015008284 | 316.6667 | 306.6667
75 | 2015008284 | 317 | 307
76 | 2015008284 | 316.3333 | 306.3333
77 | 2015008284 | 315.6667 | 305.6667
78 | 2015008284 | 315 | 305
79 | 2015008284 | 314.6667 | 304.6667
80 | 2015008284 | 314.3333 | 304.3333
81 | 2015008284 | 314 | 304
82 | 2015008284 | 316.3333 | 306.3333
83 | 2015008284 | 318.6667 | 308.6667
84 | 2015008284 | 321 | 311
85 | 2015008284 | 323.3333 | 313.3333
86 | 2015008284 | 325.6667 | 315.6667
87 | 2015008284 | 328 | 318
88 | 2015008284 | 328.3333 | 318.3333
89 | 2015008284 | 328.6667 | 318.6667
90 | 2015008284 | 329 | 339
91 | 2015008284 | 329 | 339
92 | 2015008284 | 329 | 339
93 | 2015008284 | 329 | 339
94 | 2015008284 | 328.6667 | 338.6667
95 | 2015008284 | 328.3333 | 338.3333
96 | 2015008284 | 328 | 338
97 | 2015008284 | 327.6667 | 337.6667
98 | 2015008284 | 327.3333 | 337.3333
99 | 2015008284 | 327 | 337
100 | 2015008284 | 328.6667 | 338.6667
101 | 2015008284 | 330.3333 | 340.3333
102 | 2015008284 | 332 | 342
103 | 2015008284 | 334.3333 | 344.3333
104 | 2015008284 | 336.6667 | 346.6667
105 | 2015008284 | 339 | 349
106 | 2015008284 | 339.3333 | 349.3333
107 | 2015008284 | 339.6667 | 349.6667
108 | 2015008284 | 340 | 350
109 | 2015008284 | 342.3333 | 352.3333
110 | 2015008284 | 344.6667 | 354.6667
111 | 2015008284 | 347 | 357
112 | 2015008284 | 349.6667 | 359.6667
113 | 2015008284 | 352.3333 | 362.3333
114 | 2015008284 | 355 | 365
115 | 2015008284 | 360.3333 | 370.3333
116 | 2015008284 | 365.6667 | 375.6667
117 | 2015008284 | 371 | 381
118 | 2015008284 | 373.6667 | 383.6667
119 | 2015008284 | 376.3333 | 386.3333
120 | 2015008284 | 379 | 389
121 | 2015008284 | 383.3333 | 393.3333
122 | 2015008284 | 387.6667 | 377.6667
123 | 2015008284 | 392 | 382
124 | 2015008284 | 395.3333 | 385.3333
125 | 2015008284 | 398.6667 | 388.6667
126 | 2015008284 | 402 | 392
127 | 2015008284 | 404.3333 | 394.3333
128 | 2015008284 | 406.6667 | 396.6667
129 | 2015008284 | 409 | 399
130 | 2015008284 | 409 | 399
131 | 2015008284 | 409 | 399
132 | 2015008284 | 409 | 399
133 | 2015008284 | 408.3333 | 398.3333
134 | 2015008284 | 407.6667 | 397.6667
135 | 2015008284 | 407 | 397
136 | 2015008284 | 407 | 397
137 | 2015008284 | 407 | 397
138 | 2015008284 | 407 | 397
139 | 2015008284 | 407 | 397
140 | 2015008284 | 407 | 397
141 | 2015008284 | 407 | 397
142 | 2015008284 | 406 | 396
143 | 2015008284 | 405 | 395
0 | 2009004656 | 343 | 333
1 | 2009004656 | 344 | 334
2 | 2009004656 | 345 | 335
3 | 2009004656 | 346 | 336
4 | 2009004656 | 348 | 338
5 | 2009004656 | 350 | 340
6 | 2009004656 | 352 | 342
7 | 2009004656 | 353 | 343
8 | 2009004656 | 354 | 344
9 | 2009004656 | 355 | 345
10 | 2009004656 | 356.6667 | 346.6667
11 | 2009004656 | 358.3333 | 348.3333
12 | 2009004656 | 360 | 350
13 | 2009004656 | 363.6667 | 353.6667
14 | 2009004656 | 367.3333 | 357.3333
15 | 2009004656 | 371 | 361
16 | 2009004656 | 373.3333 | 363.3333
17 | 2009004656 | 375.6667 | 365.6667
18 | 2009004656 | 378 | 368
19 | 2009004656 | 378.6667 | 368.6667
20 | 2009004656 | 379.3333 | 369.3333
21 | 2009004656 | 380 | 370
22 | 2009004656 | 381.3333 | 371.3333
23 | 2009004656 | 382.6667 | 372.6667
24 | 2009004656 | 384 | 374
25 | 2009004656 | 385.3333 | 375.3333
26 | 2009004656 | 386.6667 | 376.6667
27 | 2009004656 | 388 | 378
28 | 2009004656 | 387 | 377
29 | 2009004656 | 386 | 376
30 | 2009004656 | 385 | 375
31 | 2009004656 | 383 | 373
32 | 2009004656 | 381 | 371
33 | 2009004656 | 379 | 369
34 | 2009004656 | 378.3333 | 368.3333
35 | 2009004656 | 377.6667 | 367.6667
36 | 2009004656 | 377 | 367
37 | 2009004656 | 377.3333 | 367.3333
38 | 2009004656 | 377.6667 | 367.6667
39 | 2009004656 | 378 | 368
40 | 2009004656 | 379.6667 | 369.6667
41 | 2009004656 | 381.3333 | 371.3333
42 | 2009004656 | 383 | 373
43 | 2009004656 | 385.3333 | 375.3333
44 | 2009004656 | 387.6667 | 377.6667
45 | 2009004656 | 390 | 380
46 | 2009004656 | 391.3333 | 381.3333
47 | 2009004656 | 392.6667 | 382.6667
48 | 2009004656 | 394 | 384
49 | 2009004656 | 393.3333 | 383.3333
50 | 2009004656 | 392.6667 | 382.6667
51 | 2009004656 | 392 | 382
52 | 2009004656 | 387.6667 | 377.6667
53 | 2009004656 | 383.3333 | 373.3333
54 | 2009004656 | 379 | 369
55 | 2009004656 | 372.3333 | 362.3333
56 | 2009004656 | 365.6667 | 355.6667
57 | 2009004656 | 359 | 349
58 | 2009004656 | 353.6667 | 343.6667
59 | 2009004656 | 348.3333 | 338.3333
60 | 2009004656 | 343 | 333
61 | 2009004656 | 338.3333 | 328.3333
62 | 2009004656 | 333.6667 | 323.6667
63 | 2009004656 | 329 | 319
64 | 2009004656 | 326 | 316
65 | 2009004656 | 323 | 313
66 | 2009004656 | 320 | 310
67 | 2009004656 | 318.3333 | 308.3333
68 | 2009004656 | 316.6667 | 306.6667
69 | 2009004656 | 315 | 305
70 | 2009004656 | 315.3333 | 305.3333
71 | 2009004656 | 315.6667 | 305.6667
72 | 2009004656 | 316 | 306
73 | 2009004656 | 316.3333 | 306.3333
74 | 2009004656 | 316.6667 | 306.6667
75 | 2009004656 | 317 | 307
76 | 2009004656 | 316.3333 | 306.3333
77 | 2009004656 | 315.6667 | 305.6667
78 | 2009004656 | 315 | 305
79 | 2009004656 | 314.6667 | 304.6667
80 | 2009004656 | 314.3333 | 304.3333
81 | 2009004656 | 314 | 304
82 | 2009004656 | 316.3333 | 306.3333
83 | 2009004656 | 318.6667 | 308.6667
84 | 2009004656 | 321 | 311
85 | 2009004656 | 323.3333 | 313.3333
86 | 2009004656 | 325.6667 | 315.6667
87 | 2009004656 | 328 | 318
88 | 2009004656 | 328.3333 | 318.3333
89 | 2009004656 | 328.6667 | 318.6667
90 | 2009004656 | 329 | 339
91 | 2009004656 | 329 | 339
92 | 2009004656 | 329 | 339
93 | 2009004656 | 329 | 339
94 | 2009004656 | 328.6667 | 338.6667
95 | 2009004656 | 328.3333 | 338.3333
96 | 2009004656 | 328 | 338
97 | 2009004656 | 327.6667 | 337.6667
98 | 2009004656 | 327.3333 | 337.3333
99 | 2009004656 | 327 | 337
100 | 2009004656 | 328.6667 | 338.6667
101 | 2009004656 | 330.3333 | 340.3333
102 | 2009004656 | 332 | 342
103 | 2009004656 | 334.3333 | 344.3333
104 | 2009004656 | 336.6667 | 346.6667
105 | 2009004656 | 339 | 349
106 | 2009004656 | 339.3333 | 349.3333
107 | 2009004656 | 339.6667 | 349.6667
108 | 2009004656 | 340 | 350
109 | 2009004656 | 342.3333 | 352.3333
110 | 2009004656 | 344.6667 | 354.6667
111 | 2009004656 | 347 | 357
112 | 2009004656 | 349.6667 | 359.6667
113 | 2009004656 | 352.3333 | 362.3333
114 | 2009004656 | 355 | 365
115 | 2009004656 | 360.3333 | 370.3333
116 | 2009004656 | 365.6667 | 375.6667
117 | 2009004656 | 371 | 381
118 | 2009004656 | 373.6667 | 383.6667
119 | 2009004656 | 376.3333 | 386.3333
120 | 2009004656 | 379 | 389
121 | 2009004656 | 383.3333 | 393.3333
122 | 2009004656 | 387.6667 | 377.6667
123 | 2009004656 | 392 | 382
124 | 2009004656 | 395.3333 | 385.3333
125 | 2009004656 | 398.6667 | 388.6667
126 | 2009004656 | 402 | 392
127 | 2009004656 | 404.3333 | 394.3333
128 | 2009004656 | 406.6667 | 396.6667
129 | 2009004656 | 409 | 399
130 | 2009004656 | 409 | 399
131 | 2009004656 | 409 | 399
132 | 2009004656 | 409 | 399
133 | 2009004656 | 408.3333 | 398.3333
134 | 2009004656 | 407.6667 | 397.6667
135 | 2009004656 | 407 | 397
136 | 2009004656 | 407 | 397
137 | 2009004656 | 407 | 397
138 | 2009004656 | 407 | 397
139 | 2009004656 | 407 | 397
140 | 2009004656 | 407 | 397
141 | 2009004656 | 407 | 397
142 | 2009004656 | 406 | 396
143 | 2009004656 | 405 | 395
0 | 2005008541 | 343 | 333
1 | 2005008541 | 344 | 334
2 | 2005008541 | 345 | 335
3 | 2005008541 | 346 | 336
4 | 2005008541 | 348 | 338
5 | 2005008541 | 350 | 340
6 | 2005008541 | 352 | 342
7 | 2005008541 | 353 | 343
8 | 2005008541 | 354 | 344
9 | 2005008541 | 355 | 345
10 | 2005008541 | 356.6667 | 346.6667
11 | 2005008541 | 358.3333 | 348.3333
12 | 2005008541 | 360 | 350
13 | 2005008541 | 363.6667 | 353.6667
14 | 2005008541 | 367.3333 | 357.3333
15 | 2005008541 | 371 | 361
16 | 2005008541 | 373.3333 | 363.3333
17 | 2005008541 | 375.6667 | 365.6667
18 | 2005008541 | 378 | 368
19 | 2005008541 | 378.6667 | 368.6667
20 | 2005008541 | 379.3333 | 369.3333
21 | 2005008541 | 380 | 370
22 | 2005008541 | 381.3333 | 371.3333
23 | 2005008541 | 382.6667 | 372.6667
24 | 2005008541 | 384 | 374
25 | 2005008541 | 385.3333 | 375.3333
26 | 2005008541 | 386.6667 | 376.6667
27 | 2005008541 | 388 | 378
28 | 2005008541 | 387 | 377
29 | 2005008541 | 386 | 376
30 | 2005008541 | 385 | 375
31 | 2005008541 | 383 | 373
32 | 2005008541 | 381 | 371
33 | 2005008541 | 379 | 369
34 | 2005008541 | 378.3333 | 368.3333
35 | 2005008541 | 377.6667 | 367.6667
36 | 2005008541 | 377 | 367
37 | 2005008541 | 377.3333 | 367.3333
38 | 2005008541 | 377.6667 | 367.6667
39 | 2005008541 | 378 | 368
40 | 2005008541 | 379.6667 | 369.6667
41 | 2005008541 | 381.3333 | 371.3333
42 | 2005008541 | 383 | 373
43 | 2005008541 | 385.3333 | 375.3333
44 | 2005008541 | 387.6667 | 377.6667
45 | 2005008541 | 390 | 380
46 | 2005008541 | 391.3333 | 381.3333
47 | 2005008541 | 392.6667 | 382.6667
48 | 2005008541 | 394 | 384
49 | 2005008541 | 393.3333 | 383.3333
50 | 2005008541 | 392.6667 | 382.6667
51 | 2005008541 | 392 | 382
52 | 2005008541 | 387.6667 | 377.6667
53 | 2005008541 | 383.3333 | 373.3333
54 | 2005008541 | 379 | 369
55 | 2005008541 | 372.3333 | 362.3333
56 | 2005008541 | 365.6667 | 355.6667
57 | 2005008541 | 359 | 349
58 | 2005008541 | 353.6667 | 343.6667
59 | 2005008541 | 348.3333 | 338.3333
60 | 2005008541 | 343 | 333
61 | 2005008541 | 338.3333 | 328.3333
62 | 2005008541 | 333.6667 | 323.6667
63 | 2005008541 | 329 | 319
64 | 2005008541 | 326 | 316
65 | 2005008541 | 323 | 313
66 | 2005008541 | 320 | 310
67 | 2005008541 | 318.3333 | 308.3333
68 | 2005008541 | 316.6667 | 306.6667
69 | 2005008541 | 315 | 305
70 | 2005008541 | 315.3333 | 305.3333
71 | 2005008541 | 315.6667 | 305.6667
72 | 2005008541 | 316 | 306
73 | 2005008541 | 316.3333 | 306.3333
74 | 2005008541 | 316.6667 | 306.6667
75 | 2005008541 | 317 | 307
76 | 2005008541 | 316.3333 | 306.3333
77 | 2005008541 | 315.6667 | 305.6667
78 | 2005008541 | 315 | 305
79 | 2005008541 | 314.6667 | 304.6667
80 | 2005008541 | 314.3333 | 304.3333
81 | 2005008541 | 314 | 304
82 | 2005008541 | 316.3333 | 306.3333
83 | 2005008541 | 318.6667 | 308.6667
84 | 2005008541 | 321 | 311
85 | 2005008541 | 323.3333 | 313.3333
86 | 2005008541 | 325.6667 | 315.6667
87 | 2005008541 | 328 | 318
88 | 2005008541 | 328.3333 | 318.3333
89 | 2005008541 | 328.6667 | 318.6667
90 | 2005008541 | 329 | 339
91 | 2005008541 | 329 | 339
92 | 2005008541 | 329 | 339
93 | 2005008541 | 329 | 339
94 | 2005008541 | 328.6667 | 338.6667
95 | 2005008541 | 328.3333 | 338.3333
96 | 2005008541 | 328 | 338
97 | 2005008541 | 327.6667 | 337.6667
98 | 2005008541 | 327.3333 | 337.3333
99 | 2005008541 | 327 | 337
100 | 2005008541 | 328.6667 | 338.6667
101 | 2005008541 | 330.3333 | 340.3333
102 | 2005008541 | 332 | 342
103 | 2005008541 | 334.3333 | 344.3333
104 | 2005008541 | 336.6667 | 346.6667
105 | 2005008541 | 339 | 349
106 | 2005008541 | 339.3333 | 349.3333
107 | 2005008541 | 339.6667 | 349.6667
108 | 2005008541 | 340 | 350
109 | 2005008541 | 342.3333 | 352.3333
110 | 2005008541 | 344.6667 | 354.6667
111 | 2005008541 | 347 | 357
112 | 2005008541 | 349.6667 | 359.6667
113 | 2005008541 | 352.3333 | 362.3333
114 | 2005008541 | 355 | 365
115 | 2005008541 | 360.3333 | 370.3333
116 | 2005008541 | 365.6667 | 375.6667
117 | 2005008541 | 371 | 381
118 | 2005008541 | 373.6667 | 383.6667
119 | 2005008541 | 376.3333 | 386.3333
120 | 2005008541 | 379 | 389
121 | 2005008541 | 383.3333 | 393.3333
122 | 2005008541 | 387.6667 | 377.6667
123 | 2005008541 | 392 | 382
124 | 2005008541 | 395.3333 | 385.3333
125 | 2005008541 | 398.6667 | 388.6667
126 | 2005008541 | 402 | 392
127 | 2005008541 | 404.3333 | 394.3333
128 | 2005008541 | 406.6667 | 396.6667
129 | 2005008541 | 409 | 399
130 | 2005008541 | 409 | 399
131 | 2005008541 | 409 | 399
132 | 2005008541 | 409 | 399
133 | 2005008541 | 408.3333 | 398.3333
134 | 2005008541 | 407.6667 | 397.6667
135 | 2005008541 | 407 | 397
136 | 2005008541 | 407 | 397
137 | 2005008541 | 407 | 397
138 | 2005008541 | 407 | 397
139 | 2005008541 | 407 | 397
140 | 2005008541 | 407 | 397
141 | 2005008541 | 407 | 397
142 | 2005008541 | 406 | 396
143 | 2005008541 | 405 | 395
0 | 2008010234 | 343 | 333
1 | 2008010234 | 344 | 334
2 | 2008010234 | 345 | 335
3 | 2008010234 | 346 | 336
4 | 2008010234 | 348 | 338
5 | 2008010234 | 350 | 340
6 | 2008010234 | 352 | 342
7 | 2008010234 | 353 | 343
8 | 2008010234 | 354 | 344
9 | 2008010234 | 355 | 345
10 | 2008010234 | 356.6667 | 346.6667
11 | 2008010234 | 358.3333 | 348.3333
12 | 2008010234 | 360 | 350
13 | 2008010234 | 363.6667 | 353.6667
14 | 2008010234 | 367.3333 | 357.3333
15 | 2008010234 | 371 | 361
16 | 2008010234 | 373.3333 | 363.3333
17 | 2008010234 | 375.6667 | 365.6667
18 | 2008010234 | 378 | 368
19 | 2008010234 | 378.6667 | 368.6667
20 | 2008010234 | 379.3333 | 369.3333
21 | 2008010234 | 380 | 370
22 | 2008010234 | 381.3333 | 371.3333
23 | 2008010234 | 382.6667 | 372.6667
24 | 2008010234 | 384 | 374
25 | 2008010234 | 385.3333 | 375.3333
26 | 2008010234 | 386.6667 | 376.6667
27 | 2008010234 | 388 | 378
28 | 2008010234 | 387 | 377
29 | 2008010234 | 386 | 376
30 | 2008010234 | 385 | 375
31 | 2008010234 | 383 | 373
32 | 2008010234 | 381 | 371
33 | 2008010234 | 379 | 369
34 | 2008010234 | 378.3333 | 368.3333
35 | 2008010234 | 377.6667 | 367.6667
36 | 2008010234 | 377 | 367
37 | 2008010234 | 377.3333 | 367.3333
38 | 2008010234 | 377.6667 | 367.6667
39 | 2008010234 | 378 | 368
40 | 2008010234 | 379.6667 | 369.6667
41 | 2008010234 | 381.3333 | 371.3333
42 | 2008010234 | 383 | 373
43 | 2008010234 | 385.3333 | 375.3333
44 | 2008010234 | 387.6667 | 377.6667
45 | 2008010234 | 390 | 380
46 | 2008010234 | 391.3333 | 381.3333
47 | 2008010234 | 392.6667 | 382.6667
48 | 2008010234 | 394 | 384
49 | 2008010234 | 393.3333 | 383.3333
50 | 2008010234 | 392.6667 | 382.6667
51 | 2008010234 | 392 | 382
52 | 2008010234 | 387.6667 | 377.6667
53 | 2008010234 | 383.3333 | 373.3333
54 | 2008010234 | 379 | 369
55 | 2008010234 | 372.3333 | 362.3333
56 | 2008010234 | 365.6667 | 355.6667
57 | 2008010234 | 359 | 349
58 | 2008010234 | 353.6667 | 343.6667
59 | 2008010234 | 348.3333 | 338.3333
60 | 2008010234 | 343 | 333
61 | 2008010234 | 338.3333 | 328.3333
62 | 2008010234 | 333.6667 | 323.6667
63 | 2008010234 | 329 | 319
64 | 2008010234 | 326 | 316
65 | 2008010234 | 323 | 313
66 | 2008010234 | 320 | 310
67 | 2008010234 | 318.3333 | 308.3333
68 | 2008010234 | 316.6667 | 306.6667
69 | 2008010234 | 315 | 305
70 | 2008010234 | 315.3333 | 305.3333
71 | 2008010234 | 315.6667 | 305.6667
72 | 2008010234 | 316 | 306
73 | 2008010234 | 316.3333 | 306.3333
74 | 2008010234 | 316.6667 | 306.6667
75 | 2008010234 | 317 | 307
76 | 2008010234 | 316.3333 | 306.3333
77 | 2008010234 | 315.6667 | 305.6667
78 | 2008010234 | 315 | 305
79 | 2008010234 | 314.6667 | 304.6667
80 | 2008010234 | 314.3333 | 304.3333
81 | 2008010234 | 314 | 304
82 | 2008010234 | 316.3333 | 306.3333
83 | 2008010234 | 318.6667 | 308.6667
84 | 2008010234 | 321 | 311
85 | 2008010234 | 323.3333 | 313.3333
86 | 2008010234 | 325.6667 | 315.6667
87 | 2008010234 | 328 | 318
88 | 2008010234 | 328.3333 | 318.3333
89 | 2008010234 | 328.6667 | 318.6667
90 | 2008010234 | 329 | 339
91 | 2008010234 | 329 | 339
92 | 2008010234 | 329 | 339
93 | 2008010234 | 329 | 339
94 | 2008010234 | 328.6667 | 338.6667
95 | 2008010234 | 328.3333 | 338.3333
96 | 2008010234 | 328 | 338
97 | 2008010234 | 327.6667 | 337.6667
98 | 2008010234 | 327.3333 | 337.3333
99 | 2008010234 | 327 | 337
100 | 2008010234 | 328.6667 | 338.6667
101 | 2008010234 | 330.3333 | 340.3333
102 | 2008010234 | 332 | 342
103 | 2008010234 | 334.3333 | 344.3333
104 | 2008010234 | 336.6667 | 346.6667
105 | 2008010234 | 339 | 349
106 | 2008010234 | 339.3333 | 349.3333
107 | 2008010234 | 339.6667 | 349.6667
108 | 2008010234 | 340 | 350
109 | 2008010234 | 342.3333 | 352.3333
110 | 2008010234 | 344.6667 | 354.6667
111 | 2008010234 | 347 | 357
112 | 2008010234 | 349.6667 | 359.6667
113 | 2008010234 | 352.3333 | 362.3333
114 | 2008010234 | 355 | 365
115 | 2008010234 | 360.3333 | 370.3333
116 | 2008010234 | 365.6667 | 375.6667
117 | 2008010234 | 371 | 381
118 | 2008010234 | 373.6667 | 383.6667
119 | 2008010234 | 376.3333 | 386.3333
120 | 2008010234 | 379 | 389
121 | 2008010234 | 383.3333 | 393.3333
122 | 2008010234 | 387.6667 | 377.6667
123 | 2008010234 | 392 | 382
124 | 2008010234 | 395.3333 | 385.3333
125 | 2008010234 | 398.6667 | 388.6667
126 | 2008010234 | 402 | 392
127 | 2008010234 | 404.3333 | 394.3333
128 | 2008010234 | 406.6667 | 396.6667
129 | 2008010234 | 409 | 399
130 | 2008010234 | 409 | 399
131 | 2008010234 | 409 | 399
132 | 2008010234 | 409 | 399
133 | 2008010234 | 408.3333 | 398.3333
134 | 2008010234 | 407.6667 | 397.6667
135 | 2008010234 | 407 | 397
136 | 2008010234 | 407 | 397
137 | 2008010234 | 407 | 397
138 | 2008010234 | 407 | 397
139 | 2008010234 | 407 | 397
140 | 2008010234 | 407 | 397
141 | 2008010234 | 407 | 397
142 | 2008010234 | 406 | 396
143 | 2008010234 | 405 | 395
0 | 2016007420 | 343 | 333
1 | 2016007420 | 344 | 334
2 | 2016007420 | 345 | 335
3 | 2016007420 | 346 | 336
4 | 2016007420 | 348 | 338
5 | 2016007420 | 350 | 340
6 | 2016007420 | 352 | 342
7 | 2016007420 | 353 | 343
8 | 2016007420 | 354 | 344
9 | 2016007420 | 355 | 345
10 | 2016007420 | 356.6667 | 346.6667
11 | 2016007420 | 358.3333 | 348.3333
12 | 2016007420 | 360 | 350
13 | 2016007420 | 363.6667 | 353.6667
14 | 2016007420 | 367.3333 | 357.3333
15 | 2016007420 | 371 | 361
16 | 2016007420 | 373.3333 | 363.3333
17 | 2016007420 | 375.6667 | 365.6667
18 | 2016007420 | 378 | 368
19 | 2016007420 | 378.6667 | 368.6667
20 | 2016007420 | 379.3333 | 369.3333
21 | 2016007420 | 380 | 370
22 | 2016007420 | 381.3333 | 371.3333
23 | 2016007420 | 382.6667 | 372.6667
24 | 2016007420 | 384 | 374
25 | 2016007420 | 385.3333 | 375.3333
26 | 2016007420 | 386.6667 | 376.6667
27 | 2016007420 | 388 | 378
28 | 2016007420 | 387 | 377
29 | 2016007420 | 386 | 376
30 | 2016007420 | 385 | 375
31 | 2016007420 | 383 | 373
32 | 2016007420 | 381 | 371
33 | 2016007420 | 379 | 369
34 | 2016007420 | 378.3333 | 368.3333
35 | 2016007420 | 377.6667 | 367.6667
36 | 2016007420 | 377 | 367
37 | 2016007420 | 377.3333 | 367.3333
38 | 2016007420 | 377.6667 | 367.6667
39 | 2016007420 | 378 | 368
40 | 2016007420 | 379.6667 | 369.6667
41 | 2016007420 | 381.3333 | 371.3333
42 | 2016007420 | 383 | 373
43 | 2016007420 | 385.3333 | 375.3333
44 | 2016007420 | 387.6667 | 377.6667
45 | 2016007420 | 390 | 380
46 | 2016007420 | 391.3333 | 381.3333
47 | 2016007420 | 392.6667 | 382.6667
48 | 2016007420 | 394 | 384
49 | 2016007420 | 393.3333 | 383.3333
50 | 2016007420 | 392.6667 | 382.6667
51 | 2016007420 | 392 | 382
52 | 2016007420 | 387.6667 | 377.6667
53 | 2016007420 | 383.3333 | 373.3333
54 | 2016007420 | 379 | 369
55 | 2016007420 | 372.3333 | 362.3333
56 | 2016007420 | 365.6667 | 355.6667
57 | 2016007420 | 359 | 349
58 | 2016007420 | 353.6667 | 343.6667
59 | 2016007420 | 348.3333 | 338.3333
60 | 2016007420 | 343 | 333
61 | 2016007420 | 338.3333 | 328.3333
62 | 2016007420 | 333.6667 | 323.6667
63 | 2016007420 | 329 | 319
64 | 2016007420 | 326 | 316
65 | 2016007420 | 323 | 313
66 | 2016007420 | 320 | 310
67 | 2016007420 | 318.3333 | 308.3333
68 | 2016007420 | 316.6667 | 306.6667
69 | 2016007420 | 315 | 305
70 | 2016007420 | 315.3333 | 305.3333
71 | 2016007420 | 315.6667 | 305.6667
72 | 2016007420 | 316 | 306
73 | 2016007420 | 316.3333 | 306.3333
74 | 2016007420 | 316.6667 | 306.6667
75 | 2016007420 | 317 | 307
76 | 2016007420 | 316.3333 | 306.3333
77 | 2016007420 | 315.6667 | 305.6667
78 | 2016007420 | 315 | 305
79 | 2016007420 | 314.6667 | 304.6667
80 | 2016007420 | 314.3333 | 304.3333
81 | 2016007420 | 314 | 304
82 | 2016007420 | 316.3333 | 306.3333
83 | 2016007420 | 318.6667 | 308.6667
84 | 2016007420 | 321 | 311
85 | 2016007420 | 323.3333 | 313.3333
86 | 2016007420 | 325.6667 | 315.6667
87 | 2016007420 | 328 | 318
88 | 2016007420 | 328.3333 | 318.3333
89 | 2016007420 | 328.6667 | 318.6667
90 | 2016007420 | 329 | 339
91 | 2016007420 | 329 | 339
92 | 2016007420 | 329 | 339
93 | 2016007420 | 329 | 339
94 | 2016007420 | 328.6667 | 338.6667
95 | 2016007420 | 328.3333 | 338.3333
96 | 2016007420 | 328 | 338
97 | 2016007420 | 327.6667 | 337.6667
98 | 2016007420 | 327.3333 | 337.3333
99 | 2016007420 | 327 | 337
100 | 2016007420 | 328.6667 | 338.6667
101 | 2016007420 | 330.3333 | 340.3333
102 | 2016007420 | 332 | 342
103 | 2016007420 | 334.3333 | 344.3333
104 | 2016007420 | 336.6667 | 346.6667
105 | 2016007420 | 339 | 349
106 | 2016007420 | 339.3333 | 349.3333
107 | 2016007420 | 339.6667 | 349.6667
108 | 2016007420 | 340 | 350
109 | 2016007420 | 342.3333 | 352.3333
110 | 2016007420 | 344.6667 | 354.6667
111 | 2016007420 | 347 | 357
112 | 2016007420 | 349.6667 | 359.6667
113 | 2016007420 | 352.3333 | 362.3333
114 | 2016007420 | 355 | 365
115 | 2016007420 | 360.3333 | 370.3333
116 | 2016007420 | 365.6667 | 375.6667
117 | 2016007420 | 371 | 381
118 | 2016007420 | 373.6667 | 383.6667
119 | 2016007420 | 376.3333 | 386.3333
120 | 2016007420 | 379 | 389
121 | 2016007420 | 383.3333 | 393.3333
122 | 2016007420 | 387.6667 | 377.6667
123 | 2016007420 | 392 | 382
124 | 2016007420 | 395.3333 | 385.3333
125 | 2016007420 | 398.6667 | 388.6667
126 | 2016007420 | 402 | 392
127 | 2016007420 | 404.3333 | 394.3333
128 | 2016007420 | 406.6667 | 396.6667
129 | 2016007420 | 409 | 399
130 | 2016007420 | 409 | 399
131 | 2016007420 | 409 | 399
132 | 2016007420 | 409 | 399
133 | 2016007420 | 408.3333 | 398.3333
134 | 2016007420 | 407.6667 | 397.6667
135 | 2016007420 | 407 | 397
136 | 2016007420 | 407 | 397
137 | 2016007420 | 407 | 397
138 | 2016007420 | 407 | 397
139 | 2016007420 | 407 | 397
140 | 2016007420 | 407 | 397
141 | 2016007420 | 407 | 397
142 | 2016007420 | 406 | 396
143 | 2016007420 | 405 | 395
0 | 2008010212 | 343 | 333
1 | 2008010212 | 344 | 334
2 | 2008010212 | 345 | 335
3 | 2008010212 | 346 | 336
4 | 2008010212 | 348 | 338
5 | 2008010212 | 350 | 340
6 | 2008010212 | 352 | 342
7 | 2008010212 | 353 | 343
8 | 2008010212 | 354 | 344
9 | 2008010212 | 355 | 345
10 | 2008010212 | 356.6667 | 346.6667
11 | 2008010212 | 358.3333 | 348.3333
12 | 2008010212 | 360 | 350
13 | 2008010212 | 363.6667 | 353.6667
14 | 2008010212 | 367.3333 | 357.3333
15 | 2008010212 | 371 | 361
16 | 2008010212 | 373.3333 | 363.3333
17 | 2008010212 | 375.6667 | 365.6667
18 | 2008010212 | 378 | 368
19 | 2008010212 | 378.6667 | 368.6667
20 | 2008010212 | 379.3333 | 369.3333
21 | 2008010212 | 380 | 370
22 | 2008010212 | 381.3333 | 371.3333
23 | 2008010212 | 382.6667 | 372.6667
24 | 2008010212 | 384 | 374
25 | 2008010212 | 385.3333 | 375.3333
26 | 2008010212 | 386.6667 | 376.6667
27 | 2008010212 | 388 | 378
28 | 2008010212 | 387 | 377
29 | 2008010212 | 386 | 376
30 | 2008010212 | 385 | 375
31 | 2008010212 | 383 | 373
32 | 2008010212 | 381 | 371
33 | 2008010212 | 379 | 369
34 | 2008010212 | 378.3333 | 368.3333
35 | 2008010212 | 377.6667 | 367.6667
36 | 2008010212 | 377 | 367
37 | 2008010212 | 377.3333 | 367.3333
38 | 2008010212 | 377.6667 | 367.6667
39 | 2008010212 | 378 | 368
40 | 2008010212 | 379.6667 | 369.6667
41 | 2008010212 | 381.3333 | 371.3333
42 | 2008010212 | 383 | 373
43 | 2008010212 | 385.3333 | 375.3333
44 | 2008010212 | 387.6667 | 377.6667
45 | 2008010212 | 390 | 380
46 | 2008010212 | 391.3333 | 381.3333
47 | 2008010212 | 392.6667 | 382.6667
48 | 2008010212 | 394 | 384
49 | 2008010212 | 393.3333 | 383.3333
50 | 2008010212 | 392.6667 | 382.6667
51 | 2008010212 | 392 | 382
52 | 2008010212 | 387.6667 | 377.6667
53 | 2008010212 | 383.3333 | 373.3333
54 | 2008010212 | 379 | 369
55 | 2008010212 | 372.3333 | 362.3333
56 | 2008010212 | 365.6667 | 355.6667
57 | 2008010212 | 359 | 349
58 | 2008010212 | 353.6667 | 343.6667
59 | 2008010212 | 348.3333 | 338.3333
60 | 2008010212 | 343 | 333
61 | 2008010212 | 338.3333 | 328.3333
62 | 2008010212 | 333.6667 | 323.6667
63 | 2008010212 | 329 | 319
64 | 2008010212 | 326 | 316
65 | 2008010212 | 323 | 313
66 | 2008010212 | 320 | 310
67 | 2008010212 | 318.3333 | 308.3333
68 | 2008010212 | 316.6667 | 306.6667
69 | 2008010212 | 315 | 305
70 | 2008010212 | 315.3333 | 305.3333
71 | 2008010212 | 315.6667 | 305.6667
72 | 2008010212 | 316 | 306
73 | 2008010212 | 316.3333 | 306.3333
74 | 2008010212 | 316.6667 | 306.6667
75 | 2008010212 | 317 | 307
76 | 2008010212 | 316.3333 | 306.3333
77 | 2008010212 | 315.6667 | 305.6667
78 | 2008010212 | 315 | 305
79 | 2008010212 | 314.6667 | 304.6667
80 | 2008010212 | 314.3333 | 304.3333
81 | 2008010212 | 314 | 304
82 | 2008010212 | 316.3333 | 306.3333
83 | 2008010212 | 318.6667 | 308.6667
84 | 2008010212 | 321 | 311
85 | 2008010212 | 323.3333 | 313.3333
86 | 2008010212 | 325.6667 | 315.6667
87 | 2008010212 | 328 | 318
88 | 2008010212 | 328.3333 | 318.3333
89 | 2008010212 | 328.6667 | 318.6667
90 | 2008010212 | 329 | 339
91 | 2008010212 | 329 | 339
92 | 2008010212 | 329 | 339
93 | 2008010212 | 329 | 339
94 | 2008010212 | 328.6667 | 338.6667
95 | 2008010212 | 328.3333 | 338.3333
96 | 2008010212 | 328 | 338
97 | 2008010212 | 327.6667 | 337.6667
98 | 2008010212 | 327.3333 | 337.3333
99 | 2008010212 | 327 | 337
100 | 2008010212 | 328.6667 | 338.6667
101 | 2008010212 | 330.3333 | 340.3333
102 | 2008010212 | 332 | 342
103 | 2008010212 | 334.3333 | 344.3333
104 | 2008010212 | 336.6667 | 346.6667
105 | 2008010212 | 339 | 349
106 | 2008010212 | 339.3333 | 349.3333
107 | 2008010212 | 339.6667 | 349.6667
108 | 2008010212 | 340 | 350
109 | 2008010212 | 342.3333 | 352.3333
110 | 2008010212 | 344.6667 | 354.6667
111 | 2008010212 | 347 | 357
112 | 2008010212 | 349.6667 | 359.6667
113 | 2008010212 | 352.3333 | 362.3333
114 | 2008010212 | 355 | 365
115 | 2008010212 | 360.3333 | 370.3333
116 | 2008010212 | 365.6667 | 375.6667
117 | 2008010212 | 371 | 381
118 | 2008010212 | 373.6667 | 383.6667
119 | 2008010212 | 376.3333 | 386.3333
120 | 2008010212 | 379 | 389
121 | 2008010212 | 383.3333 | 393.3333
122 | 2008010212 | 387.6667 | 377.6667
123 | 2008010212 | 392 | 382
124 | 2008010212 | 395.3333 | 385.3333
125 | 2008010212 | 398.6667 | 388.6667
126 | 2008010212 | 402 | 392
127 | 2008010212 | 404.3333 | 394.3333
128 | 2008010212 | 406.6667 | 396.6667
129 | 2008010212 | 409 | 399
130 | 2008010212 | 409 | 399
131 | 2008010212 | 409 | 399
132 | 2008010212 | 409 | 399
133 | 2008010212 | 408.3333 | 398.3333
134 | 2008010212 | 407.6667 | 397.6667
135 | 2008010212 | 407 | 397
136 | 2008010212 | 407 | 397
137 | 2008010212 | 407 | 397
138 | 2008010212 | 407 | 397
139 | 2008010212 | 407 | 397
140 | 2008010212 | 407 | 397
141 | 2008010212 | 407 | 397
142 | 2008010212 | 406 | 396
143 | 2008010212 | 405 | 395
0 | 2010007413 | 343 | 333
1 | 2010007413 | 344 | 334
2 | 2010007413 | 345 | 335
3 | 2010007413 | 346 | 336
4 | 2010007413 | 348 | 338
5 | 2010007413 | 350 | 340
6 | 2010007413 | 352 | 342
7 | 2010007413 | 353 | 343
8 | 2010007413 | 354 | 344
9 | 2010007413 | 355 | 345
10 | 2010007413 | 356.6667 | 346.6667
11 | 2010007413 | 358.3333 | 348.3333
12 | 2010007413 | 360 | 350
13 | 2010007413 | 363.6667 | 353.6667
14 | 2010007413 | 367.3333 | 357.3333
15 | 2010007413 | 371 | 361
16 | 2010007413 | 373.3333 | 363.3333
17 | 2010007413 | 375.6667 | 365.6667
18 | 2010007413 | 378 | 368
19 | 2010007413 | 378.6667 | 368.6667
20 | 2010007413 | 379.3333 | 369.3333
21 | 2010007413 | 380 | 370
22 | 2010007413 | 381.3333 | 371.3333
23 | 2010007413 | 382.6667 | 372.6667
24 | 2010007413 | 384 | 374
25 | 2010007413 | 385.3333 | 375.3333
26 | 2010007413 | 386.6667 | 376.6667
27 | 2010007413 | 388 | 378
28 | 2010007413 | 387 | 377
29 | 2010007413 | 386 | 376
30 | 2010007413 | 385 | 375
31 | 2010007413 | 383 | 373
32 | 2010007413 | 381 | 371
33 | 2010007413 | 379 | 369
34 | 2010007413 | 378.3333 | 368.3333
35 | 2010007413 | 377.6667 | 367.6667
36 | 2010007413 | 377 | 367
37 | 2010007413 | 377.3333 | 367.3333
38 | 2010007413 | 377.6667 | 367.6667
39 | 2010007413 | 378 | 368
40 | 2010007413 | 379.6667 | 369.6667
41 | 2010007413 | 381.3333 | 371.3333
42 | 2010007413 | 383 | 373
43 | 2010007413 | 385.3333 | 375.3333
44 | 2010007413 | 387.6667 | 377.6667
45 | 2010007413 | 390 | 380
46 | 2010007413 | 391.3333 | 381.3333
47 | 2010007413 | 392.6667 | 382.6667
48 | 2010007413 | 394 | 384
49 | 2010007413 | 393.3333 | 383.3333
50 | 2010007413 | 392.6667 | 382.6667
51 | 2010007413 | 392 | 382
52 | 2010007413 | 387.6667 | 377.6667
53 | 2010007413 | 383.3333 | 373.3333
54 | 2010007413 | 379 | 369
55 | 2010007413 | 372.3333 | 362.3333
56 | 2010007413 | 365.6667 | 355.6667
57 | 2010007413 | 359 | 349
58 | 2010007413 | 353.6667 | 343.6667
59 | 2010007413 | 348.3333 | 338.3333
60 | 2010007413 | 343 | 333
61 | 2010007413 | 338.3333 | 328.3333
62 | 2010007413 | 333.6667 | 323.6667
63 | 2010007413 | 329 | 319
64 | 2010007413 | 326 | 316
65 | 2010007413 | 323 | 313
66 | 2010007413 | 320 | 310
67 | 2010007413 | 318.3333 | 308.3333
68 | 2010007413 | 316.6667 | 306.6667
69 | 2010007413 | 315 | 305
70 | 2010007413 | 315.3333 | 305.3333
71 | 2010007413 | 315.6667 | 305.6667
72 | 2010007413 | 316 | 306
73 | 2010007413 | 316.3333 | 306.3333
74 | 2010007413 | 316.6667 | 306.6667
75 | 2010007413 | 317 | 307
76 | 2010007413 | 316.3333 | 306.3333
77 | 2010007413 | 315.6667 | 305.6667
78 | 2010007413 | 315 | 305
79 | 2010007413 | 314.6667 | 304.6667
80 | 2010007413 | 314.3333 | 304.3333
81 | 2010007413 | 314 | 304
82 | 2010007413 | 316.3333 | 306.3333
83 | 2010007413 | 318.6667 | 308.6667
84 | 2010007413 | 321 | 311
85 | 2010007413 | 323.3333 | 313.3333
86 | 2010007413 | 325.6667 | 315.6667
87 | 2010007413 | 328 | 318
88 | 2010007413 | 328.3333 | 318.3333
89 | 2010007413 | 328.6667 | 318.6667
90 | 2010007413 | 329 | 339
91 | 2010007413 | 329 | 339
92 | 2010007413 | 329 | 339
93 | 2010007413 | 329 | 339
94 | 2010007413 | 328.6667 | 338.6667
95 | 2010007413 | 328.3333 | 338.3333
96 | 2010007413 | 328 | 338
97 | 2010007413 | 327.6667 | 337.6667
98 | 2010007413 | 327.3333 | 337.3333
99 | 2010007413 | 327 | 337
100 | 2010007413 | 328.6667 | 338.6667
101 | 2010007413 | 330.3333 | 340.3333
102 | 2010007413 | 332 | 342
103 | 2010007413 | 334.3333 | 344.3333
104 | 2010007413 | 336.6667 | 346.6667
105 | 2010007413 | 339 | 349
106 | 2010007413 | 339.3333 | 349.3333
107 | 2010007413 | 339.6667 | 349.6667
108 | 2010007413 | 340 | 350
109 | 2010007413 | 342.3333 | 352.3333
110 | 2010007413 | 344.6667 | 354.6667
111 | 2010007413 | 347 | 357
112 | 2010007413 | 349.6667 | 359.6667
113 | 2010007413 | 352.3333 | 362.3333
114 | 2010007413 | 355 | 365
115 | 2010007413 | 360.3333 | 370.3333
116 | 2010007413 | 365.6667 | 375.6667
117 | 2010007413 | 371 | 381
118 | 2010007413 | 373.6667 | 383.6667
119 | 2010007413 | 376.3333 | 386.3333
120 | 2010007413 | 379 | 389
121 | 2010007413 | 383.3333 | 393.3333
122 | 2010007413 | 387.6667 | 377.6667
123 | 2010007413 | 392 | 382
124 | 2010007413 | 395.3333 | 385.3333
125 | 2010007413 | 398.6667 | 388.6667
126 | 2010007413 | 402 | 392
127 | 2010007413 | 404.3333 | 394.3333
128 | 2010007413 | 406.6667 | 396.6667
129 | 2010007413 | 409 | 399
130 | 2010007413 | 409 | 399
131 | 2010007413 | 409 | 399
132 | 2010007413 | 409 | 399
133 | 2010007413 | 408.3333 | 398.3333
134 | 2010007413 | 407.6667 | 397.6667
135 | 2010007413 | 407 | 397
136 | 2010007413 | 407 | 397
137 | 2010007413 | 407 | 397
138 | 2010007413 | 407 | 397
139 | 2010007413 | 407 | 397
140 | 2010007413 | 407 | 397
141 | 2010007413 | 407 | 397
142 | 2010007413 | 406 | 396
143 | 2010007413 | 405 | 395
0 | 2011005239 | 343 | 333
1 | 2011005239 | 344 | 334
2 | 2011005239 | 345 | 335
3 | 2011005239 | 346 | 336
4 | 2011005239 | 348 | 338
5 | 2011005239 | 350 | 340
6 | 2011005239 | 352 | 342
7 | 2011005239 | 353 | 343
8 | 2011005239 | 354 | 344
9 | 2011005239 | 355 | 345
10 | 2011005239 | 356.6667 | 346.6667
11 | 2011005239 | 358.3333 | 348.3333
12 | 2011005239 | 360 | 350
13 | 2011005239 | 363.6667 | 353.6667
14 | 2011005239 | 367.3333 | 357.3333
15 | 2011005239 | 371 | 361
16 | 2011005239 | 373.3333 | 363.3333
17 | 2011005239 | 375.6667 | 365.6667
18 | 2011005239 | 378 | 368
19 | 2011005239 | 378.6667 | 368.6667
20 | 2011005239 | 379.3333 | 369.3333
21 | 2011005239 | 380 | 370
22 | 2011005239 | 381.3333 | 371.3333
23 | 2011005239 | 382.6667 | 372.6667
24 | 2011005239 | 384 | 374
25 | 2011005239 | 385.3333 | 375.3333
26 | 2011005239 | 386.6667 | 376.6667
27 | 2011005239 | 388 | 378
28 | 2011005239 | 387 | 377
29 | 2011005239 | 386 | 376
30 | 2011005239 | 385 | 375
31 | 2011005239 | 383 | 373
32 | 2011005239 | 381 | 371
33 | 2011005239 | 379 | 369
34 | 2011005239 | 378.3333 | 368.3333
35 | 2011005239 | 377.6667 | 367.6667
36 | 2011005239 | 377 | 367
37 | 2011005239 | 377.3333 | 367.3333
38 | 2011005239 | 377.6667 | 367.6667
39 | 2011005239 | 378 | 368
40 | 2011005239 | 379.6667 | 369.6667
41 | 2011005239 | 381.3333 | 371.3333
42 | 2011005239 | 383 | 373
43 | 2011005239 | 385.3333 | 375.3333
44 | 2011005239 | 387.6667 | 377.6667
45 | 2011005239 | 390 | 380
46 | 2011005239 | 391.3333 | 381.3333
47 | 2011005239 | 392.6667 | 382.6667
48 | 2011005239 | 394 | 384
49 | 2011005239 | 393.3333 | 383.3333
50 | 2011005239 | 392.6667 | 382.6667
51 | 2011005239 | 392 | 382
52 | 2011005239 | 387.6667 | 377.6667
53 | 2011005239 | 383.3333 | 373.3333
54 | 2011005239 | 379 | 369
55 | 2011005239 | 372.3333 | 362.3333
56 | 2011005239 | 365.6667 | 355.6667
57 | 2011005239 | 359 | 349
58 | 2011005239 | 353.6667 | 343.6667
59 | 2011005239 | 348.3333 | 338.3333
60 | 2011005239 | 343 | 333
61 | 2011005239 | 338.3333 | 328.3333
62 | 2011005239 | 333.6667 | 323.6667
63 | 2011005239 | 329 | 319
64 | 2011005239 | 326 | 316
65 | 2011005239 | 323 | 313
66 | 2011005239 | 320 | 310
67 | 2011005239 | 318.3333 | 308.3333
68 | 2011005239 | 316.6667 | 306.6667
69 | 2011005239 | 315 | 305
70 | 2011005239 | 315.3333 | 305.3333
71 | 2011005239 | 315.6667 | 305.6667
72 | 2011005239 | 316 | 306
73 | 2011005239 | 316.3333 | 306.3333
74 | 2011005239 | 316.6667 | 306.6667
75 | 2011005239 | 317 | 307
76 | 2011005239 | 316.3333 | 306.3333
77 | 2011005239 | 315.6667 | 305.6667
78 | 2011005239 | 315 | 305
79 | 2011005239 | 314.6667 | 304.6667
80 | 2011005239 | 314.3333 | 304.3333
81 | 2011005239 | 314 | 304
82 | 2011005239 | 316.3333 | 306.3333
83 | 2011005239 | 318.6667 | 308.6667
84 | 2011005239 | 321 | 311
85 | 2011005239 | 323.3333 | 313.3333
86 | 2011005239 | 325.6667 | 315.6667
87 | 2011005239 | 328 | 318
88 | 2011005239 | 328.3333 | 318.3333
89 | 2011005239 | 328.6667 | 318.6667
90 | 2011005239 | 329 | 339
91 | 2011005239 | 329 | 339
92 | 2011005239 | 329 | 339
93 | 2011005239 | 329 | 339
94 | 2011005239 | 328.6667 | 338.6667
95 | 2011005239 | 328.3333 | 338.3333
96 | 2011005239 | 328 | 338
97 | 2011005239 | 327.6667 | 337.6667
98 | 2011005239 | 327.3333 | 337.3333
99 | 2011005239 | 327 | 337
100 | 2011005239 | 328.6667 | 338.6667
101 | 2011005239 | 330.3333 | 340.3333
102 | 2011005239 | 332 | 342
103 | 2011005239 | 334.3333 | 344.3333
104 | 2011005239 | 336.6667 | 346.6667
105 | 2011005239 | 339 | 349
106 | 2011005239 | 339.3333 | 349.3333
107 | 2011005239 | 339.6667 | 349.6667
108 | 2011005239 | 340 | 350
109 | 2011005239 | 342.3333 | 352.3333
110 | 2011005239 | 344.6667 | 354.6667
111 | 2011005239 | 347 | 357
112 | 2011005239 | 349.6667 | 359.6667
113 | 2011005239 | 352.3333 | 362.3333
114 | 2011005239 | 355 | 365
115 | 2011005239 | 360.3333 | 370.3333
116 | 2011005239 | 365.6667 | 375.6667
117 | 2011005239 | 371 | 381
118 | 2011005239 | 373.6667 | 383.6667
119 | 2011005239 | 376.3333 | 386.3333
120 | 2011005239 | 379 | 389
121 | 2011005239 | 383.3333 | 393.3333
122 | 2011005239 | 387.6667 | 377.6667
123 | 2011005239 | 392 | 382
124 | 2011005239 | 395.3333 | 385.3333
125 | 2011005239 | 398.6667 | 388.6667
126 | 2011005239 | 402 | 392
127 | 2011005239 | 404.3333 | 394.3333
128 | 2011005239 | 406.6667 | 396.6667
129 | 2011005239 | 409 | 399
130 | 2011005239 | 409 | 399
131 | 2011005239 | 409 | 399
132 | 2011005239 | 409 | 399
133 | 2011005239 | 408.3333 | 398.3333
134 | 2011005239 | 407.6667 | 397.6667
135 | 2011005239 | 407 | 397
136 | 2011005239 | 407 | 397
137 | 2011005239 | 407 | 397
138 | 2011005239 | 407 | 397
139 | 2011005239 | 407 | 397
140 | 2011005239 | 407 | 397
141 | 2011005239 | 407 | 397
142 | 2011005239 | 406 | 396
143 | 2011005239 | 405 | 395
0 | 2005004314 | 343 | 333
1 | 2005004314 | 344 | 334
2 | 2005004314 | 345 | 335
3 | 2005004314 | 346 | 336
4 | 2005004314 | 348 | 338
5 | 2005004314 | 350 | 340
6 | 2005004314 | 352 | 342
7 | 2005004314 | 353 | 343
8 | 2005004314 | 354 | 344
9 | 2005004314 | 355 | 345
10 | 2005004314 | 356.6667 | 346.6667
11 | 2005004314 | 358.3333 | 348.3333
12 | 2005004314 | 360 | 350
13 | 2005004314 | 363.6667 | 353.6667
14 | 2005004314 | 367.3333 | 357.3333
15 | 2005004314 | 371 | 361
16 | 2005004314 | 373.3333 | 363.3333
17 | 2005004314 | 375.6667 | 365.6667
18 | 2005004314 | 378 | 368
19 | 2005004314 | 378.6667 | 368.6667
20 | 2005004314 | 379.3333 | 369.3333
21 | 2005004314 | 380 | 370
22 | 2005004314 | 381.3333 | 371.3333
23 | 2005004314 | 382.6667 | 372.6667
24 | 2005004314 | 384 | 374
25 | 2005004314 | 385.3333 | 375.3333
26 | 2005004314 | 386.6667 | 376.6667
27 | 2005004314 | 388 | 378
28 | 2005004314 | 387 | 377
29 | 2005004314 | 386 | 376
30 | 2005004314 | 385 | 375
31 | 2005004314 | 383 | 373
32 | 2005004314 | 381 | 371
33 | 2005004314 | 379 | 369
34 | 2005004314 | 378.3333 | 368.3333
35 | 2005004314 | 377.6667 | 367.6667
36 | 2005004314 | 377 | 367
37 | 2005004314 | 377.3333 | 367.3333
38 | 2005004314 | 377.6667 | 367.6667
39 | 2005004314 | 378 | 368
40 | 2005004314 | 379.6667 | 369.6667
41 | 2005004314 | 381.3333 | 371.3333
42 | 2005004314 | 383 | 373
43 | 2005004314 | 385.3333 | 375.3333
44 | 2005004314 | 387.6667 | 377.6667
45 | 2005004314 | 390 | 380
46 | 2005004314 | 391.3333 | 381.3333
47 | 2005004314 | 392.6667 | 382.6667
48 | 2005004314 | 394 | 384
49 | 2005004314 | 393.3333 | 383.3333
50 | 2005004314 | 392.6667 | 382.6667
51 | 2005004314 | 392 | 382
52 | 2005004314 | 387.6667 | 377.6667
53 | 2005004314 | 383.3333 | 373.3333
54 | 2005004314 | 379 | 369
55 | 2005004314 | 372.3333 | 362.3333
56 | 2005004314 | 365.6667 | 355.6667
57 | 2005004314 | 359 | 349
58 | 2005004314 | 353.6667 | 343.6667
59 | 2005004314 | 348.3333 | 338.3333
60 | 2005004314 | 343 | 333
61 | 2005004314 | 338.3333 | 328.3333
62 | 2005004314 | 333.6667 | 323.6667
63 | 2005004314 | 329 | 319
64 | 2005004314 | 326 | 316
65 | 2005004314 | 323 | 313
66 | 2005004314 | 320 | 310
67 | 2005004314 | 318.3333 | 308.3333
68 | 2005004314 | 316.6667 | 306.6667
69 | 2005004314 | 315 | 305
70 | 2005004314 | 315.3333 | 305.3333
71 | 2005004314 | 315.6667 | 305.6667
72 | 2005004314 | 316 | 306
73 | 2005004314 | 316.3333 | 306.3333
74 | 2005004314 | 316.6667 | 306.6667
75 | 2005004314 | 317 | 307
76 | 2005004314 | 316.3333 | 306.3333
77 | 2005004314 | 315.6667 | 305.6667
78 | 2005004314 | 315 | 305
79 | 2005004314 | 314.6667 | 304.6667
80 | 2005004314 | 314.3333 | 304.3333
81 | 2005004314 | 314 | 304
82 | 2005004314 | 316.3333 | 306.3333
83 | 2005004314 | 318.6667 | 308.6667
84 | 2005004314 | 321 | 311
85 | 2005004314 | 323.3333 | 313.3333
86 | 2005004314 | 325.6667 | 315.6667
87 | 2005004314 | 328 | 318
88 | 2005004314 | 328.3333 | 318.3333
89 | 2005004314 | 328.6667 | 318.6667
90 | 2005004314 | 329 | 339
91 | 2005004314 | 329 | 339
92 | 2005004314 | 329 | 339
93 | 2005004314 | 329 | 339
94 | 2005004314 | 328.6667 | 338.6667
95 | 2005004314 | 328.3333 | 338.3333
96 | 2005004314 | 328 | 338
97 | 2005004314 | 327.6667 | 337.6667
98 | 2005004314 | 327.3333 | 337.3333
99 | 2005004314 | 327 | 337
100 | 2005004314 | 328.6667 | 338.6667
101 | 2005004314 | 330.3333 | 340.3333
102 | 2005004314 | 332 | 342
103 | 2005004314 | 334.3333 | 344.3333
104 | 2005004314 | 336.6667 | 346.6667
105 | 2005004314 | 339 | 349
106 | 2005004314 | 339.3333 | 349.3333
107 | 2005004314 | 339.6667 | 349.6667
108 | 2005004314 | 340 | 350
109 | 2005004314 | 342.3333 | 352.3333
110 | 2005004314 | 344.6667 | 354.6667
111 | 2005004314 | 347 | 357
112 | 2005004314 | 349.6667 | 359.6667
113 | 2005004314 | 352.3333 | 362.3333
114 | 2005004314 | 355 | 365
115 | 2005004314 | 360.3333 | 370.3333
116 | 2005004314 | 365.6667 | 375.6667
117 | 2005004314 | 371 | 381
118 | 2005004314 | 373.6667 | 383.6667
119 | 2005004314 | 376.3333 | 386.3333
120 | 2005004314 | 379 | 389
121 | 2005004314 | 383.3333 | 393.3333
122 | 2005004314 | 387.6667 | 377.6667
123 | 2005004314 | 392 | 382
124 | 2005004314 | 395.3333 | 385.3333
125 | 2005004314 | 398.6667 | 388.6667
126 | 2005004314 | 402 | 392
127 | 2005004314 | 404.3333 | 394.3333
128 | 2005004314 | 406.6667 | 396.6667
129 | 2005004314 | 409 | 399
130 | 2005004314 | 409 | 399
131 | 2005004314 | 409 | 399
132 | 2005004314 | 409 | 399
133 | 2005004314 | 408.3333 | 398.3333
134 | 2005004314 | 407.6667 | 397.6667
135 | 2005004314 | 407 | 397
136 | 2005004314 | 407 | 397
137 | 2005004314 | 407 | 397
138 | 2005004314 | 407 | 397
139 | 2005004314 | 407 | 397
140 | 2005004314 | 407 | 397
141 | 2005004314 | 407 | 397
142 | 2005004314 | 406 | 396
143 | 2005004314 | 405 | 395
0 | 2002004388 | 343 | 333
1 | 2002004388 | 344 | 334
2 | 2002004388 | 345 | 335
3 | 2002004388 | 346 | 336
4 | 2002004388 | 348 | 338
5 | 2002004388 | 350 | 340
6 | 2002004388 | 352 | 342
7 | 2002004388 | 353 | 343
8 | 2002004388 | 354 | 344
9 | 2002004388 | 355 | 345
10 | 2002004388 | 356.6667 | 346.6667
11 | 2002004388 | 358.3333 | 348.3333
12 | 2002004388 | 360 | 350
13 | 2002004388 | 363.6667 | 353.6667
14 | 2002004388 | 367.3333 | 357.3333
15 | 2002004388 | 371 | 361
16 | 2002004388 | 373.3333 | 363.3333
17 | 2002004388 | 375.6667 | 365.6667
18 | 2002004388 | 378 | 368
19 | 2002004388 | 378.6667 | 368.6667
20 | 2002004388 | 379.3333 | 369.3333
21 | 2002004388 | 380 | 370
22 | 2002004388 | 381.3333 | 371.3333
23 | 2002004388 | 382.6667 | 372.6667
24 | 2002004388 | 384 | 374
25 | 2002004388 | 385.3333 | 375.3333
26 | 2002004388 | 386.6667 | 376.6667
27 | 2002004388 | 388 | 378
28 | 2002004388 | 387 | 377
29 | 2002004388 | 386 | 376
30 | 2002004388 | 385 | 375
31 | 2002004388 | 383 | 373
32 | 2002004388 | 381 | 371
33 | 2002004388 | 379 | 369
34 | 2002004388 | 378.3333 | 368.3333
35 | 2002004388 | 377.6667 | 367.6667
36 | 2002004388 | 377 | 367
37 | 2002004388 | 377.3333 | 367.3333
38 | 2002004388 | 377.6667 | 367.6667
39 | 2002004388 | 378 | 368
40 | 2002004388 | 379.6667 | 369.6667
41 | 2002004388 | 381.3333 | 371.3333
42 | 2002004388 | 383 | 373
43 | 2002004388 | 385.3333 | 375.3333
44 | 2002004388 | 387.6667 | 377.6667
45 | 2002004388 | 390 | 380
46 | 2002004388 | 391.3333 | 381.3333
47 | 2002004388 | 392.6667 | 382.6667
48 | 2002004388 | 394 | 384
49 | 2002004388 | 393.3333 | 383.3333
50 | 2002004388 | 392.6667 | 382.6667
51 | 2002004388 | 392 | 382
52 | 2002004388 | 387.6667 | 377.6667
53 | 2002004388 | 383.3333 | 373.3333
54 | 2002004388 | 379 | 369
55 | 2002004388 | 372.3333 | 362.3333
56 | 2002004388 | 365.6667 | 355.6667
57 | 2002004388 | 359 | 349
58 | 2002004388 | 353.6667 | 343.6667
59 | 2002004388 | 348.3333 | 338.3333
60 | 2002004388 | 343 | 333
61 | 2002004388 | 338.3333 | 328.3333
62 | 2002004388 | 333.6667 | 323.6667
63 | 2002004388 | 329 | 319
64 | 2002004388 | 326 | 316
65 | 2002004388 | 323 | 313
66 | 2002004388 | 320 | 310
67 | 2002004388 | 318.3333 | 308.3333
68 | 2002004388 | 316.6667 | 306.6667
69 | 2002004388 | 315 | 305
70 | 2002004388 | 315.3333 | 305.3333
71 | 2002004388 | 315.6667 | 305.6667
72 | 2002004388 | 316 | 306
73 | 2002004388 | 316.3333 | 306.3333
74 | 2002004388 | 316.6667 | 306.6667
75 | 2002004388 | 317 | 307
76 | 2002004388 | 316.3333 | 306.3333
77 | 2002004388 | 315.6667 | 305.6667
78 | 2002004388 | 315 | 305
79 | 2002004388 | 314.6667 | 304.6667
80 | 2002004388 | 314.3333 | 304.3333
81 | 2002004388 | 314 | 304
82 | 2002004388 | 316.3333 | 306.3333
83 | 2002004388 | 318.6667 | 308.6667
84 | 2002004388 | 321 | 311
85 | 2002004388 | 323.3333 | 313.3333
86 | 2002004388 | 325.6667 | 315.6667
87 | 2002004388 | 328 | 318
88 | 2002004388 | 328.3333 | 318.3333
89 | 2002004388 | 328.6667 | 318.6667
90 | 2002004388 | 329 | 339
91 | 2002004388 | 329 | 339
92 | 2002004388 | 329 | 339
93 | 2002004388 | 329 | 339
94 | 2002004388 | 328.6667 | 338.6667
95 | 2002004388 | 328.3333 | 338.3333
96 | 2002004388 | 328 | 338
97 | 2002004388 | 327.6667 | 337.6667
98 | 2002004388 | 327.3333 | 337.3333
99 | 2002004388 | 327 | 337
100 | 2002004388 | 328.6667 | 338.6667
101 | 2002004388 | 330.3333 | 340.3333
102 | 2002004388 | 332 | 342
103 | 2002004388 | 334.3333 | 344.3333
104 | 2002004388 | 336.6667 | 346.6667
105 | 2002004388 | 339 | 349
106 | 2002004388 | 339.3333 | 349.3333
107 | 2002004388 | 339.6667 | 349.6667
108 | 2002004388 | 340 | 350
109 | 2002004388 | 342.3333 | 352.3333
110 | 2002004388 | 344.6667 | 354.6667
111 | 2002004388 | 347 | 357
112 | 2002004388 | 349.6667 | 359.6667
113 | 2002004388 | 352.3333 | 362.3333
114 | 2002004388 | 355 | 365
115 | 2002004388 | 360.3333 | 370.3333
116 | 2002004388 | 365.6667 | 375.6667
117 | 2002004388 | 371 | 381
118 | 2002004388 | 373.6667 | 383.6667
119 | 2002004388 | 376.3333 | 386.3333
120 | 2002004388 | 379 | 389
121 | 2002004388 | 383.3333 | 393.3333
122 | 2002004388 | 387.6667 | 377.6667
123 | 2002004388 | 392 | 382
124 | 2002004388 | 395.3333 | 385.3333
125 | 2002004388 | 398.6667 | 388.6667
126 | 2002004388 | 402 | 392
127 | 2002004388 | 404.3333 | 394.3333
128 | 2002004388 | 406.6667 | 396.6667
129 | 2002004388 | 409 | 399
130 | 2002004388 | 409 | 399
131 | 2002004388 | 409 | 399
132 | 2002004388 | 409 | 399
133 | 2002004388 | 408.3333 | 398.3333
134 | 2002004388 | 407.6667 | 397.6667
135 | 2002004388 | 407 | 397
136 | 2002004388 | 407 | 397
137 | 2002004388 | 407 | 397
138 | 2002004388 | 407 | 397
139 | 2002004388 | 407 | 397
140 | 2002004388 | 407 | 397
141 | 2002004388 | 407 | 397
142 | 2002004388 | 406 | 396
143 | 2002004388 | 405 | 395
0 | 2016005327 | 343 | 333
1 | 2016005327 | 344 | 334
2 | 2016005327 | 345 | 335
3 | 2016005327 | 346 | 336
4 | 2016005327 | 348 | 338
5 | 2016005327 | 350 | 340
6 | 2016005327 | 352 | 342
7 | 2016005327 | 353 | 343
8 | 2016005327 | 354 | 344
9 | 2016005327 | 355 | 345
10 | 2016005327 | 356.6667 | 346.6667
11 | 2016005327 | 358.3333 | 348.3333
12 | 2016005327 | 360 | 350
13 | 2016005327 | 363.6667 | 353.6667
14 | 2016005327 | 367.3333 | 357.3333
15 | 2016005327 | 371 | 361
16 | 2016005327 | 373.3333 | 363.3333
17 | 2016005327 | 375.6667 | 365.6667
18 | 2016005327 | 378 | 368
19 | 2016005327 | 378.6667 | 368.6667
20 | 2016005327 | 379.3333 | 369.3333
21 | 2016005327 | 380 | 370
22 | 2016005327 | 381.3333 | 371.3333
23 | 2016005327 | 382.6667 | 372.6667
24 | 2016005327 | 384 | 374
25 | 2016005327 | 385.3333 | 375.3333
26 | 2016005327 | 386.6667 | 376.6667
27 | 2016005327 | 388 | 378
28 | 2016005327 | 387 | 377
29 | 2016005327 | 386 | 376
30 | 2016005327 | 385 | 375
31 | 2016005327 | 383 | 373
32 | 2016005327 | 381 | 371
33 | 2016005327 | 379 | 369
34 | 2016005327 | 378.3333 | 368.3333
35 | 2016005327 | 377.6667 | 367.6667
36 | 2016005327 | 377 | 367
37 | 2016005327 | 377.3333 | 367.3333
38 | 2016005327 | 377.6667 | 367.6667
39 | 2016005327 | 378 | 368
40 | 2016005327 | 379.6667 | 369.6667
41 | 2016005327 | 381.3333 | 371.3333
42 | 2016005327 | 383 | 373
43 | 2016005327 | 385.3333 | 375.3333
44 | 2016005327 | 387.6667 | 377.6667
45 | 2016005327 | 390 | 380
46 | 2016005327 | 391.3333 | 381.3333
47 | 2016005327 | 392.6667 | 382.6667
48 | 2016005327 | 394 | 384
49 | 2016005327 | 393.3333 | 383.3333
50 | 2016005327 | 392.6667 | 382.6667
51 | 2016005327 | 392 | 382
52 | 2016005327 | 387.6667 | 377.6667
53 | 2016005327 | 383.3333 | 373.3333
54 | 2016005327 | 379 | 369
55 | 2016005327 | 372.3333 | 362.3333
56 | 2016005327 | 365.6667 | 355.6667
57 | 2016005327 | 359 | 349
58 | 2016005327 | 353.6667 | 343.6667
59 | 2016005327 | 348.3333 | 338.3333
60 | 2016005327 | 343 | 333
61 | 2016005327 | 338.3333 | 328.3333
62 | 2016005327 | 333.6667 | 323.6667
63 | 2016005327 | 329 | 319
64 | 2016005327 | 326 | 316
65 | 2016005327 | 323 | 313
66 | 2016005327 | 320 | 310
67 | 2016005327 | 318.3333 | 308.3333
68 | 2016005327 | 316.6667 | 306.6667
69 | 2016005327 | 315 | 305
70 | 2016005327 | 315.3333 | 305.3333
71 | 2016005327 | 315.6667 | 305.6667
72 | 2016005327 | 316 | 306
73 | 2016005327 | 316.3333 | 306.3333
74 | 2016005327 | 316.6667 | 306.6667
75 | 2016005327 | 317 | 307
76 | 2016005327 | 316.3333 | 306.3333
77 | 2016005327 | 315.6667 | 305.6667
78 | 2016005327 | 315 | 305
79 | 2016005327 | 314.6667 | 304.6667
80 | 2016005327 | 314.3333 | 304.3333
81 | 2016005327 | 314 | 304
82 | 2016005327 | 316.3333 | 306.3333
83 | 2016005327 | 318.6667 | 308.6667
84 | 2016005327 | 321 | 311
85 | 2016005327 | 323.3333 | 313.3333
86 | 2016005327 | 325.6667 | 315.6667
87 | 2016005327 | 328 | 318
88 | 2016005327 | 328.3333 | 318.3333
89 | 2016005327 | 328.6667 | 318.6667
90 | 2016005327 | 329 | 339
91 | 2016005327 | 329 | 339
92 | 2016005327 | 329 | 339
93 | 2016005327 | 329 | 339
94 | 2016005327 | 328.6667 | 338.6667
95 | 2016005327 | 328.3333 | 338.3333
96 | 2016005327 | 328 | 338
97 | 2016005327 | 327.6667 | 337.6667
98 | 2016005327 | 327.3333 | 337.3333
99 | 2016005327 | 327 | 337
100 | 2016005327 | 328.6667 | 338.6667
101 | 2016005327 | 330.3333 | 340.3333
102 | 2016005327 | 332 | 342
103 | 2016005327 | 334.3333 | 344.3333
104 | 2016005327 | 336.6667 | 346.6667
105 | 2016005327 | 339 | 349
106 | 2016005327 | 339.3333 | 349.3333
107 | 2016005327 | 339.6667 | 349.6667
108 | 2016005327 | 340 | 350
109 | 2016005327 | 342.3333 | 352.3333
110 | 2016005327 | 344.6667 | 354.6667
111 | 2016005327 | 347 | 357
112 | 2016005327 | 349.6667 | 359.6667
113 | 2016005327 | 352.3333 | 362.3333
114 | 2016005327 | 355 | 365
115 | 2016005327 | 360.3333 | 370.3333
116 | 2016005327 | 365.6667 | 375.6667
117 | 2016005327 | 371 | 381
118 | 2016005327 | 373.6667 | 383.6667
119 | 2016005327 | 376.3333 | 386.3333
120 | 2016005327 | 379 | 389
121 | 2016005327 | 383.3333 | 393.3333
122 | 2016005327 | 387.6667 | 377.6667
123 | 2016005327 | 392 | 382
124 | 2016005327 | 395.3333 | 385.3333
125 | 2016005327 | 398.6667 | 388.6667
126 | 2016005327 | 402 | 392
127 | 2016005327 | 404.3333 | 394.3333
128 | 2016005327 | 406.6667 | 396.6667
129 | 2016005327 | 409 | 399
130 | 2016005327 | 409 | 399
131 | 2016005327 | 409 | 399
132 | 2016005327 | 409 | 399
133 | 2016005327 | 408.3333 | 398.3333
134 | 2016005327 | 407.6667 | 397.6667
135 | 2016005327 | 407 | 397
136 | 2016005327 | 407 | 397
137 | 2016005327 | 407 | 397
138 | 2016005327 | 407 | 397
139 | 2016005327 | 407 | 397
140 | 2016005327 | 407 | 397
141 | 2016005327 | 407 | 397
142 | 2016005327 | 406 | 396
143 | 2016005327 | 405 | 395
0 | 2002004576 | 343 | 333
1 | 2002004576 | 344 | 334
2 | 2002004576 | 345 | 335
3 | 2002004576 | 346 | 336
4 | 2002004576 | 348 | 338
5 | 2002004576 | 350 | 340
6 | 2002004576 | 352 | 342
7 | 2002004576 | 353 | 343
8 | 2002004576 | 354 | 344
9 | 2002004576 | 355 | 345
10 | 2002004576 | 356.6667 | 346.6667
11 | 2002004576 | 358.3333 | 348.3333
12 | 2002004576 | 360 | 350
13 | 2002004576 | 363.6667 | 353.6667
14 | 2002004576 | 367.3333 | 357.3333
15 | 2002004576 | 371 | 361
16 | 2002004576 | 373.3333 | 363.3333
17 | 2002004576 | 375.6667 | 365.6667
18 | 2002004576 | 378 | 368
19 | 2002004576 | 378.6667 | 368.6667
20 | 2002004576 | 379.3333 | 369.3333
21 | 2002004576 | 380 | 370
22 | 2002004576 | 381.3333 | 371.3333
23 | 2002004576 | 382.6667 | 372.6667
24 | 2002004576 | 384 | 374
25 | 2002004576 | 385.3333 | 375.3333
26 | 2002004576 | 386.6667 | 376.6667
27 | 2002004576 | 388 | 378
28 | 2002004576 | 387 | 377
29 | 2002004576 | 386 | 376
30 | 2002004576 | 385 | 375
31 | 2002004576 | 383 | 373
32 | 2002004576 | 381 | 371
33 | 2002004576 | 379 | 369
34 | 2002004576 | 378.3333 | 368.3333
35 | 2002004576 | 377.6667 | 367.6667
36 | 2002004576 | 377 | 367
37 | 2002004576 | 377.3333 | 367.3333
38 | 2002004576 | 377.6667 | 367.6667
39 | 2002004576 | 378 | 368
40 | 2002004576 | 379.6667 | 369.6667
41 | 2002004576 | 381.3333 | 371.3333
42 | 2002004576 | 383 | 373
43 | 2002004576 | 385.3333 | 375.3333
44 | 2002004576 | 387.6667 | 377.6667
45 | 2002004576 | 390 | 380
46 | 2002004576 | 391.3333 | 381.3333
47 | 2002004576 | 392.6667 | 382.6667
48 | 2002004576 | 394 | 384
49 | 2002004576 | 393.3333 | 383.3333
50 | 2002004576 | 392.6667 | 382.6667
51 | 2002004576 | 392 | 382
52 | 2002004576 | 387.6667 | 377.6667
53 | 2002004576 | 383.3333 | 373.3333
54 | 2002004576 | 379 | 369
55 | 2002004576 | 372.3333 | 362.3333
56 | 2002004576 | 365.6667 | 355.6667
57 | 2002004576 | 359 | 349
58 | 2002004576 | 353.6667 | 343.6667
59 | 2002004576 | 348.3333 | 338.3333
60 | 2002004576 | 343 | 333
61 | 2002004576 | 338.3333 | 328.3333
62 | 2002004576 | 333.6667 | 323.6667
63 | 2002004576 | 329 | 319
64 | 2002004576 | 326 | 316
65 | 2002004576 | 323 | 313
66 | 2002004576 | 320 | 310
67 | 2002004576 | 318.3333 | 308.3333
68 | 2002004576 | 316.6667 | 306.6667
69 | 2002004576 | 315 | 305
70 | 2002004576 | 315.3333 | 305.3333
71 | 2002004576 | 315.6667 | 305.6667
72 | 2002004576 | 316 | 306
73 | 2002004576 | 316.3333 | 306.3333
74 | 2002004576 | 316.6667 | 306.6667
75 | 2002004576 | 317 | 307
76 | 2002004576 | 316.3333 | 306.3333
77 | 2002004576 | 315.6667 | 305.6667
78 | 2002004576 | 315 | 305
79 | 2002004576 | 314.6667 | 304.6667
80 | 2002004576 | 314.3333 | 304.3333
81 | 2002004576 | 314 | 304
82 | 2002004576 | 316.3333 | 306.3333
83 | 2002004576 | 318.6667 | 308.6667
84 | 2002004576 | 321 | 311
85 | 2002004576 | 323.3333 | 313.3333
86 | 2002004576 | 325.6667 | 315.6667
87 | 2002004576 | 328 | 318
88 | 2002004576 | 328.3333 | 318.3333
89 | 2002004576 | 328.6667 | 318.6667
90 | 2002004576 | 329 | 339
91 | 2002004576 | 329 | 339
92 | 2002004576 | 329 | 339
93 | 2002004576 | 329 | 339
94 | 2002004576 | 328.6667 | 338.6667
95 | 2002004576 | 328.3333 | 338.3333
96 | 2002004576 | 328 | 338
97 | 2002004576 | 327.6667 | 337.6667
98 | 2002004576 | 327.3333 | 337.3333
99 | 2002004576 | 327 | 337
100 | 2002004576 | 328.6667 | 338.6667
101 | 2002004576 | 330.3333 | 340.3333
102 | 2002004576 | 332 | 342
103 | 2002004576 | 334.3333 | 344.3333
104 | 2002004576 | 336.6667 | 346.6667
105 | 2002004576 | 339 | 349
106 | 2002004576 | 339.3333 | 349.3333
107 | 2002004576 | 339.6667 | 349.6667
108 | 2002004576 | 340 | 350
109 | 2002004576 | 342.3333 | 352.3333
110 | 2002004576 | 344.6667 | 354.6667
111 | 2002004576 | 347 | 357
112 | 2002004576 | 349.6667 | 359.6667
113 | 2002004576 | 352.3333 | 362.3333
114 | 2002004576 | 355 | 365
115 | 2002004576 | 360.3333 | 370.3333
116 | 2002004576 | 365.6667 | 375.6667
117 | 2002004576 | 371 | 381
118 | 2002004576 | 373.6667 | 383.6667
119 | 2002004576 | 376.3333 | 386.3333
120 | 2002004576 | 379 | 389
121 | 2002004576 | 383.3333 | 393.3333
122 | 2002004576 | 387.6667 | 377.6667
123 | 2002004576 | 392 | 382
124 | 2002004576 | 395.3333 | 385.3333
125 | 2002004576 | 398.6667 | 388.6667
126 | 2002004576 | 402 | 392
127 | 2002004576 | 404.3333 | 394.3333
128 | 2002004576 | 406.6667 | 396.6667
129 | 2002004576 | 409 | 399
130 | 2002004576 | 409 | 399
131 | 2002004576 | 409 | 399
132 | 2002004576 | 409 | 399
133 | 2002004576 | 408.3333 | 398.3333
134 | 2002004576 | 407.6667 | 397.6667
135 | 2002004576 | 407 | 397
136 | 2002004576 | 407 | 397
137 | 2002004576 | 407 | 397
138 | 2002004576 | 407 | 397
139 | 2002004576 | 407 | 397
140 | 2002004576 | 407 | 397
141 | 2002004576 | 407 | 397
142 | 2002004576 | 406 | 396
143 | 2002004576 | 405 | 395
0 | 2007005441 | 343 | 333
1 | 2007005441 | 344 | 334
2 | 2007005441 | 345 | 335
3 | 2007005441 | 346 | 336
4 | 2007005441 | 348 | 338
5 | 2007005441 | 350 | 340
6 | 2007005441 | 352 | 342
7 | 2007005441 | 353 | 343
8 | 2007005441 | 354 | 344
9 | 2007005441 | 355 | 345
10 | 2007005441 | 356.6667 | 346.6667
11 | 2007005441 | 358.3333 | 348.3333
12 | 2007005441 | 360 | 350
13 | 2007005441 | 363.6667 | 353.6667
14 | 2007005441 | 367.3333 | 357.3333
15 | 2007005441 | 371 | 361
16 | 2007005441 | 373.3333 | 363.3333
17 | 2007005441 | 375.6667 | 365.6667
18 | 2007005441 | 378 | 368
19 | 2007005441 | 378.6667 | 368.6667
20 | 2007005441 | 379.3333 | 369.3333
21 | 2007005441 | 380 | 370
22 | 2007005441 | 381.3333 | 371.3333
23 | 2007005441 | 382.6667 | 372.6667
24 | 2007005441 | 384 | 374
25 | 2007005441 | 385.3333 | 375.3333
26 | 2007005441 | 386.6667 | 376.6667
27 | 2007005441 | 388 | 378
28 | 2007005441 | 387 | 377
29 | 2007005441 | 386 | 376
30 | 2007005441 | 385 | 375
31 | 2007005441 | 383 | 373
32 | 2007005441 | 381 | 371
33 | 2007005441 | 379 | 369
34 | 2007005441 | 378.3333 | 368.3333
35 | 2007005441 | 377.6667 | 367.6667
36 | 2007005441 | 377 | 367
37 | 2007005441 | 377.3333 | 367.3333
38 | 2007005441 | 377.6667 | 367.6667
39 | 2007005441 | 378 | 368
40 | 2007005441 | 379.6667 | 369.6667
41 | 2007005441 | 381.3333 | 371.3333
42 | 2007005441 | 383 | 373
43 | 2007005441 | 385.3333 | 375.3333
44 | 2007005441 | 387.6667 | 377.6667
45 | 2007005441 | 390 | 380
46 | 2007005441 | 391.3333 | 381.3333
47 | 2007005441 | 392.6667 | 382.6667
48 | 2007005441 | 394 | 384
49 | 2007005441 | 393.3333 | 383.3333
50 | 2007005441 | 392.6667 | 382.6667
51 | 2007005441 | 392 | 382
52 | 2007005441 | 387.6667 | 377.6667
53 | 2007005441 | 383.3333 | 373.3333
54 | 2007005441 | 379 | 369
55 | 2007005441 | 372.3333 | 362.3333
56 | 2007005441 | 365.6667 | 355.6667
57 | 2007005441 | 359 | 349
58 | 2007005441 | 353.6667 | 343.6667
59 | 2007005441 | 348.3333 | 338.3333
60 | 2007005441 | 343 | 333
61 | 2007005441 | 338.3333 | 328.3333
62 | 2007005441 | 333.6667 | 323.6667
63 | 2007005441 | 329 | 319
64 | 2007005441 | 326 | 316
65 | 2007005441 | 323 | 313
66 | 2007005441 | 320 | 310
67 | 2007005441 | 318.3333 | 308.3333
68 | 2007005441 | 316.6667 | 306.6667
69 | 2007005441 | 315 | 305
70 | 2007005441 | 315.3333 | 305.3333
71 | 2007005441 | 315.6667 | 305.6667
72 | 2007005441 | 316 | 306
73 | 2007005441 | 316.3333 | 306.3333
74 | 2007005441 | 316.6667 | 306.6667
75 | 2007005441 | 317 | 307
76 | 2007005441 | 316.3333 | 306.3333
77 | 2007005441 | 315.6667 | 305.6667
78 | 2007005441 | 315 | 305
79 | 2007005441 | 314.6667 | 304.6667
80 | 2007005441 | 314.3333 | 304.3333
81 | 2007005441 | 314 | 304
82 | 2007005441 | 316.3333 | 306.3333
83 | 2007005441 | 318.6667 | 308.6667
84 | 2007005441 | 321 | 311
85 | 2007005441 | 323.3333 | 313.3333
86 | 2007005441 | 325.6667 | 315.6667
87 | 2007005441 | 328 | 318
88 | 2007005441 | 328.3333 | 318.3333
89 | 2007005441 | 328.6667 | 318.6667
90 | 2007005441 | 329 | 339
91 | 2007005441 | 329 | 339
92 | 2007005441 | 329 | 339
93 | 2007005441 | 329 | 339
94 | 2007005441 | 328.6667 | 338.6667
95 | 2007005441 | 328.3333 | 338.3333
96 | 2007005441 | 328 | 338
97 | 2007005441 | 327.6667 | 337.6667
98 | 2007005441 | 327.3333 | 337.3333
99 | 2007005441 | 327 | 337
100 | 2007005441 | 328.6667 | 338.6667
101 | 2007005441 | 330.3333 | 340.3333
102 | 2007005441 | 332 | 342
103 | 2007005441 | 334.3333 | 344.3333
104 | 2007005441 | 336.6667 | 346.6667
105 | 2007005441 | 339 | 349
106 | 2007005441 | 339.3333 | 349.3333
107 | 2007005441 | 339.6667 | 349.6667
108 | 2007005441 | 340 | 350
109 | 2007005441 | 342.3333 | 352.3333
110 | 2007005441 | 344.6667 | 354.6667
111 | 2007005441 | 347 | 357
112 | 2007005441 | 349.6667 | 359.6667
113 | 2007005441 | 352.3333 | 362.3333
114 | 2007005441 | 355 | 365
115 | 2007005441 | 360.3333 | 370.3333
116 | 2007005441 | 365.6667 | 375.6667
117 | 2007005441 | 371 | 381
118 | 2007005441 | 373.6667 | 383.6667
119 | 2007005441 | 376.3333 | 386.3333
120 | 2007005441 | 379 | 389
121 | 2007005441 | 383.3333 | 393.3333
122 | 2007005441 | 387.6667 | 377.6667
123 | 2007005441 | 392 | 382
124 | 2007005441 | 395.3333 | 385.3333
125 | 2007005441 | 398.6667 | 388.6667
126 | 2007005441 | 402 | 392
127 | 2007005441 | 404.3333 | 394.3333
128 | 2007005441 | 406.6667 | 396.6667
129 | 2007005441 | 409 | 399
130 | 2007005441 | 409 | 399
131 | 2007005441 | 409 | 399
132 | 2007005441 | 409 | 399
133 | 2007005441 | 408.3333 | 398.3333
134 | 2007005441 | 407.6667 | 397.6667
135 | 2007005441 | 407 | 397
136 | 2007005441 | 407 | 397
137 | 2007005441 | 407 | 397
138 | 2007005441 | 407 | 397
139 | 2007005441 | 407 | 397
140 | 2007005441 | 407 | 397
141 | 2007005441 | 407 | 397
142 | 2007005441 | 406 | 396
143 | 2007005441 | 405 | 395
0 | 2015002057 | 343 | 333
1 | 2015002057 | 344 | 334
2 | 2015002057 | 345 | 335
3 | 2015002057 | 346 | 336
4 | 2015002057 | 348 | 338
5 | 2015002057 | 350 | 340
6 | 2015002057 | 352 | 342
7 | 2015002057 | 353 | 343
8 | 2015002057 | 354 | 344
9 | 2015002057 | 355 | 345
10 | 2015002057 | 356.6667 | 346.6667
11 | 2015002057 | 358.3333 | 348.3333
12 | 2015002057 | 360 | 350
13 | 2015002057 | 363.6667 | 353.6667
14 | 2015002057 | 367.3333 | 357.3333
15 | 2015002057 | 371 | 361
16 | 2015002057 | 373.3333 | 363.3333
17 | 2015002057 | 375.6667 | 365.6667
18 | 2015002057 | 378 | 368
19 | 2015002057 | 378.6667 | 368.6667
20 | 2015002057 | 379.3333 | 369.3333
21 | 2015002057 | 380 | 370
22 | 2015002057 | 381.3333 | 371.3333
23 | 2015002057 | 382.6667 | 372.6667
24 | 2015002057 | 384 | 374
25 | 2015002057 | 385.3333 | 375.3333
26 | 2015002057 | 386.6667 | 376.6667
27 | 2015002057 | 388 | 378
28 | 2015002057 | 387 | 377
29 | 2015002057 | 386 | 376
30 | 2015002057 | 385 | 375
31 | 2015002057 | 383 | 373
32 | 2015002057 | 381 | 371
33 | 2015002057 | 379 | 369
34 | 2015002057 | 378.3333 | 368.3333
35 | 2015002057 | 377.6667 | 367.6667
36 | 2015002057 | 377 | 367
37 | 2015002057 | 377.3333 | 367.3333
38 | 2015002057 | 377.6667 | 367.6667
39 | 2015002057 | 378 | 368
40 | 2015002057 | 379.6667 | 369.6667
41 | 2015002057 | 381.3333 | 371.3333
42 | 2015002057 | 383 | 373
43 | 2015002057 | 385.3333 | 375.3333
44 | 2015002057 | 387.6667 | 377.6667
45 | 2015002057 | 390 | 380
46 | 2015002057 | 391.3333 | 381.3333
47 | 2015002057 | 392.6667 | 382.6667
48 | 2015002057 | 394 | 384
49 | 2015002057 | 393.3333 | 383.3333
50 | 2015002057 | 392.6667 | 382.6667
51 | 2015002057 | 392 | 382
52 | 2015002057 | 387.6667 | 377.6667
53 | 2015002057 | 383.3333 | 373.3333
54 | 2015002057 | 379 | 369
55 | 2015002057 | 372.3333 | 362.3333
56 | 2015002057 | 365.6667 | 355.6667
57 | 2015002057 | 359 | 349
58 | 2015002057 | 353.6667 | 343.6667
59 | 2015002057 | 348.3333 | 338.3333
60 | 2015002057 | 343 | 333
61 | 2015002057 | 338.3333 | 328.3333
62 | 2015002057 | 333.6667 | 323.6667
63 | 2015002057 | 329 | 319
64 | 2015002057 | 326 | 316
65 | 2015002057 | 323 | 313
66 | 2015002057 | 320 | 310
67 | 2015002057 | 318.3333 | 308.3333
68 | 2015002057 | 316.6667 | 306.6667
69 | 2015002057 | 315 | 305
70 | 2015002057 | 315.3333 | 305.3333
71 | 2015002057 | 315.6667 | 305.6667
72 | 2015002057 | 316 | 306
73 | 2015002057 | 316.3333 | 306.3333
74 | 2015002057 | 316.6667 | 306.6667
75 | 2015002057 | 317 | 307
76 | 2015002057 | 316.3333 | 306.3333
77 | 2015002057 | 315.6667 | 305.6667
78 | 2015002057 | 315 | 305
79 | 2015002057 | 314.6667 | 304.6667
80 | 2015002057 | 314.3333 | 304.3333
81 | 2015002057 | 314 | 304
82 | 2015002057 | 316.3333 | 306.3333
83 | 2015002057 | 318.6667 | 308.6667
84 | 2015002057 | 321 | 311
85 | 2015002057 | 323.3333 | 313.3333
86 | 2015002057 | 325.6667 | 315.6667
87 | 2015002057 | 328 | 318
88 | 2015002057 | 328.3333 | 318.3333
89 | 2015002057 | 328.6667 | 318.6667
90 | 2015002057 | 329 | 339
91 | 2015002057 | 329 | 339
92 | 2015002057 | 329 | 339
93 | 2015002057 | 329 | 339
94 | 2015002057 | 328.6667 | 338.6667
95 | 2015002057 | 328.3333 | 338.3333
96 | 2015002057 | 328 | 338
97 | 2015002057 | 327.6667 | 337.6667
98 | 2015002057 | 327.3333 | 337.3333
99 | 2015002057 | 327 | 337
100 | 2015002057 | 328.6667 | 338.6667
101 | 2015002057 | 330.3333 | 340.3333
102 | 2015002057 | 332 | 342
103 | 2015002057 | 334.3333 | 344.3333
104 | 2015002057 | 336.6667 | 346.6667
105 | 2015002057 | 339 | 349
106 | 2015002057 | 339.3333 | 349.3333
107 | 2015002057 | 339.6667 | 349.6667
108 | 2015002057 | 340 | 350
109 | 2015002057 | 342.3333 | 352.3333
110 | 2015002057 | 344.6667 | 354.6667
111 | 2015002057 | 347 | 357
112 | 2015002057 | 349.6667 | 359.6667
113 | 2015002057 | 352.3333 | 362.3333
114 | 2015002057 | 355 | 365
115 | 2015002057 | 360.3333 | 370.3333
116 | 2015002057 | 365.6667 | 375.6667
117 | 2015002057 | 371 | 381
118 | 2015002057 | 373.6667 | 383.6667
119 | 2015002057 | 376.3333 | 386.3333
120 | 2015002057 | 379 | 389
121 | 2015002057 | 383.3333 | 393.3333
122 | 2015002057 | 387.6667 | 377.6667
123 | 2015002057 | 392 | 382
124 | 2015002057 | 395.3333 | 385.3333
125 | 2015002057 | 398.6667 | 388.6667
126 | 2015002057 | 402 | 392
127 | 2015002057 | 404.3333 | 394.3333
128 | 2015002057 | 406.6667 | 396.6667
129 | 2015002057 | 409 | 399
130 | 2015002057 | 409 | 399
131 | 2015002057 | 409 | 399
132 | 2015002057 | 409 | 399
133 | 2015002057 | 408.3333 | 398.3333
134 | 2015002057 | 407.6667 | 397.6667
135 | 2015002057 | 407 | 397
136 | 2015002057 | 407 | 397
137 | 2015002057 | 407 | 397
138 | 2015002057 | 407 | 397
139 | 2015002057 | 407 | 397
140 | 2015002057 | 407 | 397
141 | 2015002057 | 407 | 397
142 | 2015002057 | 406 | 396
143 | 2015002057 | 405 | 395
0 | 2005008073 | 343 | 333
1 | 2005008073 | 344 | 334
2 | 2005008073 | 345 | 335
3 | 2005008073 | 346 | 336
4 | 2005008073 | 348 | 338
5 | 2005008073 | 350 | 340
6 | 2005008073 | 352 | 342
7 | 2005008073 | 353 | 343
8 | 2005008073 | 354 | 344
9 | 2005008073 | 355 | 345
10 | 2005008073 | 356.6667 | 346.6667
11 | 2005008073 | 358.3333 | 348.3333
12 | 2005008073 | 360 | 350
13 | 2005008073 | 363.6667 | 353.6667
14 | 2005008073 | 367.3333 | 357.3333
15 | 2005008073 | 371 | 361
16 | 2005008073 | 373.3333 | 363.3333
17 | 2005008073 | 375.6667 | 365.6667
18 | 2005008073 | 378 | 368
19 | 2005008073 | 378.6667 | 368.6667
20 | 2005008073 | 379.3333 | 369.3333
21 | 2005008073 | 380 | 370
22 | 2005008073 | 381.3333 | 371.3333
23 | 2005008073 | 382.6667 | 372.6667
24 | 2005008073 | 384 | 374
25 | 2005008073 | 385.3333 | 375.3333
26 | 2005008073 | 386.6667 | 376.6667
27 | 2005008073 | 388 | 378
28 | 2005008073 | 387 | 377
29 | 2005008073 | 386 | 376
30 | 2005008073 | 385 | 375
31 | 2005008073 | 383 | 373
32 | 2005008073 | 381 | 371
33 | 2005008073 | 379 | 369
34 | 2005008073 | 378.3333 | 368.3333
35 | 2005008073 | 377.6667 | 367.6667
36 | 2005008073 | 377 | 367
37 | 2005008073 | 377.3333 | 367.3333
38 | 2005008073 | 377.6667 | 367.6667
39 | 2005008073 | 378 | 368
40 | 2005008073 | 379.6667 | 369.6667
41 | 2005008073 | 381.3333 | 371.3333
42 | 2005008073 | 383 | 373
43 | 2005008073 | 385.3333 | 375.3333
44 | 2005008073 | 387.6667 | 377.6667
45 | 2005008073 | 390 | 380
46 | 2005008073 | 391.3333 | 381.3333
47 | 2005008073 | 392.6667 | 382.6667
48 | 2005008073 | 394 | 384
49 | 2005008073 | 393.3333 | 383.3333
50 | 2005008073 | 392.6667 | 382.6667
51 | 2005008073 | 392 | 382
52 | 2005008073 | 387.6667 | 377.6667
53 | 2005008073 | 383.3333 | 373.3333
54 | 2005008073 | 379 | 369
55 | 2005008073 | 372.3333 | 362.3333
56 | 2005008073 | 365.6667 | 355.6667
57 | 2005008073 | 359 | 349
58 | 2005008073 | 353.6667 | 343.6667
59 | 2005008073 | 348.3333 | 338.3333
60 | 2005008073 | 343 | 333
61 | 2005008073 | 338.3333 | 328.3333
62 | 2005008073 | 333.6667 | 323.6667
63 | 2005008073 | 329 | 319
64 | 2005008073 | 326 | 316
65 | 2005008073 | 323 | 313
66 | 2005008073 | 320 | 310
67 | 2005008073 | 318.3333 | 308.3333
68 | 2005008073 | 316.6667 | 306.6667
69 | 2005008073 | 315 | 305
70 | 2005008073 | 315.3333 | 305.3333
71 | 2005008073 | 315.6667 | 305.6667
72 | 2005008073 | 316 | 306
73 | 2005008073 | 316.3333 | 306.3333
74 | 2005008073 | 316.6667 | 306.6667
75 | 2005008073 | 317 | 307
76 | 2005008073 | 316.3333 | 306.3333
77 | 2005008073 | 315.6667 | 305.6667
78 | 2005008073 | 315 | 305
79 | 2005008073 | 314.6667 | 304.6667
80 | 2005008073 | 314.3333 | 304.3333
81 | 2005008073 | 314 | 304
82 | 2005008073 | 316.3333 | 306.3333
83 | 2005008073 | 318.6667 | 308.6667
84 | 2005008073 | 321 | 311
85 | 2005008073 | 323.3333 | 313.3333
86 | 2005008073 | 325.6667 | 315.6667
87 | 2005008073 | 328 | 318
88 | 2005008073 | 328.3333 | 318.3333
89 | 2005008073 | 328.6667 | 318.6667
90 | 2005008073 | 329 | 339
91 | 2005008073 | 329 | 339
92 | 2005008073 | 329 | 339
93 | 2005008073 | 329 | 339
94 | 2005008073 | 328.6667 | 338.6667
95 | 2005008073 | 328.3333 | 338.3333
96 | 2005008073 | 328 | 338
97 | 2005008073 | 327.6667 | 337.6667
98 | 2005008073 | 327.3333 | 337.3333
99 | 2005008073 | 327 | 337
100 | 2005008073 | 328.6667 | 338.6667
101 | 2005008073 | 330.3333 | 340.3333
102 | 2005008073 | 332 | 342
103 | 2005008073 | 334.3333 | 344.3333
104 | 2005008073 | 336.6667 | 346.6667
105 | 2005008073 | 339 | 349
106 | 2005008073 | 339.3333 | 349.3333
107 | 2005008073 | 339.6667 | 349.6667
108 | 2005008073 | 340 | 350
109 | 2005008073 | 342.3333 | 352.3333
110 | 2005008073 | 344.6667 | 354.6667
111 | 2005008073 | 347 | 357
112 | 2005008073 | 349.6667 | 359.6667
113 | 2005008073 | 352.3333 | 362.3333
114 | 2005008073 | 355 | 365
115 | 2005008073 | 360.3333 | 370.3333
116 | 2005008073 | 365.6667 | 375.6667
117 | 2005008073 | 371 | 381
118 | 2005008073 | 373.6667 | 383.6667
119 | 2005008073 | 376.3333 | 386.3333
120 | 2005008073 | 379 | 389
121 | 2005008073 | 383.3333 | 393.3333
122 | 2005008073 | 387.6667 | 377.6667
123 | 2005008073 | 392 | 382
124 | 2005008073 | 395.3333 | 385.3333
125 | 2005008073 | 398.6667 | 388.6667
126 | 2005008073 | 402 | 392
127 | 2005008073 | 404.3333 | 394.3333
128 | 2005008073 | 406.6667 | 396.6667
129 | 2005008073 | 409 | 399
130 | 2005008073 | 409 | 399
131 | 2005008073 | 409 | 399
132 | 2005008073 | 409 | 399
133 | 2005008073 | 408.3333 | 398.3333
134 | 2005008073 | 407.6667 | 397.6667
135 | 2005008073 | 407 | 397
136 | 2005008073 | 407 | 397
137 | 2005008073 | 407 | 397
138 | 2005008073 | 407 | 397
139 | 2005008073 | 407 | 397
140 | 2005008073 | 407 | 397
141 | 2005008073 | 407 | 397
142 | 2005008073 | 406 | 396
143 | 2005008073 | 405 | 395
0 | 2005010764 | 343 | 333
1 | 2005010764 | 344 | 334
2 | 2005010764 | 345 | 335
3 | 2005010764 | 346 | 336
4 | 2005010764 | 348 | 338
5 | 2005010764 | 350 | 340
6 | 2005010764 | 352 | 342
7 | 2005010764 | 353 | 343
8 | 2005010764 | 354 | 344
9 | 2005010764 | 355 | 345
10 | 2005010764 | 356.6667 | 346.6667
11 | 2005010764 | 358.3333 | 348.3333
12 | 2005010764 | 360 | 350
13 | 2005010764 | 363.6667 | 353.6667
14 | 2005010764 | 367.3333 | 357.3333
15 | 2005010764 | 371 | 361
16 | 2005010764 | 373.3333 | 363.3333
17 | 2005010764 | 375.6667 | 365.6667
18 | 2005010764 | 378 | 368
19 | 2005010764 | 378.6667 | 368.6667
20 | 2005010764 | 379.3333 | 369.3333
21 | 2005010764 | 380 | 370
22 | 2005010764 | 381.3333 | 371.3333
23 | 2005010764 | 382.6667 | 372.6667
24 | 2005010764 | 384 | 374
25 | 2005010764 | 385.3333 | 375.3333
26 | 2005010764 | 386.6667 | 376.6667
27 | 2005010764 | 388 | 378
28 | 2005010764 | 387 | 377
29 | 2005010764 | 386 | 376
30 | 2005010764 | 385 | 375
31 | 2005010764 | 383 | 373
32 | 2005010764 | 381 | 371
33 | 2005010764 | 379 | 369
34 | 2005010764 | 378.3333 | 368.3333
35 | 2005010764 | 377.6667 | 367.6667
36 | 2005010764 | 377 | 367
37 | 2005010764 | 377.3333 | 367.3333
38 | 2005010764 | 377.6667 | 367.6667
39 | 2005010764 | 378 | 368
40 | 2005010764 | 379.6667 | 369.6667
41 | 2005010764 | 381.3333 | 371.3333
42 | 2005010764 | 383 | 373
43 | 2005010764 | 385.3333 | 375.3333
44 | 2005010764 | 387.6667 | 377.6667
45 | 2005010764 | 390 | 380
46 | 2005010764 | 391.3333 | 381.3333
47 | 2005010764 | 392.6667 | 382.6667
48 | 2005010764 | 394 | 384
49 | 2005010764 | 393.3333 | 383.3333
50 | 2005010764 | 392.6667 | 382.6667
51 | 2005010764 | 392 | 382
52 | 2005010764 | 387.6667 | 377.6667
53 | 2005010764 | 383.3333 | 373.3333
54 | 2005010764 | 379 | 369
55 | 2005010764 | 372.3333 | 362.3333
56 | 2005010764 | 365.6667 | 355.6667
57 | 2005010764 | 359 | 349
58 | 2005010764 | 353.6667 | 343.6667
59 | 2005010764 | 348.3333 | 338.3333
60 | 2005010764 | 343 | 333
61 | 2005010764 | 338.3333 | 328.3333
62 | 2005010764 | 333.6667 | 323.6667
63 | 2005010764 | 329 | 319
64 | 2005010764 | 326 | 316
65 | 2005010764 | 323 | 313
66 | 2005010764 | 320 | 310
67 | 2005010764 | 318.3333 | 308.3333
68 | 2005010764 | 316.6667 | 306.6667
69 | 2005010764 | 315 | 305
70 | 2005010764 | 315.3333 | 305.3333
71 | 2005010764 | 315.6667 | 305.6667
72 | 2005010764 | 316 | 306
73 | 2005010764 | 316.3333 | 306.3333
74 | 2005010764 | 316.6667 | 306.6667
75 | 2005010764 | 317 | 307
76 | 2005010764 | 316.3333 | 306.3333
77 | 2005010764 | 315.6667 | 305.6667
78 | 2005010764 | 315 | 305
79 | 2005010764 | 314.6667 | 304.6667
80 | 2005010764 | 314.3333 | 304.3333
81 | 2005010764 | 314 | 304
82 | 2005010764 | 316.3333 | 306.3333
83 | 2005010764 | 318.6667 | 308.6667
84 | 2005010764 | 321 | 311
85 | 2005010764 | 323.3333 | 313.3333
86 | 2005010764 | 325.6667 | 315.6667
87 | 2005010764 | 328 | 318
88 | 2005010764 | 328.3333 | 318.3333
89 | 2005010764 | 328.6667 | 318.6667
90 | 2005010764 | 329 | 339
91 | 2005010764 | 329 | 339
92 | 2005010764 | 329 | 339
93 | 2005010764 | 329 | 339
94 | 2005010764 | 328.6667 | 338.6667
95 | 2005010764 | 328.3333 | 338.3333
96 | 2005010764 | 328 | 338
97 | 2005010764 | 327.6667 | 337.6667
98 | 2005010764 | 327.3333 | 337.3333
99 | 2005010764 | 327 | 337
100 | 2005010764 | 328.6667 | 338.6667
101 | 2005010764 | 330.3333 | 340.3333
102 | 2005010764 | 332 | 342
103 | 2005010764 | 334.3333 | 344.3333
104 | 2005010764 | 336.6667 | 346.6667
105 | 2005010764 | 339 | 349
106 | 2005010764 | 339.3333 | 349.3333
107 | 2005010764 | 339.6667 | 349.6667
108 | 2005010764 | 340 | 350
109 | 2005010764 | 342.3333 | 352.3333
110 | 2005010764 | 344.6667 | 354.6667
111 | 2005010764 | 347 | 357
112 | 2005010764 | 349.6667 | 359.6667
113 | 2005010764 | 352.3333 | 362.3333
114 | 2005010764 | 355 | 365
115 | 2005010764 | 360.3333 | 370.3333
116 | 2005010764 | 365.6667 | 375.6667
117 | 2005010764 | 371 | 381
118 | 2005010764 | 373.6667 | 383.6667
119 | 2005010764 | 376.3333 | 386.3333
120 | 2005010764 | 379 | 389
121 | 2005010764 | 383.3333 | 393.3333
122 | 2005010764 | 387.6667 | 377.6667
123 | 2005010764 | 392 | 382
124 | 2005010764 | 395.3333 | 385.3333
125 | 2005010764 | 398.6667 | 388.6667
126 | 2005010764 | 402 | 392
127 | 2005010764 | 404.3333 | 394.3333
128 | 2005010764 | 406.6667 | 396.6667
129 | 2005010764 | 409 | 399
130 | 2005010764 | 409 | 399
131 | 2005010764 | 409 | 399
132 | 2005010764 | 409 | 399
133 | 2005010764 | 408.3333 | 398.3333
134 | 2005010764 | 407.6667 | 397.6667
135 | 2005010764 | 407 | 397
136 | 2005010764 | 407 | 397
137 | 2005010764 | 407 | 397
138 | 2005010764 | 407 | 397
139 | 2005010764 | 407 | 397
140 | 2005010764 | 407 | 397
141 | 2005010764 | 407 | 397
142 | 2005010764 | 406 | 396
143 | 2005010764 | 405 | 395
0 | 2002003774 | 343 | 333
1 | 2002003774 | 344 | 334
2 | 2002003774 | 345 | 335
3 | 2002003774 | 346 | 336
4 | 2002003774 | 348 | 338
5 | 2002003774 | 350 | 340
6 | 2002003774 | 352 | 342
7 | 2002003774 | 353 | 343
8 | 2002003774 | 354 | 344
9 | 2002003774 | 355 | 345
10 | 2002003774 | 356.6667 | 346.6667
11 | 2002003774 | 358.3333 | 348.3333
12 | 2002003774 | 360 | 350
13 | 2002003774 | 363.6667 | 353.6667
14 | 2002003774 | 367.3333 | 357.3333
15 | 2002003774 | 371 | 361
16 | 2002003774 | 373.3333 | 363.3333
17 | 2002003774 | 375.6667 | 365.6667
18 | 2002003774 | 378 | 368
19 | 2002003774 | 378.6667 | 368.6667
20 | 2002003774 | 379.3333 | 369.3333
21 | 2002003774 | 380 | 370
22 | 2002003774 | 381.3333 | 371.3333
23 | 2002003774 | 382.6667 | 372.6667
24 | 2002003774 | 384 | 374
25 | 2002003774 | 385.3333 | 375.3333
26 | 2002003774 | 386.6667 | 376.6667
27 | 2002003774 | 388 | 378
28 | 2002003774 | 387 | 377
29 | 2002003774 | 386 | 376
30 | 2002003774 | 385 | 375
31 | 2002003774 | 383 | 373
32 | 2002003774 | 381 | 371
33 | 2002003774 | 379 | 369
34 | 2002003774 | 378.3333 | 368.3333
35 | 2002003774 | 377.6667 | 367.6667
36 | 2002003774 | 377 | 367
37 | 2002003774 | 377.3333 | 367.3333
38 | 2002003774 | 377.6667 | 367.6667
39 | 2002003774 | 378 | 368
40 | 2002003774 | 379.6667 | 369.6667
41 | 2002003774 | 381.3333 | 371.3333
42 | 2002003774 | 383 | 373
43 | 2002003774 | 385.3333 | 375.3333
44 | 2002003774 | 387.6667 | 377.6667
45 | 2002003774 | 390 | 380
46 | 2002003774 | 391.3333 | 381.3333
47 | 2002003774 | 392.6667 | 382.6667
48 | 2002003774 | 394 | 384
49 | 2002003774 | 393.3333 | 383.3333
50 | 2002003774 | 392.6667 | 382.6667
51 | 2002003774 | 392 | 382
52 | 2002003774 | 387.6667 | 377.6667
53 | 2002003774 | 383.3333 | 373.3333
54 | 2002003774 | 379 | 369
55 | 2002003774 | 372.3333 | 362.3333
56 | 2002003774 | 365.6667 | 355.6667
57 | 2002003774 | 359 | 349
58 | 2002003774 | 353.6667 | 343.6667
59 | 2002003774 | 348.3333 | 338.3333
60 | 2002003774 | 343 | 333
61 | 2002003774 | 338.3333 | 328.3333
62 | 2002003774 | 333.6667 | 323.6667
63 | 2002003774 | 329 | 319
64 | 2002003774 | 326 | 316
65 | 2002003774 | 323 | 313
66 | 2002003774 | 320 | 310
67 | 2002003774 | 318.3333 | 308.3333
68 | 2002003774 | 316.6667 | 306.6667
69 | 2002003774 | 315 | 305
70 | 2002003774 | 315.3333 | 305.3333
71 | 2002003774 | 315.6667 | 305.6667
72 | 2002003774 | 316 | 306
73 | 2002003774 | 316.3333 | 306.3333
74 | 2002003774 | 316.6667 | 306.6667
75 | 2002003774 | 317 | 307
76 | 2002003774 | 316.3333 | 306.3333
77 | 2002003774 | 315.6667 | 305.6667
78 | 2002003774 | 315 | 305
79 | 2002003774 | 314.6667 | 304.6667
80 | 2002003774 | 314.3333 | 304.3333
81 | 2002003774 | 314 | 304
82 | 2002003774 | 316.3333 | 306.3333
83 | 2002003774 | 318.6667 | 308.6667
84 | 2002003774 | 321 | 311
85 | 2002003774 | 323.3333 | 313.3333
86 | 2002003774 | 325.6667 | 315.6667
87 | 2002003774 | 328 | 318
88 | 2002003774 | 328.3333 | 318.3333
89 | 2002003774 | 328.6667 | 318.6667
90 | 2002003774 | 329 | 339
91 | 2002003774 | 329 | 339
92 | 2002003774 | 329 | 339
93 | 2002003774 | 329 | 339
94 | 2002003774 | 328.6667 | 338.6667
95 | 2002003774 | 328.3333 | 338.3333
96 | 2002003774 | 328 | 338
97 | 2002003774 | 327.6667 | 337.6667
98 | 2002003774 | 327.3333 | 337.3333
99 | 2002003774 | 327 | 337
100 | 2002003774 | 328.6667 | 338.6667
101 | 2002003774 | 330.3333 | 340.3333
102 | 2002003774 | 332 | 342
103 | 2002003774 | 334.3333 | 344.3333
104 | 2002003774 | 336.6667 | 346.6667
105 | 2002003774 | 339 | 349
106 | 2002003774 | 339.3333 | 349.3333
107 | 2002003774 | 339.6667 | 349.6667
108 | 2002003774 | 340 | 350
109 | 2002003774 | 342.3333 | 352.3333
110 | 2002003774 | 344.6667 | 354.6667
111 | 2002003774 | 347 | 357
112 | 2002003774 | 349.6667 | 359.6667
113 | 2002003774 | 352.3333 | 362.3333
114 | 2002003774 | 355 | 365
115 | 2002003774 | 360.3333 | 370.3333
116 | 2002003774 | 365.6667 | 375.6667
117 | 2002003774 | 371 | 381
118 | 2002003774 | 373.6667 | 383.6667
119 | 2002003774 | 376.3333 | 386.3333
120 | 2002003774 | 379 | 389
121 | 2002003774 | 383.3333 | 393.3333
122 | 2002003774 | 387.6667 | 377.6667
123 | 2002003774 | 392 | 382
124 | 2002003774 | 395.3333 | 385.3333
125 | 2002003774 | 398.6667 | 388.6667
126 | 2002003774 | 402 | 392
127 | 2002003774 | 404.3333 | 394.3333
128 | 2002003774 | 406.6667 | 396.6667
129 | 2002003774 | 409 | 399
130 | 2002003774 | 409 | 399
131 | 2002003774 | 409 | 399
132 | 2002003774 | 409 | 399
133 | 2002003774 | 408.3333 | 398.3333
134 | 2002003774 | 407.6667 | 397.6667
135 | 2002003774 | 407 | 397
136 | 2002003774 | 407 | 397
137 | 2002003774 | 407 | 397
138 | 2002003774 | 407 | 397
139 | 2002003774 | 407 | 397
140 | 2002003774 | 407 | 397
141 | 2002003774 | 407 | 397
142 | 2002003774 | 406 | 396
143 | 2002003774 | 405 | 395
0 | 2003003824 | 343 | 333
1 | 2003003824 | 344 | 334
2 | 2003003824 | 345 | 335
3 | 2003003824 | 346 | 336
4 | 2003003824 | 348 | 338
5 | 2003003824 | 350 | 340
6 | 2003003824 | 352 | 342
7 | 2003003824 | 353 | 343
8 | 2003003824 | 354 | 344
9 | 2003003824 | 355 | 345
10 | 2003003824 | 356.6667 | 346.6667
11 | 2003003824 | 358.3333 | 348.3333
12 | 2003003824 | 360 | 350
13 | 2003003824 | 363.6667 | 353.6667
14 | 2003003824 | 367.3333 | 357.3333
15 | 2003003824 | 371 | 361
16 | 2003003824 | 373.3333 | 363.3333
17 | 2003003824 | 375.6667 | 365.6667
18 | 2003003824 | 378 | 368
19 | 2003003824 | 378.6667 | 368.6667
20 | 2003003824 | 379.3333 | 369.3333
21 | 2003003824 | 380 | 370
22 | 2003003824 | 381.3333 | 371.3333
23 | 2003003824 | 382.6667 | 372.6667
24 | 2003003824 | 384 | 374
25 | 2003003824 | 385.3333 | 375.3333
26 | 2003003824 | 386.6667 | 376.6667
27 | 2003003824 | 388 | 378
28 | 2003003824 | 387 | 377
29 | 2003003824 | 386 | 376
30 | 2003003824 | 385 | 375
31 | 2003003824 | 383 | 373
32 | 2003003824 | 381 | 371
33 | 2003003824 | 379 | 369
34 | 2003003824 | 378.3333 | 368.3333
35 | 2003003824 | 377.6667 | 367.6667
36 | 2003003824 | 377 | 367
37 | 2003003824 | 377.3333 | 367.3333
38 | 2003003824 | 377.6667 | 367.6667
39 | 2003003824 | 378 | 368
40 | 2003003824 | 379.6667 | 369.6667
41 | 2003003824 | 381.3333 | 371.3333
42 | 2003003824 | 383 | 373
43 | 2003003824 | 385.3333 | 375.3333
44 | 2003003824 | 387.6667 | 377.6667
45 | 2003003824 | 390 | 380
46 | 2003003824 | 391.3333 | 381.3333
47 | 2003003824 | 392.6667 | 382.6667
48 | 2003003824 | 394 | 384
49 | 2003003824 | 393.3333 | 383.3333
50 | 2003003824 | 392.6667 | 382.6667
51 | 2003003824 | 392 | 382
52 | 2003003824 | 387.6667 | 377.6667
53 | 2003003824 | 383.3333 | 373.3333
54 | 2003003824 | 379 | 369
55 | 2003003824 | 372.3333 | 362.3333
56 | 2003003824 | 365.6667 | 355.6667
57 | 2003003824 | 359 | 349
58 | 2003003824 | 353.6667 | 343.6667
59 | 2003003824 | 348.3333 | 338.3333
60 | 2003003824 | 343 | 333
61 | 2003003824 | 338.3333 | 328.3333
62 | 2003003824 | 333.6667 | 323.6667
63 | 2003003824 | 329 | 319
64 | 2003003824 | 326 | 316
65 | 2003003824 | 323 | 313
66 | 2003003824 | 320 | 310
67 | 2003003824 | 318.3333 | 308.3333
68 | 2003003824 | 316.6667 | 306.6667
69 | 2003003824 | 315 | 305
70 | 2003003824 | 315.3333 | 305.3333
71 | 2003003824 | 315.6667 | 305.6667
72 | 2003003824 | 316 | 306
73 | 2003003824 | 316.3333 | 306.3333
74 | 2003003824 | 316.6667 | 306.6667
75 | 2003003824 | 317 | 307
76 | 2003003824 | 316.3333 | 306.3333
77 | 2003003824 | 315.6667 | 305.6667
78 | 2003003824 | 315 | 305
79 | 2003003824 | 314.6667 | 304.6667
80 | 2003003824 | 314.3333 | 304.3333
81 | 2003003824 | 314 | 304
82 | 2003003824 | 316.3333 | 306.3333
83 | 2003003824 | 318.6667 | 308.6667
84 | 2003003824 | 321 | 311
85 | 2003003824 | 323.3333 | 313.3333
86 | 2003003824 | 325.6667 | 315.6667
87 | 2003003824 | 328 | 318
88 | 2003003824 | 328.3333 | 318.3333
89 | 2003003824 | 328.6667 | 318.6667
90 | 2003003824 | 329 | 339
91 | 2003003824 | 329 | 339
92 | 2003003824 | 329 | 339
93 | 2003003824 | 329 | 339
94 | 2003003824 | 328.6667 | 338.6667
95 | 2003003824 | 328.3333 | 338.3333
96 | 2003003824 | 328 | 338
97 | 2003003824 | 327.6667 | 337.6667
98 | 2003003824 | 327.3333 | 337.3333
99 | 2003003824 | 327 | 337
100 | 2003003824 | 328.6667 | 338.6667
101 | 2003003824 | 330.3333 | 340.3333
102 | 2003003824 | 332 | 342
103 | 2003003824 | 334.3333 | 344.3333
104 | 2003003824 | 336.6667 | 346.6667
105 | 2003003824 | 339 | 349
106 | 2003003824 | 339.3333 | 349.3333
107 | 2003003824 | 339.6667 | 349.6667
108 | 2003003824 | 340 | 350
109 | 2003003824 | 342.3333 | 352.3333
110 | 2003003824 | 344.6667 | 354.6667
111 | 2003003824 | 347 | 357
112 | 2003003824 | 349.6667 | 359.6667
113 | 2003003824 | 352.3333 | 362.3333
114 | 2003003824 | 355 | 365
115 | 2003003824 | 360.3333 | 370.3333
116 | 2003003824 | 365.6667 | 375.6667
117 | 2003003824 | 371 | 381
118 | 2003003824 | 373.6667 | 383.6667
119 | 2003003824 | 376.3333 | 386.3333
120 | 2003003824 | 379 | 389
121 | 2003003824 | 383.3333 | 393.3333
122 | 2003003824 | 387.6667 | 377.6667
123 | 2003003824 | 392 | 382
124 | 2003003824 | 395.3333 | 385.3333
125 | 2003003824 | 398.6667 | 388.6667
126 | 2003003824 | 402 | 392
127 | 2003003824 | 404.3333 | 394.3333
128 | 2003003824 | 406.6667 | 396.6667
129 | 2003003824 | 409 | 399
130 | 2003003824 | 409 | 399
131 | 2003003824 | 409 | 399
132 | 2003003824 | 409 | 399
133 | 2003003824 | 408.3333 | 398.3333
134 | 2003003824 | 407.6667 | 397.6667
135 | 2003003824 | 407 | 397
136 | 2003003824 | 407 | 397
137 | 2003003824 | 407 | 397
138 | 2003003824 | 407 | 397
139 | 2003003824 | 407 | 397
140 | 2003003824 | 407 | 397
141 | 2003003824 | 407 | 397
142 | 2003003824 | 406 | 396
143 | 2003003824 | 405 | 395
0 | 2009000113 | 343 | 333
1 | 2009000113 | 344 | 334
2 | 2009000113 | 345 | 335
3 | 2009000113 | 346 | 336
4 | 2009000113 | 348 | 338
5 | 2009000113 | 350 | 340
6 | 2009000113 | 352 | 342
7 | 2009000113 | 353 | 343
8 | 2009000113 | 354 | 344
9 | 2009000113 | 355 | 345
10 | 2009000113 | 356.6667 | 346.6667
11 | 2009000113 | 358.3333 | 348.3333
12 | 2009000113 | 360 | 350
13 | 2009000113 | 363.6667 | 353.6667
14 | 2009000113 | 367.3333 | 357.3333
15 | 2009000113 | 371 | 361
16 | 2009000113 | 373.3333 | 363.3333
17 | 2009000113 | 375.6667 | 365.6667
18 | 2009000113 | 378 | 368
19 | 2009000113 | 378.6667 | 368.6667
20 | 2009000113 | 379.3333 | 369.3333
21 | 2009000113 | 380 | 370
22 | 2009000113 | 381.3333 | 371.3333
23 | 2009000113 | 382.6667 | 372.6667
24 | 2009000113 | 384 | 374
25 | 2009000113 | 385.3333 | 375.3333
26 | 2009000113 | 386.6667 | 376.6667
27 | 2009000113 | 388 | 378
28 | 2009000113 | 387 | 377
29 | 2009000113 | 386 | 376
30 | 2009000113 | 385 | 375
31 | 2009000113 | 383 | 373
32 | 2009000113 | 381 | 371
33 | 2009000113 | 379 | 369
34 | 2009000113 | 378.3333 | 368.3333
35 | 2009000113 | 377.6667 | 367.6667
36 | 2009000113 | 377 | 367
37 | 2009000113 | 377.3333 | 367.3333
38 | 2009000113 | 377.6667 | 367.6667
39 | 2009000113 | 378 | 368
40 | 2009000113 | 379.6667 | 369.6667
41 | 2009000113 | 381.3333 | 371.3333
42 | 2009000113 | 383 | 373
43 | 2009000113 | 385.3333 | 375.3333
44 | 2009000113 | 387.6667 | 377.6667
45 | 2009000113 | 390 | 380
46 | 2009000113 | 391.3333 | 381.3333
47 | 2009000113 | 392.6667 | 382.6667
48 | 2009000113 | 394 | 384
49 | 2009000113 | 393.3333 | 383.3333
50 | 2009000113 | 392.6667 | 382.6667
51 | 2009000113 | 392 | 382
52 | 2009000113 | 387.6667 | 377.6667
53 | 2009000113 | 383.3333 | 373.3333
54 | 2009000113 | 379 | 369
55 | 2009000113 | 372.3333 | 362.3333
56 | 2009000113 | 365.6667 | 355.6667
57 | 2009000113 | 359 | 349
58 | 2009000113 | 353.6667 | 343.6667
59 | 2009000113 | 348.3333 | 338.3333
60 | 2009000113 | 343 | 333
61 | 2009000113 | 338.3333 | 328.3333
62 | 2009000113 | 333.6667 | 323.6667
63 | 2009000113 | 329 | 319
64 | 2009000113 | 326 | 316
65 | 2009000113 | 323 | 313
66 | 2009000113 | 320 | 310
67 | 2009000113 | 318.3333 | 308.3333
68 | 2009000113 | 316.6667 | 306.6667
69 | 2009000113 | 315 | 305
70 | 2009000113 | 315.3333 | 305.3333
71 | 2009000113 | 315.6667 | 305.6667
72 | 2009000113 | 316 | 306
73 | 2009000113 | 316.3333 | 306.3333
74 | 2009000113 | 316.6667 | 306.6667
75 | 2009000113 | 317 | 307
76 | 2009000113 | 316.3333 | 306.3333
77 | 2009000113 | 315.6667 | 305.6667
78 | 2009000113 | 315 | 305
79 | 2009000113 | 314.6667 | 304.6667
80 | 2009000113 | 314.3333 | 304.3333
81 | 2009000113 | 314 | 304
82 | 2009000113 | 316.3333 | 306.3333
83 | 2009000113 | 318.6667 | 308.6667
84 | 2009000113 | 321 | 311
85 | 2009000113 | 323.3333 | 313.3333
86 | 2009000113 | 325.6667 | 315.6667
87 | 2009000113 | 328 | 318
88 | 2009000113 | 328.3333 | 318.3333
89 | 2009000113 | 328.6667 | 318.6667
90 | 2009000113 | 329 | 339
91 | 2009000113 | 329 | 339
92 | 2009000113 | 329 | 339
93 | 2009000113 | 329 | 339
94 | 2009000113 | 328.6667 | 338.6667
95 | 2009000113 | 328.3333 | 338.3333
96 | 2009000113 | 328 | 338
97 | 2009000113 | 327.6667 | 337.6667
98 | 2009000113 | 327.3333 | 337.3333
99 | 2009000113 | 327 | 337
100 | 2009000113 | 328.6667 | 338.6667
101 | 2009000113 | 330.3333 | 340.3333
102 | 2009000113 | 332 | 342
103 | 2009000113 | 334.3333 | 344.3333
104 | 2009000113 | 336.6667 | 346.6667
105 | 2009000113 | 339 | 349
106 | 2009000113 | 339.3333 | 349.3333
107 | 2009000113 | 339.6667 | 349.6667
108 | 2009000113 | 340 | 350
109 | 2009000113 | 342.3333 | 352.3333
110 | 2009000113 | 344.6667 | 354.6667
111 | 2009000113 | 347 | 357
112 | 2009000113 | 349.6667 | 359.6667
113 | 2009000113 | 352.3333 | 362.3333
114 | 2009000113 | 355 | 365
115 | 2009000113 | 360.3333 | 370.3333
116 | 2009000113 | 365.6667 | 375.6667
117 | 2009000113 | 371 | 381
118 | 2009000113 | 373.6667 | 383.6667
119 | 2009000113 | 376.3333 | 386.3333
120 | 2009000113 | 379 | 389
121 | 2009000113 | 383.3333 | 393.3333
122 | 2009000113 | 387.6667 | 377.6667
123 | 2009000113 | 392 | 382
124 | 2009000113 | 395.3333 | 385.3333
125 | 2009000113 | 398.6667 | 388.6667
126 | 2009000113 | 402 | 392
127 | 2009000113 | 404.3333 | 394.3333
128 | 2009000113 | 406.6667 | 396.6667
129 | 2009000113 | 409 | 399
130 | 2009000113 | 409 | 399
131 | 2009000113 | 409 | 399
132 | 2009000113 | 409 | 399
133 | 2009000113 | 408.3333 | 398.3333
134 | 2009000113 | 407.6667 | 397.6667
135 | 2009000113 | 407 | 397
136 | 2009000113 | 407 | 397
137 | 2009000113 | 407 | 397
138 | 2009000113 | 407 | 397
139 | 2009000113 | 407 | 397
140 | 2009000113 | 407 | 397
141 | 2009000113 | 407 | 397
142 | 2009000113 | 406 | 396
143 | 2009000113 | 405 | 395
0 | 2002000649 | 343 | 333
1 | 2002000649 | 344 | 334
2 | 2002000649 | 345 | 335
3 | 2002000649 | 346 | 336
4 | 2002000649 | 348 | 338
5 | 2002000649 | 350 | 340
6 | 2002000649 | 352 | 342
7 | 2002000649 | 353 | 343
8 | 2002000649 | 354 | 344
9 | 2002000649 | 355 | 345
10 | 2002000649 | 356.6667 | 346.6667
11 | 2002000649 | 358.3333 | 348.3333
12 | 2002000649 | 360 | 350
13 | 2002000649 | 363.6667 | 353.6667
14 | 2002000649 | 367.3333 | 357.3333
15 | 2002000649 | 371 | 361
16 | 2002000649 | 373.3333 | 363.3333
17 | 2002000649 | 375.6667 | 365.6667
18 | 2002000649 | 378 | 368
19 | 2002000649 | 378.6667 | 368.6667
20 | 2002000649 | 379.3333 | 369.3333
21 | 2002000649 | 380 | 370
22 | 2002000649 | 381.3333 | 371.3333
23 | 2002000649 | 382.6667 | 372.6667
24 | 2002000649 | 384 | 374
25 | 2002000649 | 385.3333 | 375.3333
26 | 2002000649 | 386.6667 | 376.6667
27 | 2002000649 | 388 | 378
28 | 2002000649 | 387 | 377
29 | 2002000649 | 386 | 376
30 | 2002000649 | 385 | 375
31 | 2002000649 | 383 | 373
32 | 2002000649 | 381 | 371
33 | 2002000649 | 379 | 369
34 | 2002000649 | 378.3333 | 368.3333
35 | 2002000649 | 377.6667 | 367.6667
36 | 2002000649 | 377 | 367
37 | 2002000649 | 377.3333 | 367.3333
38 | 2002000649 | 377.6667 | 367.6667
39 | 2002000649 | 378 | 368
40 | 2002000649 | 379.6667 | 369.6667
41 | 2002000649 | 381.3333 | 371.3333
42 | 2002000649 | 383 | 373
43 | 2002000649 | 385.3333 | 375.3333
44 | 2002000649 | 387.6667 | 377.6667
45 | 2002000649 | 390 | 380
46 | 2002000649 | 391.3333 | 381.3333
47 | 2002000649 | 392.6667 | 382.6667
48 | 2002000649 | 394 | 384
49 | 2002000649 | 393.3333 | 383.3333
50 | 2002000649 | 392.6667 | 382.6667
51 | 2002000649 | 392 | 382
52 | 2002000649 | 387.6667 | 377.6667
53 | 2002000649 | 383.3333 | 373.3333
54 | 2002000649 | 379 | 369
55 | 2002000649 | 372.3333 | 362.3333
56 | 2002000649 | 365.6667 | 355.6667
57 | 2002000649 | 359 | 349
58 | 2002000649 | 353.6667 | 343.6667
59 | 2002000649 | 348.3333 | 338.3333
60 | 2002000649 | 343 | 333
61 | 2002000649 | 338.3333 | 328.3333
62 | 2002000649 | 333.6667 | 323.6667
63 | 2002000649 | 329 | 319
64 | 2002000649 | 326 | 316
65 | 2002000649 | 323 | 313
66 | 2002000649 | 320 | 310
67 | 2002000649 | 318.3333 | 308.3333
68 | 2002000649 | 316.6667 | 306.6667
69 | 2002000649 | 315 | 305
70 | 2002000649 | 315.3333 | 305.3333
71 | 2002000649 | 315.6667 | 305.6667
72 | 2002000649 | 316 | 306
73 | 2002000649 | 316.3333 | 306.3333
74 | 2002000649 | 316.6667 | 306.6667
75 | 2002000649 | 317 | 307
76 | 2002000649 | 316.3333 | 306.3333
77 | 2002000649 | 315.6667 | 305.6667
78 | 2002000649 | 315 | 305
79 | 2002000649 | 314.6667 | 304.6667
80 | 2002000649 | 314.3333 | 304.3333
81 | 2002000649 | 314 | 304
82 | 2002000649 | 316.3333 | 306.3333
83 | 2002000649 | 318.6667 | 308.6667
84 | 2002000649 | 321 | 311
85 | 2002000649 | 323.3333 | 313.3333
86 | 2002000649 | 325.6667 | 315.6667
87 | 2002000649 | 328 | 318
88 | 2002000649 | 328.3333 | 318.3333
89 | 2002000649 | 328.6667 | 318.6667
90 | 2002000649 | 329 | 339
91 | 2002000649 | 329 | 339
92 | 2002000649 | 329 | 339
93 | 2002000649 | 329 | 339
94 | 2002000649 | 328.6667 | 338.6667
95 | 2002000649 | 328.3333 | 338.3333
96 | 2002000649 | 328 | 338
97 | 2002000649 | 327.6667 | 337.6667
98 | 2002000649 | 327.3333 | 337.3333
99 | 2002000649 | 327 | 337
100 | 2002000649 | 328.6667 | 338.6667
101 | 2002000649 | 330.3333 | 340.3333
102 | 2002000649 | 332 | 342
103 | 2002000649 | 334.3333 | 344.3333
104 | 2002000649 | 336.6667 | 346.6667
105 | 2002000649 | 339 | 349
106 | 2002000649 | 339.3333 | 349.3333
107 | 2002000649 | 339.6667 | 349.6667
108 | 2002000649 | 340 | 350
109 | 2002000649 | 342.3333 | 352.3333
110 | 2002000649 | 344.6667 | 354.6667
111 | 2002000649 | 347 | 357
112 | 2002000649 | 349.6667 | 359.6667
113 | 2002000649 | 352.3333 | 362.3333
114 | 2002000649 | 355 | 365
115 | 2002000649 | 360.3333 | 370.3333
116 | 2002000649 | 365.6667 | 375.6667
117 | 2002000649 | 371 | 381
118 | 2002000649 | 373.6667 | 383.6667
119 | 2002000649 | 376.3333 | 386.3333
120 | 2002000649 | 379 | 389
121 | 2002000649 | 383.3333 | 393.3333
122 | 2002000649 | 387.6667 | 377.6667
123 | 2002000649 | 392 | 382
124 | 2002000649 | 395.3333 | 385.3333
125 | 2002000649 | 398.6667 | 388.6667
126 | 2002000649 | 402 | 392
127 | 2002000649 | 404.3333 | 394.3333
128 | 2002000649 | 406.6667 | 396.6667
129 | 2002000649 | 409 | 399
130 | 2002000649 | 409 | 399
131 | 2002000649 | 409 | 399
132 | 2002000649 | 409 | 399
133 | 2002000649 | 408.3333 | 398.3333
134 | 2002000649 | 407.6667 | 397.6667
135 | 2002000649 | 407 | 397
136 | 2002000649 | 407 | 397
137 | 2002000649 | 407 | 397
138 | 2002000649 | 407 | 397
139 | 2002000649 | 407 | 397
140 | 2002000649 | 407 | 397
141 | 2002000649 | 407 | 397
142 | 2002000649 | 406 | 396
143 | 2002000649 | 405 | 395
0 | 2009004280 | 343 | 333
1 | 2009004280 | 344 | 334
2 | 2009004280 | 345 | 335
3 | 2009004280 | 346 | 336
4 | 2009004280 | 348 | 338
5 | 2009004280 | 350 | 340
6 | 2009004280 | 352 | 342
7 | 2009004280 | 353 | 343
8 | 2009004280 | 354 | 344
9 | 2009004280 | 355 | 345
10 | 2009004280 | 356.6667 | 346.6667
11 | 2009004280 | 358.3333 | 348.3333
12 | 2009004280 | 360 | 350
13 | 2009004280 | 363.6667 | 353.6667
14 | 2009004280 | 367.3333 | 357.3333
15 | 2009004280 | 371 | 361
16 | 2009004280 | 373.3333 | 363.3333
17 | 2009004280 | 375.6667 | 365.6667
18 | 2009004280 | 378 | 368
19 | 2009004280 | 378.6667 | 368.6667
20 | 2009004280 | 379.3333 | 369.3333
21 | 2009004280 | 380 | 370
22 | 2009004280 | 381.3333 | 371.3333
23 | 2009004280 | 382.6667 | 372.6667
24 | 2009004280 | 384 | 374
25 | 2009004280 | 385.3333 | 375.3333
26 | 2009004280 | 386.6667 | 376.6667
27 | 2009004280 | 388 | 378
28 | 2009004280 | 387 | 377
29 | 2009004280 | 386 | 376
30 | 2009004280 | 385 | 375
31 | 2009004280 | 383 | 373
32 | 2009004280 | 381 | 371
33 | 2009004280 | 379 | 369
34 | 2009004280 | 378.3333 | 368.3333
35 | 2009004280 | 377.6667 | 367.6667
36 | 2009004280 | 377 | 367
37 | 2009004280 | 377.3333 | 367.3333
38 | 2009004280 | 377.6667 | 367.6667
39 | 2009004280 | 378 | 368
40 | 2009004280 | 379.6667 | 369.6667
41 | 2009004280 | 381.3333 | 371.3333
42 | 2009004280 | 383 | 373
43 | 2009004280 | 385.3333 | 375.3333
44 | 2009004280 | 387.6667 | 377.6667
45 | 2009004280 | 390 | 380
46 | 2009004280 | 391.3333 | 381.3333
47 | 2009004280 | 392.6667 | 382.6667
48 | 2009004280 | 394 | 384
49 | 2009004280 | 393.3333 | 383.3333
50 | 2009004280 | 392.6667 | 382.6667
51 | 2009004280 | 392 | 382
52 | 2009004280 | 387.6667 | 377.6667
53 | 2009004280 | 383.3333 | 373.3333
54 | 2009004280 | 379 | 369
55 | 2009004280 | 372.3333 | 362.3333
56 | 2009004280 | 365.6667 | 355.6667
57 | 2009004280 | 359 | 349
58 | 2009004280 | 353.6667 | 343.6667
59 | 2009004280 | 348.3333 | 338.3333
60 | 2009004280 | 343 | 333
61 | 2009004280 | 338.3333 | 328.3333
62 | 2009004280 | 333.6667 | 323.6667
63 | 2009004280 | 329 | 319
64 | 2009004280 | 326 | 316
65 | 2009004280 | 323 | 313
66 | 2009004280 | 320 | 310
67 | 2009004280 | 318.3333 | 308.3333
68 | 2009004280 | 316.6667 | 306.6667
69 | 2009004280 | 315 | 305
70 | 2009004280 | 315.3333 | 305.3333
71 | 2009004280 | 315.6667 | 305.6667
72 | 2009004280 | 316 | 306
73 | 2009004280 | 316.3333 | 306.3333
74 | 2009004280 | 316.6667 | 306.6667
75 | 2009004280 | 317 | 307
76 | 2009004280 | 316.3333 | 306.3333
77 | 2009004280 | 315.6667 | 305.6667
78 | 2009004280 | 315 | 305
79 | 2009004280 | 314.6667 | 304.6667
80 | 2009004280 | 314.3333 | 304.3333
81 | 2009004280 | 314 | 304
82 | 2009004280 | 316.3333 | 306.3333
83 | 2009004280 | 318.6667 | 308.6667
84 | 2009004280 | 321 | 311
85 | 2009004280 | 323.3333 | 313.3333
86 | 2009004280 | 325.6667 | 315.6667
87 | 2009004280 | 328 | 318
88 | 2009004280 | 328.3333 | 318.3333
89 | 2009004280 | 328.6667 | 318.6667
90 | 2009004280 | 329 | 339
91 | 2009004280 | 329 | 339
92 | 2009004280 | 329 | 339
93 | 2009004280 | 329 | 339
94 | 2009004280 | 328.6667 | 338.6667
95 | 2009004280 | 328.3333 | 338.3333
96 | 2009004280 | 328 | 338
97 | 2009004280 | 327.6667 | 337.6667
98 | 2009004280 | 327.3333 | 337.3333
99 | 2009004280 | 327 | 337
100 | 2009004280 | 328.6667 | 338.6667
101 | 2009004280 | 330.3333 | 340.3333
102 | 2009004280 | 332 | 342
103 | 2009004280 | 334.3333 | 344.3333
104 | 2009004280 | 336.6667 | 346.6667
105 | 2009004280 | 339 | 349
106 | 2009004280 | 339.3333 | 349.3333
107 | 2009004280 | 339.6667 | 349.6667
108 | 2009004280 | 340 | 350
109 | 2009004280 | 342.3333 | 352.3333
110 | 2009004280 | 344.6667 | 354.6667
111 | 2009004280 | 347 | 357
112 | 2009004280 | 349.6667 | 359.6667
113 | 2009004280 | 352.3333 | 362.3333
114 | 2009004280 | 355 | 365
115 | 2009004280 | 360.3333 | 370.3333
116 | 2009004280 | 365.6667 | 375.6667
117 | 2009004280 | 371 | 381
118 | 2009004280 | 373.6667 | 383.6667
119 | 2009004280 | 376.3333 | 386.3333
120 | 2009004280 | 379 | 389
121 | 2009004280 | 383.3333 | 393.3333
122 | 2009004280 | 387.6667 | 377.6667
123 | 2009004280 | 392 | 382
124 | 2009004280 | 395.3333 | 385.3333
125 | 2009004280 | 398.6667 | 388.6667
126 | 2009004280 | 402 | 392
127 | 2009004280 | 404.3333 | 394.3333
128 | 2009004280 | 406.6667 | 396.6667
129 | 2009004280 | 409 | 399
130 | 2009004280 | 409 | 399
131 | 2009004280 | 409 | 399
132 | 2009004280 | 409 | 399
133 | 2009004280 | 408.3333 | 398.3333
134 | 2009004280 | 407.6667 | 397.6667
135 | 2009004280 | 407 | 397
136 | 2009004280 | 407 | 397
137 | 2009004280 | 407 | 397
138 | 2009004280 | 407 | 397
139 | 2009004280 | 407 | 397
140 | 2009004280 | 407 | 397
141 | 2009004280 | 407 | 397
142 | 2009004280 | 406 | 396
143 | 2009004280 | 405 | 395
0 | 2004000585 | 343 | 333
1 | 2004000585 | 344 | 334
2 | 2004000585 | 345 | 335
3 | 2004000585 | 346 | 336
4 | 2004000585 | 348 | 338
5 | 2004000585 | 350 | 340
6 | 2004000585 | 352 | 342
7 | 2004000585 | 353 | 343
8 | 2004000585 | 354 | 344
9 | 2004000585 | 355 | 345
10 | 2004000585 | 356.6667 | 346.6667
11 | 2004000585 | 358.3333 | 348.3333
12 | 2004000585 | 360 | 350
13 | 2004000585 | 363.6667 | 353.6667
14 | 2004000585 | 367.3333 | 357.3333
15 | 2004000585 | 371 | 361
16 | 2004000585 | 373.3333 | 363.3333
17 | 2004000585 | 375.6667 | 365.6667
18 | 2004000585 | 378 | 368
19 | 2004000585 | 378.6667 | 368.6667
20 | 2004000585 | 379.3333 | 369.3333
21 | 2004000585 | 380 | 370
22 | 2004000585 | 381.3333 | 371.3333
23 | 2004000585 | 382.6667 | 372.6667
24 | 2004000585 | 384 | 374
25 | 2004000585 | 385.3333 | 375.3333
26 | 2004000585 | 386.6667 | 376.6667
27 | 2004000585 | 388 | 378
28 | 2004000585 | 387 | 377
29 | 2004000585 | 386 | 376
30 | 2004000585 | 385 | 375
31 | 2004000585 | 383 | 373
32 | 2004000585 | 381 | 371
33 | 2004000585 | 379 | 369
34 | 2004000585 | 378.3333 | 368.3333
35 | 2004000585 | 377.6667 | 367.6667
36 | 2004000585 | 377 | 367
37 | 2004000585 | 377.3333 | 367.3333
38 | 2004000585 | 377.6667 | 367.6667
39 | 2004000585 | 378 | 368
40 | 2004000585 | 379.6667 | 369.6667
41 | 2004000585 | 381.3333 | 371.3333
42 | 2004000585 | 383 | 373
43 | 2004000585 | 385.3333 | 375.3333
44 | 2004000585 | 387.6667 | 377.6667
45 | 2004000585 | 390 | 380
46 | 2004000585 | 391.3333 | 381.3333
47 | 2004000585 | 392.6667 | 382.6667
48 | 2004000585 | 394 | 384
49 | 2004000585 | 393.3333 | 383.3333
50 | 2004000585 | 392.6667 | 382.6667
51 | 2004000585 | 392 | 382
52 | 2004000585 | 387.6667 | 377.6667
53 | 2004000585 | 383.3333 | 373.3333
54 | 2004000585 | 379 | 369
55 | 2004000585 | 372.3333 | 362.3333
56 | 2004000585 | 365.6667 | 355.6667
57 | 2004000585 | 359 | 349
58 | 2004000585 | 353.6667 | 343.6667
59 | 2004000585 | 348.3333 | 338.3333
60 | 2004000585 | 343 | 333
61 | 2004000585 | 338.3333 | 328.3333
62 | 2004000585 | 333.6667 | 323.6667
63 | 2004000585 | 329 | 319
64 | 2004000585 | 326 | 316
65 | 2004000585 | 323 | 313
66 | 2004000585 | 320 | 310
67 | 2004000585 | 318.3333 | 308.3333
68 | 2004000585 | 316.6667 | 306.6667
69 | 2004000585 | 315 | 305
70 | 2004000585 | 315.3333 | 305.3333
71 | 2004000585 | 315.6667 | 305.6667
72 | 2004000585 | 316 | 306
73 | 2004000585 | 316.3333 | 306.3333
74 | 2004000585 | 316.6667 | 306.6667
75 | 2004000585 | 317 | 307
76 | 2004000585 | 316.3333 | 306.3333
77 | 2004000585 | 315.6667 | 305.6667
78 | 2004000585 | 315 | 305
79 | 2004000585 | 314.6667 | 304.6667
80 | 2004000585 | 314.3333 | 304.3333
81 | 2004000585 | 314 | 304
82 | 2004000585 | 316.3333 | 306.3333
83 | 2004000585 | 318.6667 | 308.6667
84 | 2004000585 | 321 | 311
85 | 2004000585 | 323.3333 | 313.3333
86 | 2004000585 | 325.6667 | 315.6667
87 | 2004000585 | 328 | 318
88 | 2004000585 | 328.3333 | 318.3333
89 | 2004000585 | 328.6667 | 318.6667
90 | 2004000585 | 329 | 339
91 | 2004000585 | 329 | 339
92 | 2004000585 | 329 | 339
93 | 2004000585 | 329 | 339
94 | 2004000585 | 328.6667 | 338.6667
95 | 2004000585 | 328.3333 | 338.3333
96 | 2004000585 | 328 | 338
97 | 2004000585 | 327.6667 | 337.6667
98 | 2004000585 | 327.3333 | 337.3333
99 | 2004000585 | 327 | 337
100 | 2004000585 | 328.6667 | 338.6667
101 | 2004000585 | 330.3333 | 340.3333
102 | 2004000585 | 332 | 342
103 | 2004000585 | 334.3333 | 344.3333
104 | 2004000585 | 336.6667 | 346.6667
105 | 2004000585 | 339 | 349
106 | 2004000585 | 339.3333 | 349.3333
107 | 2004000585 | 339.6667 | 349.6667
108 | 2004000585 | 340 | 350
109 | 2004000585 | 342.3333 | 352.3333
110 | 2004000585 | 344.6667 | 354.6667
111 | 2004000585 | 347 | 357
112 | 2004000585 | 349.6667 | 359.6667
113 | 2004000585 | 352.3333 | 362.3333
114 | 2004000585 | 355 | 365
115 | 2004000585 | 360.3333 | 370.3333
116 | 2004000585 | 365.6667 | 375.6667
117 | 2004000585 | 371 | 381
118 | 2004000585 | 373.6667 | 383.6667
119 | 2004000585 | 376.3333 | 386.3333
120 | 2004000585 | 379 | 389
121 | 2004000585 | 383.3333 | 393.3333
122 | 2004000585 | 387.6667 | 377.6667
123 | 2004000585 | 392 | 382
124 | 2004000585 | 395.3333 | 385.3333
125 | 2004000585 | 398.6667 | 388.6667
126 | 2004000585 | 402 | 392
127 | 2004000585 | 404.3333 | 394.3333
128 | 2004000585 | 406.6667 | 396.6667
129 | 2004000585 | 409 | 399
130 | 2004000585 | 409 | 399
131 | 2004000585 | 409 | 399
132 | 2004000585 | 409 | 399
133 | 2004000585 | 408.3333 | 398.3333
134 | 2004000585 | 407.6667 | 397.6667
135 | 2004000585 | 407 | 397
136 | 2004000585 | 407 | 397
137 | 2004000585 | 407 | 397
138 | 2004000585 | 407 | 397
139 | 2004000585 | 407 | 397
140 | 2004000585 | 407 | 397
141 | 2004000585 | 407 | 397
142 | 2004000585 | 406 | 396
143 | 2004000585 | 405 | 395
0 | 2005004082 | 343 | 333
1 | 2005004082 | 344 | 334
2 | 2005004082 | 345 | 335
3 | 2005004082 | 346 | 336
4 | 2005004082 | 348 | 338
5 | 2005004082 | 350 | 340
6 | 2005004082 | 352 | 342
7 | 2005004082 | 353 | 343
8 | 2005004082 | 354 | 344
9 | 2005004082 | 355 | 345
10 | 2005004082 | 356.6667 | 346.6667
11 | 2005004082 | 358.3333 | 348.3333
12 | 2005004082 | 360 | 350
13 | 2005004082 | 363.6667 | 353.6667
14 | 2005004082 | 367.3333 | 357.3333
15 | 2005004082 | 371 | 361
16 | 2005004082 | 373.3333 | 363.3333
17 | 2005004082 | 375.6667 | 365.6667
18 | 2005004082 | 378 | 368
19 | 2005004082 | 378.6667 | 368.6667
20 | 2005004082 | 379.3333 | 369.3333
21 | 2005004082 | 380 | 370
22 | 2005004082 | 381.3333 | 371.3333
23 | 2005004082 | 382.6667 | 372.6667
24 | 2005004082 | 384 | 374
25 | 2005004082 | 385.3333 | 375.3333
26 | 2005004082 | 386.6667 | 376.6667
27 | 2005004082 | 388 | 378
28 | 2005004082 | 387 | 377
29 | 2005004082 | 386 | 376
30 | 2005004082 | 385 | 375
31 | 2005004082 | 383 | 373
32 | 2005004082 | 381 | 371
33 | 2005004082 | 379 | 369
34 | 2005004082 | 378.3333 | 368.3333
35 | 2005004082 | 377.6667 | 367.6667
36 | 2005004082 | 377 | 367
37 | 2005004082 | 377.3333 | 367.3333
38 | 2005004082 | 377.6667 | 367.6667
39 | 2005004082 | 378 | 368
40 | 2005004082 | 379.6667 | 369.6667
41 | 2005004082 | 381.3333 | 371.3333
42 | 2005004082 | 383 | 373
43 | 2005004082 | 385.3333 | 375.3333
44 | 2005004082 | 387.6667 | 377.6667
45 | 2005004082 | 390 | 380
46 | 2005004082 | 391.3333 | 381.3333
47 | 2005004082 | 392.6667 | 382.6667
48 | 2005004082 | 394 | 384
49 | 2005004082 | 393.3333 | 383.3333
50 | 2005004082 | 392.6667 | 382.6667
51 | 2005004082 | 392 | 382
52 | 2005004082 | 387.6667 | 377.6667
53 | 2005004082 | 383.3333 | 373.3333
54 | 2005004082 | 379 | 369
55 | 2005004082 | 372.3333 | 362.3333
56 | 2005004082 | 365.6667 | 355.6667
57 | 2005004082 | 359 | 349
58 | 2005004082 | 353.6667 | 343.6667
59 | 2005004082 | 348.3333 | 338.3333
60 | 2005004082 | 343 | 333
61 | 2005004082 | 338.3333 | 328.3333
62 | 2005004082 | 333.6667 | 323.6667
63 | 2005004082 | 329 | 319
64 | 2005004082 | 326 | 316
65 | 2005004082 | 323 | 313
66 | 2005004082 | 320 | 310
67 | 2005004082 | 318.3333 | 308.3333
68 | 2005004082 | 316.6667 | 306.6667
69 | 2005004082 | 315 | 305
70 | 2005004082 | 315.3333 | 305.3333
71 | 2005004082 | 315.6667 | 305.6667
72 | 2005004082 | 316 | 306
73 | 2005004082 | 316.3333 | 306.3333
74 | 2005004082 | 316.6667 | 306.6667
75 | 2005004082 | 317 | 307
76 | 2005004082 | 316.3333 | 306.3333
77 | 2005004082 | 315.6667 | 305.6667
78 | 2005004082 | 315 | 305
79 | 2005004082 | 314.6667 | 304.6667
80 | 2005004082 | 314.3333 | 304.3333
81 | 2005004082 | 314 | 304
82 | 2005004082 | 316.3333 | 306.3333
83 | 2005004082 | 318.6667 | 308.6667
84 | 2005004082 | 321 | 311
85 | 2005004082 | 323.3333 | 313.3333
86 | 2005004082 | 325.6667 | 315.6667
87 | 2005004082 | 328 | 318
88 | 2005004082 | 328.3333 | 318.3333
89 | 2005004082 | 328.6667 | 318.6667
90 | 2005004082 | 329 | 339
91 | 2005004082 | 329 | 339
92 | 2005004082 | 329 | 339
93 | 2005004082 | 329 | 339
94 | 2005004082 | 328.6667 | 338.6667
95 | 2005004082 | 328.3333 | 338.3333
96 | 2005004082 | 328 | 338
97 | 2005004082 | 327.6667 | 337.6667
98 | 2005004082 | 327.3333 | 337.3333
99 | 2005004082 | 327 | 337
100 | 2005004082 | 328.6667 | 338.6667
101 | 2005004082 | 330.3333 | 340.3333
102 | 2005004082 | 332 | 342
103 | 2005004082 | 334.3333 | 344.3333
104 | 2005004082 | 336.6667 | 346.6667
105 | 2005004082 | 339 | 349
106 | 2005004082 | 339.3333 | 349.3333
107 | 2005004082 | 339.6667 | 349.6667
108 | 2005004082 | 340 | 350
109 | 2005004082 | 342.3333 | 352.3333
110 | 2005004082 | 344.6667 | 354.6667
111 | 2005004082 | 347 | 357
112 | 2005004082 | 349.6667 | 359.6667
113 | 2005004082 | 352.3333 | 362.3333
114 | 2005004082 | 355 | 365
115 | 2005004082 | 360.3333 | 370.3333
116 | 2005004082 | 365.6667 | 375.6667
117 | 2005004082 | 371 | 381
118 | 2005004082 | 373.6667 | 383.6667
119 | 2005004082 | 376.3333 | 386.3333
120 | 2005004082 | 379 | 389
121 | 2005004082 | 383.3333 | 393.3333
122 | 2005004082 | 387.6667 | 377.6667
123 | 2005004082 | 392 | 382
124 | 2005004082 | 395.3333 | 385.3333
125 | 2005004082 | 398.6667 | 388.6667
126 | 2005004082 | 402 | 392
127 | 2005004082 | 404.3333 | 394.3333
128 | 2005004082 | 406.6667 | 396.6667
129 | 2005004082 | 409 | 399
130 | 2005004082 | 409 | 399
131 | 2005004082 | 409 | 399
132 | 2005004082 | 409 | 399
133 | 2005004082 | 408.3333 | 398.3333
134 | 2005004082 | 407.6667 | 397.6667
135 | 2005004082 | 407 | 397
136 | 2005004082 | 407 | 397
137 | 2005004082 | 407 | 397
138 | 2005004082 | 407 | 397
139 | 2005004082 | 407 | 397
140 | 2005004082 | 407 | 397
141 | 2005004082 | 407 | 397
142 | 2005004082 | 406 | 396
143 | 2005004082 | 405 | 395
0 | 2004006127 | 343 | 333
1 | 2004006127 | 344 | 334
2 | 2004006127 | 345 | 335
3 | 2004006127 | 346 | 336
4 | 2004006127 | 348 | 338
5 | 2004006127 | 350 | 340
6 | 2004006127 | 352 | 342
7 | 2004006127 | 353 | 343
8 | 2004006127 | 354 | 344
9 | 2004006127 | 355 | 345
10 | 2004006127 | 356.6667 | 346.6667
11 | 2004006127 | 358.3333 | 348.3333
12 | 2004006127 | 360 | 350
13 | 2004006127 | 363.6667 | 353.6667
14 | 2004006127 | 367.3333 | 357.3333
15 | 2004006127 | 371 | 361
16 | 2004006127 | 373.3333 | 363.3333
17 | 2004006127 | 375.6667 | 365.6667
18 | 2004006127 | 378 | 368
19 | 2004006127 | 378.6667 | 368.6667
20 | 2004006127 | 379.3333 | 369.3333
21 | 2004006127 | 380 | 370
22 | 2004006127 | 381.3333 | 371.3333
23 | 2004006127 | 382.6667 | 372.6667
24 | 2004006127 | 384 | 374
25 | 2004006127 | 385.3333 | 375.3333
26 | 2004006127 | 386.6667 | 376.6667
27 | 2004006127 | 388 | 378
28 | 2004006127 | 387 | 377
29 | 2004006127 | 386 | 376
30 | 2004006127 | 385 | 375
31 | 2004006127 | 383 | 373
32 | 2004006127 | 381 | 371
33 | 2004006127 | 379 | 369
34 | 2004006127 | 378.3333 | 368.3333
35 | 2004006127 | 377.6667 | 367.6667
36 | 2004006127 | 377 | 367
37 | 2004006127 | 377.3333 | 367.3333
38 | 2004006127 | 377.6667 | 367.6667
39 | 2004006127 | 378 | 368
40 | 2004006127 | 379.6667 | 369.6667
41 | 2004006127 | 381.3333 | 371.3333
42 | 2004006127 | 383 | 373
43 | 2004006127 | 385.3333 | 375.3333
44 | 2004006127 | 387.6667 | 377.6667
45 | 2004006127 | 390 | 380
46 | 2004006127 | 391.3333 | 381.3333
47 | 2004006127 | 392.6667 | 382.6667
48 | 2004006127 | 394 | 384
49 | 2004006127 | 393.3333 | 383.3333
50 | 2004006127 | 392.6667 | 382.6667
51 | 2004006127 | 392 | 382
52 | 2004006127 | 387.6667 | 377.6667
53 | 2004006127 | 383.3333 | 373.3333
54 | 2004006127 | 379 | 369
55 | 2004006127 | 372.3333 | 362.3333
56 | 2004006127 | 365.6667 | 355.6667
57 | 2004006127 | 359 | 349
58 | 2004006127 | 353.6667 | 343.6667
59 | 2004006127 | 348.3333 | 338.3333
60 | 2004006127 | 343 | 333
61 | 2004006127 | 338.3333 | 328.3333
62 | 2004006127 | 333.6667 | 323.6667
63 | 2004006127 | 329 | 319
64 | 2004006127 | 326 | 316
65 | 2004006127 | 323 | 313
66 | 2004006127 | 320 | 310
67 | 2004006127 | 318.3333 | 308.3333
68 | 2004006127 | 316.6667 | 306.6667
69 | 2004006127 | 315 | 305
70 | 2004006127 | 315.3333 | 305.3333
71 | 2004006127 | 315.6667 | 305.6667
72 | 2004006127 | 316 | 306
73 | 2004006127 | 316.3333 | 306.3333
74 | 2004006127 | 316.6667 | 306.6667
75 | 2004006127 | 317 | 307
76 | 2004006127 | 316.3333 | 306.3333
77 | 2004006127 | 315.6667 | 305.6667
78 | 2004006127 | 315 | 305
79 | 2004006127 | 314.6667 | 304.6667
80 | 2004006127 | 314.3333 | 304.3333
81 | 2004006127 | 314 | 304
82 | 2004006127 | 316.3333 | 306.3333
83 | 2004006127 | 318.6667 | 308.6667
84 | 2004006127 | 321 | 311
85 | 2004006127 | 323.3333 | 313.3333
86 | 2004006127 | 325.6667 | 315.6667
87 | 2004006127 | 328 | 318
88 | 2004006127 | 328.3333 | 318.3333
89 | 2004006127 | 328.6667 | 318.6667
90 | 2004006127 | 329 | 339
91 | 2004006127 | 329 | 339
92 | 2004006127 | 329 | 339
93 | 2004006127 | 329 | 339
94 | 2004006127 | 328.6667 | 338.6667
95 | 2004006127 | 328.3333 | 338.3333
96 | 2004006127 | 328 | 338
97 | 2004006127 | 327.6667 | 337.6667
98 | 2004006127 | 327.3333 | 337.3333
99 | 2004006127 | 327 | 337
100 | 2004006127 | 328.6667 | 338.6667
101 | 2004006127 | 330.3333 | 340.3333
102 | 2004006127 | 332 | 342
103 | 2004006127 | 334.3333 | 344.3333
104 | 2004006127 | 336.6667 | 346.6667
105 | 2004006127 | 339 | 349
106 | 2004006127 | 339.3333 | 349.3333
107 | 2004006127 | 339.6667 | 349.6667
108 | 2004006127 | 340 | 350
109 | 2004006127 | 342.3333 | 352.3333
110 | 2004006127 | 344.6667 | 354.6667
111 | 2004006127 | 347 | 357
112 | 2004006127 | 349.6667 | 359.6667
113 | 2004006127 | 352.3333 | 362.3333
114 | 2004006127 | 355 | 365
115 | 2004006127 | 360.3333 | 370.3333
116 | 2004006127 | 365.6667 | 375.6667
117 | 2004006127 | 371 | 381
118 | 2004006127 | 373.6667 | 383.6667
119 | 2004006127 | 376.3333 | 386.3333
120 | 2004006127 | 379 | 389
121 | 2004006127 | 383.3333 | 393.3333
122 | 2004006127 | 387.6667 | 377.6667
123 | 2004006127 | 392 | 382
124 | 2004006127 | 395.3333 | 385.3333
125 | 2004006127 | 398.6667 | 388.6667
126 | 2004006127 | 402 | 392
127 | 2004006127 | 404.3333 | 394.3333
128 | 2004006127 | 406.6667 | 396.6667
129 | 2004006127 | 409 | 399
130 | 2004006127 | 409 | 399
131 | 2004006127 | 409 | 399
132 | 2004006127 | 409 | 399
133 | 2004006127 | 408.3333 | 398.3333
134 | 2004006127 | 407.6667 | 397.6667
135 | 2004006127 | 407 | 397
136 | 2004006127 | 407 | 397
137 | 2004006127 | 407 | 397
138 | 2004006127 | 407 | 397
139 | 2004006127 | 407 | 397
140 | 2004006127 | 407 | 397
141 | 2004006127 | 407 | 397
142 | 2004006127 | 406 | 396
143 | 2004006127 | 405 | 395
0 | 2007009968 | 343 | 333
1 | 2007009968 | 344 | 334
2 | 2007009968 | 345 | 335
3 | 2007009968 | 346 | 336
4 | 2007009968 | 348 | 338
5 | 2007009968 | 350 | 340
6 | 2007009968 | 352 | 342
7 | 2007009968 | 353 | 343
8 | 2007009968 | 354 | 344
9 | 2007009968 | 355 | 345
10 | 2007009968 | 356.6667 | 346.6667
11 | 2007009968 | 358.3333 | 348.3333
12 | 2007009968 | 360 | 350
13 | 2007009968 | 363.6667 | 353.6667
14 | 2007009968 | 367.3333 | 357.3333
15 | 2007009968 | 371 | 361
16 | 2007009968 | 373.3333 | 363.3333
17 | 2007009968 | 375.6667 | 365.6667
18 | 2007009968 | 378 | 368
19 | 2007009968 | 378.6667 | 368.6667
20 | 2007009968 | 379.3333 | 369.3333
21 | 2007009968 | 380 | 370
22 | 2007009968 | 381.3333 | 371.3333
23 | 2007009968 | 382.6667 | 372.6667
24 | 2007009968 | 384 | 374
25 | 2007009968 | 385.3333 | 375.3333
26 | 2007009968 | 386.6667 | 376.6667
27 | 2007009968 | 388 | 378
28 | 2007009968 | 387 | 377
29 | 2007009968 | 386 | 376
30 | 2007009968 | 385 | 375
31 | 2007009968 | 383 | 373
32 | 2007009968 | 381 | 371
33 | 2007009968 | 379 | 369
34 | 2007009968 | 378.3333 | 368.3333
35 | 2007009968 | 377.6667 | 367.6667
36 | 2007009968 | 377 | 367
37 | 2007009968 | 377.3333 | 367.3333
38 | 2007009968 | 377.6667 | 367.6667
39 | 2007009968 | 378 | 368
40 | 2007009968 | 379.6667 | 369.6667
41 | 2007009968 | 381.3333 | 371.3333
42 | 2007009968 | 383 | 373
43 | 2007009968 | 385.3333 | 375.3333
44 | 2007009968 | 387.6667 | 377.6667
45 | 2007009968 | 390 | 380
46 | 2007009968 | 391.3333 | 381.3333
47 | 2007009968 | 392.6667 | 382.6667
48 | 2007009968 | 394 | 384
49 | 2007009968 | 393.3333 | 383.3333
50 | 2007009968 | 392.6667 | 382.6667
51 | 2007009968 | 392 | 382
52 | 2007009968 | 387.6667 | 377.6667
53 | 2007009968 | 383.3333 | 373.3333
54 | 2007009968 | 379 | 369
55 | 2007009968 | 372.3333 | 362.3333
56 | 2007009968 | 365.6667 | 355.6667
57 | 2007009968 | 359 | 349
58 | 2007009968 | 353.6667 | 343.6667
59 | 2007009968 | 348.3333 | 338.3333
60 | 2007009968 | 343 | 333
61 | 2007009968 | 338.3333 | 328.3333
62 | 2007009968 | 333.6667 | 323.6667
63 | 2007009968 | 329 | 319
64 | 2007009968 | 326 | 316
65 | 2007009968 | 323 | 313
66 | 2007009968 | 320 | 310
67 | 2007009968 | 318.3333 | 308.3333
68 | 2007009968 | 316.6667 | 306.6667
69 | 2007009968 | 315 | 305
70 | 2007009968 | 315.3333 | 305.3333
71 | 2007009968 | 315.6667 | 305.6667
72 | 2007009968 | 316 | 306
73 | 2007009968 | 316.3333 | 306.3333
74 | 2007009968 | 316.6667 | 306.6667
75 | 2007009968 | 317 | 307
76 | 2007009968 | 316.3333 | 306.3333
77 | 2007009968 | 315.6667 | 305.6667
78 | 2007009968 | 315 | 305
79 | 2007009968 | 314.6667 | 304.6667
80 | 2007009968 | 314.3333 | 304.3333
81 | 2007009968 | 314 | 304
82 | 2007009968 | 316.3333 | 306.3333
83 | 2007009968 | 318.6667 | 308.6667
84 | 2007009968 | 321 | 311
85 | 2007009968 | 323.3333 | 313.3333
86 | 2007009968 | 325.6667 | 315.6667
87 | 2007009968 | 328 | 318
88 | 2007009968 | 328.3333 | 318.3333
89 | 2007009968 | 328.6667 | 318.6667
90 | 2007009968 | 329 | 339
91 | 2007009968 | 329 | 339
92 | 2007009968 | 329 | 339
93 | 2007009968 | 329 | 339
94 | 2007009968 | 328.6667 | 338.6667
95 | 2007009968 | 328.3333 | 338.3333
96 | 2007009968 | 328 | 338
97 | 2007009968 | 327.6667 | 337.6667
98 | 2007009968 | 327.3333 | 337.3333
99 | 2007009968 | 327 | 337
100 | 2007009968 | 328.6667 | 338.6667
101 | 2007009968 | 330.3333 | 340.3333
102 | 2007009968 | 332 | 342
103 | 2007009968 | 334.3333 | 344.3333
104 | 2007009968 | 336.6667 | 346.6667
105 | 2007009968 | 339 | 349
106 | 2007009968 | 339.3333 | 349.3333
107 | 2007009968 | 339.6667 | 349.6667
108 | 2007009968 | 340 | 350
109 | 2007009968 | 342.3333 | 352.3333
110 | 2007009968 | 344.6667 | 354.6667
111 | 2007009968 | 347 | 357
112 | 2007009968 | 349.6667 | 359.6667
113 | 2007009968 | 352.3333 | 362.3333
114 | 2007009968 | 355 | 365
115 | 2007009968 | 360.3333 | 370.3333
116 | 2007009968 | 365.6667 | 375.6667
117 | 2007009968 | 371 | 381
118 | 2007009968 | 373.6667 | 383.6667
119 | 2007009968 | 376.3333 | 386.3333
120 | 2007009968 | 379 | 389
121 | 2007009968 | 383.3333 | 393.3333
122 | 2007009968 | 387.6667 | 377.6667
123 | 2007009968 | 392 | 382
124 | 2007009968 | 395.3333 | 385.3333
125 | 2007009968 | 398.6667 | 388.6667
126 | 2007009968 | 402 | 392
127 | 2007009968 | 404.3333 | 394.3333
128 | 2007009968 | 406.6667 | 396.6667
129 | 2007009968 | 409 | 399
130 | 2007009968 | 409 | 399
131 | 2007009968 | 409 | 399
132 | 2007009968 | 409 | 399
133 | 2007009968 | 408.3333 | 398.3333
134 | 2007009968 | 407.6667 | 397.6667
135 | 2007009968 | 407 | 397
136 | 2007009968 | 407 | 397
137 | 2007009968 | 407 | 397
138 | 2007009968 | 407 | 397
139 | 2007009968 | 407 | 397
140 | 2007009968 | 407 | 397
141 | 2007009968 | 407 | 397
142 | 2007009968 | 406 | 396
143 | 2007009968 | 405 | 395
0 | 2002003645 | 343 | 333
1 | 2002003645 | 344 | 334
2 | 2002003645 | 345 | 335
3 | 2002003645 | 346 | 336
4 | 2002003645 | 348 | 338
5 | 2002003645 | 350 | 340
6 | 2002003645 | 352 | 342
7 | 2002003645 | 353 | 343
8 | 2002003645 | 354 | 344
9 | 2002003645 | 355 | 345
10 | 2002003645 | 356.6667 | 346.6667
11 | 2002003645 | 358.3333 | 348.3333
12 | 2002003645 | 360 | 350
13 | 2002003645 | 363.6667 | 353.6667
14 | 2002003645 | 367.3333 | 357.3333
15 | 2002003645 | 371 | 361
16 | 2002003645 | 373.3333 | 363.3333
17 | 2002003645 | 375.6667 | 365.6667
18 | 2002003645 | 378 | 368
19 | 2002003645 | 378.6667 | 368.6667
20 | 2002003645 | 379.3333 | 369.3333
21 | 2002003645 | 380 | 370
22 | 2002003645 | 381.3333 | 371.3333
23 | 2002003645 | 382.6667 | 372.6667
24 | 2002003645 | 384 | 374
25 | 2002003645 | 385.3333 | 375.3333
26 | 2002003645 | 386.6667 | 376.6667
27 | 2002003645 | 388 | 378
28 | 2002003645 | 387 | 377
29 | 2002003645 | 386 | 376
30 | 2002003645 | 385 | 375
31 | 2002003645 | 383 | 373
32 | 2002003645 | 381 | 371
33 | 2002003645 | 379 | 369
34 | 2002003645 | 378.3333 | 368.3333
35 | 2002003645 | 377.6667 | 367.6667
36 | 2002003645 | 377 | 367
37 | 2002003645 | 377.3333 | 367.3333
38 | 2002003645 | 377.6667 | 367.6667
39 | 2002003645 | 378 | 368
40 | 2002003645 | 379.6667 | 369.6667
41 | 2002003645 | 381.3333 | 371.3333
42 | 2002003645 | 383 | 373
43 | 2002003645 | 385.3333 | 375.3333
44 | 2002003645 | 387.6667 | 377.6667
45 | 2002003645 | 390 | 380
46 | 2002003645 | 391.3333 | 381.3333
47 | 2002003645 | 392.6667 | 382.6667
48 | 2002003645 | 394 | 384
49 | 2002003645 | 393.3333 | 383.3333
50 | 2002003645 | 392.6667 | 382.6667
51 | 2002003645 | 392 | 382
52 | 2002003645 | 387.6667 | 377.6667
53 | 2002003645 | 383.3333 | 373.3333
54 | 2002003645 | 379 | 369
55 | 2002003645 | 372.3333 | 362.3333
56 | 2002003645 | 365.6667 | 355.6667
57 | 2002003645 | 359 | 349
58 | 2002003645 | 353.6667 | 343.6667
59 | 2002003645 | 348.3333 | 338.3333
60 | 2002003645 | 343 | 333
61 | 2002003645 | 338.3333 | 328.3333
62 | 2002003645 | 333.6667 | 323.6667
63 | 2002003645 | 329 | 319
64 | 2002003645 | 326 | 316
65 | 2002003645 | 323 | 313
66 | 2002003645 | 320 | 310
67 | 2002003645 | 318.3333 | 308.3333
68 | 2002003645 | 316.6667 | 306.6667
69 | 2002003645 | 315 | 305
70 | 2002003645 | 315.3333 | 305.3333
71 | 2002003645 | 315.6667 | 305.6667
72 | 2002003645 | 316 | 306
73 | 2002003645 | 316.3333 | 306.3333
74 | 2002003645 | 316.6667 | 306.6667
75 | 2002003645 | 317 | 307
76 | 2002003645 | 316.3333 | 306.3333
77 | 2002003645 | 315.6667 | 305.6667
78 | 2002003645 | 315 | 305
79 | 2002003645 | 314.6667 | 304.6667
80 | 2002003645 | 314.3333 | 304.3333
81 | 2002003645 | 314 | 304
82 | 2002003645 | 316.3333 | 306.3333
83 | 2002003645 | 318.6667 | 308.6667
84 | 2002003645 | 321 | 311
85 | 2002003645 | 323.3333 | 313.3333
86 | 2002003645 | 325.6667 | 315.6667
87 | 2002003645 | 328 | 318
88 | 2002003645 | 328.3333 | 318.3333
89 | 2002003645 | 328.6667 | 318.6667
90 | 2002003645 | 329 | 339
91 | 2002003645 | 329 | 339
92 | 2002003645 | 329 | 339
93 | 2002003645 | 329 | 339
94 | 2002003645 | 328.6667 | 338.6667
95 | 2002003645 | 328.3333 | 338.3333
96 | 2002003645 | 328 | 338
97 | 2002003645 | 327.6667 | 337.6667
98 | 2002003645 | 327.3333 | 337.3333
99 | 2002003645 | 327 | 337
100 | 2002003645 | 328.6667 | 338.6667
101 | 2002003645 | 330.3333 | 340.3333
102 | 2002003645 | 332 | 342
103 | 2002003645 | 334.3333 | 344.3333
104 | 2002003645 | 336.6667 | 346.6667
105 | 2002003645 | 339 | 349
106 | 2002003645 | 339.3333 | 349.3333
107 | 2002003645 | 339.6667 | 349.6667
108 | 2002003645 | 340 | 350
109 | 2002003645 | 342.3333 | 352.3333
110 | 2002003645 | 344.6667 | 354.6667
111 | 2002003645 | 347 | 357
112 | 2002003645 | 349.6667 | 359.6667
113 | 2002003645 | 352.3333 | 362.3333
114 | 2002003645 | 355 | 365
115 | 2002003645 | 360.3333 | 370.3333
116 | 2002003645 | 365.6667 | 375.6667
117 | 2002003645 | 371 | 381
118 | 2002003645 | 373.6667 | 383.6667
119 | 2002003645 | 376.3333 | 386.3333
120 | 2002003645 | 379 | 389
121 | 2002003645 | 383.3333 | 393.3333
122 | 2002003645 | 387.6667 | 377.6667
123 | 2002003645 | 392 | 382
124 | 2002003645 | 395.3333 | 385.3333
125 | 2002003645 | 398.6667 | 388.6667
126 | 2002003645 | 402 | 392
127 | 2002003645 | 404.3333 | 394.3333
128 | 2002003645 | 406.6667 | 396.6667
129 | 2002003645 | 409 | 399
130 | 2002003645 | 409 | 399
131 | 2002003645 | 409 | 399
132 | 2002003645 | 409 | 399
133 | 2002003645 | 408.3333 | 398.3333
134 | 2002003645 | 407.6667 | 397.6667
135 | 2002003645 | 407 | 397
136 | 2002003645 | 407 | 397
137 | 2002003645 | 407 | 397
138 | 2002003645 | 407 | 397
139 | 2002003645 | 407 | 397
140 | 2002003645 | 407 | 397
141 | 2002003645 | 407 | 397
142 | 2002003645 | 406 | 396
143 | 2002003645 | 405 | 395
0 | 2008000495 | 343 | 333
1 | 2008000495 | 344 | 334
2 | 2008000495 | 345 | 335
3 | 2008000495 | 346 | 336
4 | 2008000495 | 348 | 338
5 | 2008000495 | 350 | 340
6 | 2008000495 | 352 | 342
7 | 2008000495 | 353 | 343
8 | 2008000495 | 354 | 344
9 | 2008000495 | 355 | 345
10 | 2008000495 | 356.6667 | 346.6667
11 | 2008000495 | 358.3333 | 348.3333
12 | 2008000495 | 360 | 350
13 | 2008000495 | 363.6667 | 353.6667
14 | 2008000495 | 367.3333 | 357.3333
15 | 2008000495 | 371 | 361
16 | 2008000495 | 373.3333 | 363.3333
17 | 2008000495 | 375.6667 | 365.6667
18 | 2008000495 | 378 | 368
19 | 2008000495 | 378.6667 | 368.6667
20 | 2008000495 | 379.3333 | 369.3333
21 | 2008000495 | 380 | 370
22 | 2008000495 | 381.3333 | 371.3333
23 | 2008000495 | 382.6667 | 372.6667
24 | 2008000495 | 384 | 374
25 | 2008000495 | 385.3333 | 375.3333
26 | 2008000495 | 386.6667 | 376.6667
27 | 2008000495 | 388 | 378
28 | 2008000495 | 387 | 377
29 | 2008000495 | 386 | 376
30 | 2008000495 | 385 | 375
31 | 2008000495 | 383 | 373
32 | 2008000495 | 381 | 371
33 | 2008000495 | 379 | 369
34 | 2008000495 | 378.3333 | 368.3333
35 | 2008000495 | 377.6667 | 367.6667
36 | 2008000495 | 377 | 367
37 | 2008000495 | 377.3333 | 367.3333
38 | 2008000495 | 377.6667 | 367.6667
39 | 2008000495 | 378 | 368
40 | 2008000495 | 379.6667 | 369.6667
41 | 2008000495 | 381.3333 | 371.3333
42 | 2008000495 | 383 | 373
43 | 2008000495 | 385.3333 | 375.3333
44 | 2008000495 | 387.6667 | 377.6667
45 | 2008000495 | 390 | 380
46 | 2008000495 | 391.3333 | 381.3333
47 | 2008000495 | 392.6667 | 382.6667
48 | 2008000495 | 394 | 384
49 | 2008000495 | 393.3333 | 383.3333
50 | 2008000495 | 392.6667 | 382.6667
51 | 2008000495 | 392 | 382
52 | 2008000495 | 387.6667 | 377.6667
53 | 2008000495 | 383.3333 | 373.3333
54 | 2008000495 | 379 | 369
55 | 2008000495 | 372.3333 | 362.3333
56 | 2008000495 | 365.6667 | 355.6667
57 | 2008000495 | 359 | 349
58 | 2008000495 | 353.6667 | 343.6667
59 | 2008000495 | 348.3333 | 338.3333
60 | 2008000495 | 343 | 333
61 | 2008000495 | 338.3333 | 328.3333
62 | 2008000495 | 333.6667 | 323.6667
63 | 2008000495 | 329 | 319
64 | 2008000495 | 326 | 316
65 | 2008000495 | 323 | 313
66 | 2008000495 | 320 | 310
67 | 2008000495 | 318.3333 | 308.3333
68 | 2008000495 | 316.6667 | 306.6667
69 | 2008000495 | 315 | 305
70 | 2008000495 | 315.3333 | 305.3333
71 | 2008000495 | 315.6667 | 305.6667
72 | 2008000495 | 316 | 306
73 | 2008000495 | 316.3333 | 306.3333
74 | 2008000495 | 316.6667 | 306.6667
75 | 2008000495 | 317 | 307
76 | 2008000495 | 316.3333 | 306.3333
77 | 2008000495 | 315.6667 | 305.6667
78 | 2008000495 | 315 | 305
79 | 2008000495 | 314.6667 | 304.6667
80 | 2008000495 | 314.3333 | 304.3333
81 | 2008000495 | 314 | 304
82 | 2008000495 | 316.3333 | 306.3333
83 | 2008000495 | 318.6667 | 308.6667
84 | 2008000495 | 321 | 311
85 | 2008000495 | 323.3333 | 313.3333
86 | 2008000495 | 325.6667 | 315.6667
87 | 2008000495 | 328 | 318
88 | 2008000495 | 328.3333 | 318.3333
89 | 2008000495 | 328.6667 | 318.6667
90 | 2008000495 | 329 | 339
91 | 2008000495 | 329 | 339
92 | 2008000495 | 329 | 339
93 | 2008000495 | 329 | 339
94 | 2008000495 | 328.6667 | 338.6667
95 | 2008000495 | 328.3333 | 338.3333
96 | 2008000495 | 328 | 338
97 | 2008000495 | 327.6667 | 337.6667
98 | 2008000495 | 327.3333 | 337.3333
99 | 2008000495 | 327 | 337
100 | 2008000495 | 328.6667 | 338.6667
101 | 2008000495 | 330.3333 | 340.3333
102 | 2008000495 | 332 | 342
103 | 2008000495 | 334.3333 | 344.3333
104 | 2008000495 | 336.6667 | 346.6667
105 | 2008000495 | 339 | 349
106 | 2008000495 | 339.3333 | 349.3333
107 | 2008000495 | 339.6667 | 349.6667
108 | 2008000495 | 340 | 350
109 | 2008000495 | 342.3333 | 352.3333
110 | 2008000495 | 344.6667 | 354.6667
111 | 2008000495 | 347 | 357
112 | 2008000495 | 349.6667 | 359.6667
113 | 2008000495 | 352.3333 | 362.3333
114 | 2008000495 | 355 | 365
115 | 2008000495 | 360.3333 | 370.3333
116 | 2008000495 | 365.6667 | 375.6667
117 | 2008000495 | 371 | 381
118 | 2008000495 | 373.6667 | 383.6667
119 | 2008000495 | 376.3333 | 386.3333
120 | 2008000495 | 379 | 389
121 | 2008000495 | 383.3333 | 393.3333
122 | 2008000495 | 387.6667 | 377.6667
123 | 2008000495 | 392 | 382
124 | 2008000495 | 395.3333 | 385.3333
125 | 2008000495 | 398.6667 | 388.6667
126 | 2008000495 | 402 | 392
127 | 2008000495 | 404.3333 | 394.3333
128 | 2008000495 | 406.6667 | 396.6667
129 | 2008000495 | 409 | 399
130 | 2008000495 | 409 | 399
131 | 2008000495 | 409 | 399
132 | 2008000495 | 409 | 399
133 | 2008000495 | 408.3333 | 398.3333
134 | 2008000495 | 407.6667 | 397.6667
135 | 2008000495 | 407 | 397
136 | 2008000495 | 407 | 397
137 | 2008000495 | 407 | 397
138 | 2008000495 | 407 | 397
139 | 2008000495 | 407 | 397
140 | 2008000495 | 407 | 397
141 | 2008000495 | 407 | 397
142 | 2008000495 | 406 | 396
143 | 2008000495 | 405 | 395
0 | 2007009967 | 343 | 333
1 | 2007009967 | 344 | 334
2 | 2007009967 | 345 | 335
3 | 2007009967 | 346 | 336
4 | 2007009967 | 348 | 338
5 | 2007009967 | 350 | 340
6 | 2007009967 | 352 | 342
7 | 2007009967 | 353 | 343
8 | 2007009967 | 354 | 344
9 | 2007009967 | 355 | 345
10 | 2007009967 | 356.6667 | 346.6667
11 | 2007009967 | 358.3333 | 348.3333
12 | 2007009967 | 360 | 350
13 | 2007009967 | 363.6667 | 353.6667
14 | 2007009967 | 367.3333 | 357.3333
15 | 2007009967 | 371 | 361
16 | 2007009967 | 373.3333 | 363.3333
17 | 2007009967 | 375.6667 | 365.6667
18 | 2007009967 | 378 | 368
19 | 2007009967 | 378.6667 | 368.6667
20 | 2007009967 | 379.3333 | 369.3333
21 | 2007009967 | 380 | 370
22 | 2007009967 | 381.3333 | 371.3333
23 | 2007009967 | 382.6667 | 372.6667
24 | 2007009967 | 384 | 374
25 | 2007009967 | 385.3333 | 375.3333
26 | 2007009967 | 386.6667 | 376.6667
27 | 2007009967 | 388 | 378
28 | 2007009967 | 387 | 377
29 | 2007009967 | 386 | 376
30 | 2007009967 | 385 | 375
31 | 2007009967 | 383 | 373
32 | 2007009967 | 381 | 371
33 | 2007009967 | 379 | 369
34 | 2007009967 | 378.3333 | 368.3333
35 | 2007009967 | 377.6667 | 367.6667
36 | 2007009967 | 377 | 367
37 | 2007009967 | 377.3333 | 367.3333
38 | 2007009967 | 377.6667 | 367.6667
39 | 2007009967 | 378 | 368
40 | 2007009967 | 379.6667 | 369.6667
41 | 2007009967 | 381.3333 | 371.3333
42 | 2007009967 | 383 | 373
43 | 2007009967 | 385.3333 | 375.3333
44 | 2007009967 | 387.6667 | 377.6667
45 | 2007009967 | 390 | 380
46 | 2007009967 | 391.3333 | 381.3333
47 | 2007009967 | 392.6667 | 382.6667
48 | 2007009967 | 394 | 384
49 | 2007009967 | 393.3333 | 383.3333
50 | 2007009967 | 392.6667 | 382.6667
51 | 2007009967 | 392 | 382
52 | 2007009967 | 387.6667 | 377.6667
53 | 2007009967 | 383.3333 | 373.3333
54 | 2007009967 | 379 | 369
55 | 2007009967 | 372.3333 | 362.3333
56 | 2007009967 | 365.6667 | 355.6667
57 | 2007009967 | 359 | 349
58 | 2007009967 | 353.6667 | 343.6667
59 | 2007009967 | 348.3333 | 338.3333
60 | 2007009967 | 343 | 333
61 | 2007009967 | 338.3333 | 328.3333
62 | 2007009967 | 333.6667 | 323.6667
63 | 2007009967 | 329 | 319
64 | 2007009967 | 326 | 316
65 | 2007009967 | 323 | 313
66 | 2007009967 | 320 | 310
67 | 2007009967 | 318.3333 | 308.3333
68 | 2007009967 | 316.6667 | 306.6667
69 | 2007009967 | 315 | 305
70 | 2007009967 | 315.3333 | 305.3333
71 | 2007009967 | 315.6667 | 305.6667
72 | 2007009967 | 316 | 306
73 | 2007009967 | 316.3333 | 306.3333
74 | 2007009967 | 316.6667 | 306.6667
75 | 2007009967 | 317 | 307
76 | 2007009967 | 316.3333 | 306.3333
77 | 2007009967 | 315.6667 | 305.6667
78 | 2007009967 | 315 | 305
79 | 2007009967 | 314.6667 | 304.6667
80 | 2007009967 | 314.3333 | 304.3333
81 | 2007009967 | 314 | 304
82 | 2007009967 | 316.3333 | 306.3333
83 | 2007009967 | 318.6667 | 308.6667
84 | 2007009967 | 321 | 311
85 | 2007009967 | 323.3333 | 313.3333
86 | 2007009967 | 325.6667 | 315.6667
87 | 2007009967 | 328 | 318
88 | 2007009967 | 328.3333 | 318.3333
89 | 2007009967 | 328.6667 | 318.6667
90 | 2007009967 | 329 | 339
91 | 2007009967 | 329 | 339
92 | 2007009967 | 329 | 339
93 | 2007009967 | 329 | 339
94 | 2007009967 | 328.6667 | 338.6667
95 | 2007009967 | 328.3333 | 338.3333
96 | 2007009967 | 328 | 338
97 | 2007009967 | 327.6667 | 337.6667
98 | 2007009967 | 327.3333 | 337.3333
99 | 2007009967 | 327 | 337
100 | 2007009967 | 328.6667 | 338.6667
101 | 2007009967 | 330.3333 | 340.3333
102 | 2007009967 | 332 | 342
103 | 2007009967 | 334.3333 | 344.3333
104 | 2007009967 | 336.6667 | 346.6667
105 | 2007009967 | 339 | 349
106 | 2007009967 | 339.3333 | 349.3333
107 | 2007009967 | 339.6667 | 349.6667
108 | 2007009967 | 340 | 350
109 | 2007009967 | 342.3333 | 352.3333
110 | 2007009967 | 344.6667 | 354.6667
111 | 2007009967 | 347 | 357
112 | 2007009967 | 349.6667 | 359.6667
113 | 2007009967 | 352.3333 | 362.3333
114 | 2007009967 | 355 | 365
115 | 2007009967 | 360.3333 | 370.3333
116 | 2007009967 | 365.6667 | 375.6667
117 | 2007009967 | 371 | 381
118 | 2007009967 | 373.6667 | 383.6667
119 | 2007009967 | 376.3333 | 386.3333
120 | 2007009967 | 379 | 389
121 | 2007009967 | 383.3333 | 393.3333
122 | 2007009967 | 387.6667 | 377.6667
123 | 2007009967 | 392 | 382
124 | 2007009967 | 395.3333 | 385.3333
125 | 2007009967 | 398.6667 | 388.6667
126 | 2007009967 | 402 | 392
127 | 2007009967 | 404.3333 | 394.3333
128 | 2007009967 | 406.6667 | 396.6667
129 | 2007009967 | 409 | 399
130 | 2007009967 | 409 | 399
131 | 2007009967 | 409 | 399
132 | 2007009967 | 409 | 399
133 | 2007009967 | 408.3333 | 398.3333
134 | 2007009967 | 407.6667 | 397.6667
135 | 2007009967 | 407 | 397
136 | 2007009967 | 407 | 397
137 | 2007009967 | 407 | 397
138 | 2007009967 | 407 | 397
139 | 2007009967 | 407 | 397
140 | 2007009967 | 407 | 397
141 | 2007009967 | 407 | 397
142 | 2007009967 | 406 | 396
143 | 2007009967 | 405 | 395
0 | 2005001585 | 343 | 333
1 | 2005001585 | 344 | 334
2 | 2005001585 | 345 | 335
3 | 2005001585 | 346 | 336
4 | 2005001585 | 348 | 338
5 | 2005001585 | 350 | 340
6 | 2005001585 | 352 | 342
7 | 2005001585 | 353 | 343
8 | 2005001585 | 354 | 344
9 | 2005001585 | 355 | 345
10 | 2005001585 | 356.6667 | 346.6667
11 | 2005001585 | 358.3333 | 348.3333
12 | 2005001585 | 360 | 350
13 | 2005001585 | 363.6667 | 353.6667
14 | 2005001585 | 367.3333 | 357.3333
15 | 2005001585 | 371 | 361
16 | 2005001585 | 373.3333 | 363.3333
17 | 2005001585 | 375.6667 | 365.6667
18 | 2005001585 | 378 | 368
19 | 2005001585 | 378.6667 | 368.6667
20 | 2005001585 | 379.3333 | 369.3333
21 | 2005001585 | 380 | 370
22 | 2005001585 | 381.3333 | 371.3333
23 | 2005001585 | 382.6667 | 372.6667
24 | 2005001585 | 384 | 374
25 | 2005001585 | 385.3333 | 375.3333
26 | 2005001585 | 386.6667 | 376.6667
27 | 2005001585 | 388 | 378
28 | 2005001585 | 387 | 377
29 | 2005001585 | 386 | 376
30 | 2005001585 | 385 | 375
31 | 2005001585 | 383 | 373
32 | 2005001585 | 381 | 371
33 | 2005001585 | 379 | 369
34 | 2005001585 | 378.3333 | 368.3333
35 | 2005001585 | 377.6667 | 367.6667
36 | 2005001585 | 377 | 367
37 | 2005001585 | 377.3333 | 367.3333
38 | 2005001585 | 377.6667 | 367.6667
39 | 2005001585 | 378 | 368
40 | 2005001585 | 379.6667 | 369.6667
41 | 2005001585 | 381.3333 | 371.3333
42 | 2005001585 | 383 | 373
43 | 2005001585 | 385.3333 | 375.3333
44 | 2005001585 | 387.6667 | 377.6667
45 | 2005001585 | 390 | 380
46 | 2005001585 | 391.3333 | 381.3333
47 | 2005001585 | 392.6667 | 382.6667
48 | 2005001585 | 394 | 384
49 | 2005001585 | 393.3333 | 383.3333
50 | 2005001585 | 392.6667 | 382.6667
51 | 2005001585 | 392 | 382
52 | 2005001585 | 387.6667 | 377.6667
53 | 2005001585 | 383.3333 | 373.3333
54 | 2005001585 | 379 | 369
55 | 2005001585 | 372.3333 | 362.3333
56 | 2005001585 | 365.6667 | 355.6667
57 | 2005001585 | 359 | 349
58 | 2005001585 | 353.6667 | 343.6667
59 | 2005001585 | 348.3333 | 338.3333
60 | 2005001585 | 343 | 333
61 | 2005001585 | 338.3333 | 328.3333
62 | 2005001585 | 333.6667 | 323.6667
63 | 2005001585 | 329 | 319
64 | 2005001585 | 326 | 316
65 | 2005001585 | 323 | 313
66 | 2005001585 | 320 | 310
67 | 2005001585 | 318.3333 | 308.3333
68 | 2005001585 | 316.6667 | 306.6667
69 | 2005001585 | 315 | 305
70 | 2005001585 | 315.3333 | 305.3333
71 | 2005001585 | 315.6667 | 305.6667
72 | 2005001585 | 316 | 306
73 | 2005001585 | 316.3333 | 306.3333
74 | 2005001585 | 316.6667 | 306.6667
75 | 2005001585 | 317 | 307
76 | 2005001585 | 316.3333 | 306.3333
77 | 2005001585 | 315.6667 | 305.6667
78 | 2005001585 | 315 | 305
79 | 2005001585 | 314.6667 | 304.6667
80 | 2005001585 | 314.3333 | 304.3333
81 | 2005001585 | 314 | 304
82 | 2005001585 | 316.3333 | 306.3333
83 | 2005001585 | 318.6667 | 308.6667
84 | 2005001585 | 321 | 311
85 | 2005001585 | 323.3333 | 313.3333
86 | 2005001585 | 325.6667 | 315.6667
87 | 2005001585 | 328 | 318
88 | 2005001585 | 328.3333 | 318.3333
89 | 2005001585 | 328.6667 | 318.6667
90 | 2005001585 | 329 | 339
91 | 2005001585 | 329 | 339
92 | 2005001585 | 329 | 339
93 | 2005001585 | 329 | 339
94 | 2005001585 | 328.6667 | 338.6667
95 | 2005001585 | 328.3333 | 338.3333
96 | 2005001585 | 328 | 338
97 | 2005001585 | 327.6667 | 337.6667
98 | 2005001585 | 327.3333 | 337.3333
99 | 2005001585 | 327 | 337
100 | 2005001585 | 328.6667 | 338.6667
101 | 2005001585 | 330.3333 | 340.3333
102 | 2005001585 | 332 | 342
103 | 2005001585 | 334.3333 | 344.3333
104 | 2005001585 | 336.6667 | 346.6667
105 | 2005001585 | 339 | 349
106 | 2005001585 | 339.3333 | 349.3333
107 | 2005001585 | 339.6667 | 349.6667
108 | 2005001585 | 340 | 350
109 | 2005001585 | 342.3333 | 352.3333
110 | 2005001585 | 344.6667 | 354.6667
111 | 2005001585 | 347 | 357
112 | 2005001585 | 349.6667 | 359.6667
113 | 2005001585 | 352.3333 | 362.3333
114 | 2005001585 | 355 | 365
115 | 2005001585 | 360.3333 | 370.3333
116 | 2005001585 | 365.6667 | 375.6667
117 | 2005001585 | 371 | 381
118 | 2005001585 | 373.6667 | 383.6667
119 | 2005001585 | 376.3333 | 386.3333
120 | 2005001585 | 379 | 389
121 | 2005001585 | 383.3333 | 393.3333
122 | 2005001585 | 387.6667 | 377.6667
123 | 2005001585 | 392 | 382
124 | 2005001585 | 395.3333 | 385.3333
125 | 2005001585 | 398.6667 | 388.6667
126 | 2005001585 | 402 | 392
127 | 2005001585 | 404.3333 | 394.3333
128 | 2005001585 | 406.6667 | 396.6667
129 | 2005001585 | 409 | 399
130 | 2005001585 | 409 | 399
131 | 2005001585 | 409 | 399
132 | 2005001585 | 409 | 399
133 | 2005001585 | 408.3333 | 398.3333
134 | 2005001585 | 407.6667 | 397.6667
135 | 2005001585 | 407 | 397
136 | 2005001585 | 407 | 397
137 | 2005001585 | 407 | 397
138 | 2005001585 | 407 | 397
139 | 2005001585 | 407 | 397
140 | 2005001585 | 407 | 397
141 | 2005001585 | 407 | 397
142 | 2005001585 | 406 | 396
143 | 2005001585 | 405 | 395
0 | 2011003302 | 343 | 333
1 | 2011003302 | 344 | 334
2 | 2011003302 | 345 | 335
3 | 2011003302 | 346 | 336
4 | 2011003302 | 348 | 338
5 | 2011003302 | 350 | 340
6 | 2011003302 | 352 | 342
7 | 2011003302 | 353 | 343
8 | 2011003302 | 354 | 344
9 | 2011003302 | 355 | 345
10 | 2011003302 | 356.6667 | 346.6667
11 | 2011003302 | 358.3333 | 348.3333
12 | 2011003302 | 360 | 350
13 | 2011003302 | 363.6667 | 353.6667
14 | 2011003302 | 367.3333 | 357.3333
15 | 2011003302 | 371 | 361
16 | 2011003302 | 373.3333 | 363.3333
17 | 2011003302 | 375.6667 | 365.6667
18 | 2011003302 | 378 | 368
19 | 2011003302 | 378.6667 | 368.6667
20 | 2011003302 | 379.3333 | 369.3333
21 | 2011003302 | 380 | 370
22 | 2011003302 | 381.3333 | 371.3333
23 | 2011003302 | 382.6667 | 372.6667
24 | 2011003302 | 384 | 374
25 | 2011003302 | 385.3333 | 375.3333
26 | 2011003302 | 386.6667 | 376.6667
27 | 2011003302 | 388 | 378
28 | 2011003302 | 387 | 377
29 | 2011003302 | 386 | 376
30 | 2011003302 | 385 | 375
31 | 2011003302 | 383 | 373
32 | 2011003302 | 381 | 371
33 | 2011003302 | 379 | 369
34 | 2011003302 | 378.3333 | 368.3333
35 | 2011003302 | 377.6667 | 367.6667
36 | 2011003302 | 377 | 367
37 | 2011003302 | 377.3333 | 367.3333
38 | 2011003302 | 377.6667 | 367.6667
39 | 2011003302 | 378 | 368
40 | 2011003302 | 379.6667 | 369.6667
41 | 2011003302 | 381.3333 | 371.3333
42 | 2011003302 | 383 | 373
43 | 2011003302 | 385.3333 | 375.3333
44 | 2011003302 | 387.6667 | 377.6667
45 | 2011003302 | 390 | 380
46 | 2011003302 | 391.3333 | 381.3333
47 | 2011003302 | 392.6667 | 382.6667
48 | 2011003302 | 394 | 384
49 | 2011003302 | 393.3333 | 383.3333
50 | 2011003302 | 392.6667 | 382.6667
51 | 2011003302 | 392 | 382
52 | 2011003302 | 387.6667 | 377.6667
53 | 2011003302 | 383.3333 | 373.3333
54 | 2011003302 | 379 | 369
55 | 2011003302 | 372.3333 | 362.3333
56 | 2011003302 | 365.6667 | 355.6667
57 | 2011003302 | 359 | 349
58 | 2011003302 | 353.6667 | 343.6667
59 | 2011003302 | 348.3333 | 338.3333
60 | 2011003302 | 343 | 333
61 | 2011003302 | 338.3333 | 328.3333
62 | 2011003302 | 333.6667 | 323.6667
63 | 2011003302 | 329 | 319
64 | 2011003302 | 326 | 316
65 | 2011003302 | 323 | 313
66 | 2011003302 | 320 | 310
67 | 2011003302 | 318.3333 | 308.3333
68 | 2011003302 | 316.6667 | 306.6667
69 | 2011003302 | 315 | 305
70 | 2011003302 | 315.3333 | 305.3333
71 | 2011003302 | 315.6667 | 305.6667
72 | 2011003302 | 316 | 306
73 | 2011003302 | 316.3333 | 306.3333
74 | 2011003302 | 316.6667 | 306.6667
75 | 2011003302 | 317 | 307
76 | 2011003302 | 316.3333 | 306.3333
77 | 2011003302 | 315.6667 | 305.6667
78 | 2011003302 | 315 | 305
79 | 2011003302 | 314.6667 | 304.6667
80 | 2011003302 | 314.3333 | 304.3333
81 | 2011003302 | 314 | 304
82 | 2011003302 | 316.3333 | 306.3333
83 | 2011003302 | 318.6667 | 308.6667
84 | 2011003302 | 321 | 311
85 | 2011003302 | 323.3333 | 313.3333
86 | 2011003302 | 325.6667 | 315.6667
87 | 2011003302 | 328 | 318
88 | 2011003302 | 328.3333 | 318.3333
89 | 2011003302 | 328.6667 | 318.6667
90 | 2011003302 | 329 | 339
91 | 2011003302 | 329 | 339
92 | 2011003302 | 329 | 339
93 | 2011003302 | 329 | 339
94 | 2011003302 | 328.6667 | 338.6667
95 | 2011003302 | 328.3333 | 338.3333
96 | 2011003302 | 328 | 338
97 | 2011003302 | 327.6667 | 337.6667
98 | 2011003302 | 327.3333 | 337.3333
99 | 2011003302 | 327 | 337
100 | 2011003302 | 328.6667 | 338.6667
101 | 2011003302 | 330.3333 | 340.3333
102 | 2011003302 | 332 | 342
103 | 2011003302 | 334.3333 | 344.3333
104 | 2011003302 | 336.6667 | 346.6667
105 | 2011003302 | 339 | 349
106 | 2011003302 | 339.3333 | 349.3333
107 | 2011003302 | 339.6667 | 349.6667
108 | 2011003302 | 340 | 350
109 | 2011003302 | 342.3333 | 352.3333
110 | 2011003302 | 344.6667 | 354.6667
111 | 2011003302 | 347 | 357
112 | 2011003302 | 349.6667 | 359.6667
113 | 2011003302 | 352.3333 | 362.3333
114 | 2011003302 | 355 | 365
115 | 2011003302 | 360.3333 | 370.3333
116 | 2011003302 | 365.6667 | 375.6667
117 | 2011003302 | 371 | 381
118 | 2011003302 | 373.6667 | 383.6667
119 | 2011003302 | 376.3333 | 386.3333
120 | 2011003302 | 379 | 389
121 | 2011003302 | 383.3333 | 393.3333
122 | 2011003302 | 387.6667 | 377.6667
123 | 2011003302 | 392 | 382
124 | 2011003302 | 395.3333 | 385.3333
125 | 2011003302 | 398.6667 | 388.6667
126 | 2011003302 | 402 | 392
127 | 2011003302 | 404.3333 | 394.3333
128 | 2011003302 | 406.6667 | 396.6667
129 | 2011003302 | 409 | 399
130 | 2011003302 | 409 | 399
131 | 2011003302 | 409 | 399
132 | 2011003302 | 409 | 399
133 | 2011003302 | 408.3333 | 398.3333
134 | 2011003302 | 407.6667 | 397.6667
135 | 2011003302 | 407 | 397
136 | 2011003302 | 407 | 397
137 | 2011003302 | 407 | 397
138 | 2011003302 | 407 | 397
139 | 2011003302 | 407 | 397
140 | 2011003302 | 407 | 397
141 | 2011003302 | 407 | 397
142 | 2011003302 | 406 | 396
143 | 2011003302 | 405 | 395
0 | 2008003823 | 343 | 333
1 | 2008003823 | 344 | 334
2 | 2008003823 | 345 | 335
3 | 2008003823 | 346 | 336
4 | 2008003823 | 348 | 338
5 | 2008003823 | 350 | 340
6 | 2008003823 | 352 | 342
7 | 2008003823 | 353 | 343
8 | 2008003823 | 354 | 344
9 | 2008003823 | 355 | 345
10 | 2008003823 | 356.6667 | 346.6667
11 | 2008003823 | 358.3333 | 348.3333
12 | 2008003823 | 360 | 350
13 | 2008003823 | 363.6667 | 353.6667
14 | 2008003823 | 367.3333 | 357.3333
15 | 2008003823 | 371 | 361
16 | 2008003823 | 373.3333 | 363.3333
17 | 2008003823 | 375.6667 | 365.6667
18 | 2008003823 | 378 | 368
19 | 2008003823 | 378.6667 | 368.6667
20 | 2008003823 | 379.3333 | 369.3333
21 | 2008003823 | 380 | 370
22 | 2008003823 | 381.3333 | 371.3333
23 | 2008003823 | 382.6667 | 372.6667
24 | 2008003823 | 384 | 374
25 | 2008003823 | 385.3333 | 375.3333
26 | 2008003823 | 386.6667 | 376.6667
27 | 2008003823 | 388 | 378
28 | 2008003823 | 387 | 377
29 | 2008003823 | 386 | 376
30 | 2008003823 | 385 | 375
31 | 2008003823 | 383 | 373
32 | 2008003823 | 381 | 371
33 | 2008003823 | 379 | 369
34 | 2008003823 | 378.3333 | 368.3333
35 | 2008003823 | 377.6667 | 367.6667
36 | 2008003823 | 377 | 367
37 | 2008003823 | 377.3333 | 367.3333
38 | 2008003823 | 377.6667 | 367.6667
39 | 2008003823 | 378 | 368
40 | 2008003823 | 379.6667 | 369.6667
41 | 2008003823 | 381.3333 | 371.3333
42 | 2008003823 | 383 | 373
43 | 2008003823 | 385.3333 | 375.3333
44 | 2008003823 | 387.6667 | 377.6667
45 | 2008003823 | 390 | 380
46 | 2008003823 | 391.3333 | 381.3333
47 | 2008003823 | 392.6667 | 382.6667
48 | 2008003823 | 394 | 384
49 | 2008003823 | 393.3333 | 383.3333
50 | 2008003823 | 392.6667 | 382.6667
51 | 2008003823 | 392 | 382
52 | 2008003823 | 387.6667 | 377.6667
53 | 2008003823 | 383.3333 | 373.3333
54 | 2008003823 | 379 | 369
55 | 2008003823 | 372.3333 | 362.3333
56 | 2008003823 | 365.6667 | 355.6667
57 | 2008003823 | 359 | 349
58 | 2008003823 | 353.6667 | 343.6667
59 | 2008003823 | 348.3333 | 338.3333
60 | 2008003823 | 343 | 333
61 | 2008003823 | 338.3333 | 328.3333
62 | 2008003823 | 333.6667 | 323.6667
63 | 2008003823 | 329 | 319
64 | 2008003823 | 326 | 316
65 | 2008003823 | 323 | 313
66 | 2008003823 | 320 | 310
67 | 2008003823 | 318.3333 | 308.3333
68 | 2008003823 | 316.6667 | 306.6667
69 | 2008003823 | 315 | 305
70 | 2008003823 | 315.3333 | 305.3333
71 | 2008003823 | 315.6667 | 305.6667
72 | 2008003823 | 316 | 306
73 | 2008003823 | 316.3333 | 306.3333
74 | 2008003823 | 316.6667 | 306.6667
75 | 2008003823 | 317 | 307
76 | 2008003823 | 316.3333 | 306.3333
77 | 2008003823 | 315.6667 | 305.6667
78 | 2008003823 | 315 | 305
79 | 2008003823 | 314.6667 | 304.6667
80 | 2008003823 | 314.3333 | 304.3333
81 | 2008003823 | 314 | 304
82 | 2008003823 | 316.3333 | 306.3333
83 | 2008003823 | 318.6667 | 308.6667
84 | 2008003823 | 321 | 311
85 | 2008003823 | 323.3333 | 313.3333
86 | 2008003823 | 325.6667 | 315.6667
87 | 2008003823 | 328 | 318
88 | 2008003823 | 328.3333 | 318.3333
89 | 2008003823 | 328.6667 | 318.6667
90 | 2008003823 | 329 | 339
91 | 2008003823 | 329 | 339
92 | 2008003823 | 329 | 339
93 | 2008003823 | 329 | 339
94 | 2008003823 | 328.6667 | 338.6667
95 | 2008003823 | 328.3333 | 338.3333
96 | 2008003823 | 328 | 338
97 | 2008003823 | 327.6667 | 337.6667
98 | 2008003823 | 327.3333 | 337.3333
99 | 2008003823 | 327 | 337
100 | 2008003823 | 328.6667 | 338.6667
101 | 2008003823 | 330.3333 | 340.3333
102 | 2008003823 | 332 | 342
103 | 2008003823 | 334.3333 | 344.3333
104 | 2008003823 | 336.6667 | 346.6667
105 | 2008003823 | 339 | 349
106 | 2008003823 | 339.3333 | 349.3333
107 | 2008003823 | 339.6667 | 349.6667
108 | 2008003823 | 340 | 350
109 | 2008003823 | 342.3333 | 352.3333
110 | 2008003823 | 344.6667 | 354.6667
111 | 2008003823 | 347 | 357
112 | 2008003823 | 349.6667 | 359.6667
113 | 2008003823 | 352.3333 | 362.3333
114 | 2008003823 | 355 | 365
115 | 2008003823 | 360.3333 | 370.3333
116 | 2008003823 | 365.6667 | 375.6667
117 | 2008003823 | 371 | 381
118 | 2008003823 | 373.6667 | 383.6667
119 | 2008003823 | 376.3333 | 386.3333
120 | 2008003823 | 379 | 389
121 | 2008003823 | 383.3333 | 393.3333
122 | 2008003823 | 387.6667 | 377.6667
123 | 2008003823 | 392 | 382
124 | 2008003823 | 395.3333 | 385.3333
125 | 2008003823 | 398.6667 | 388.6667
126 | 2008003823 | 402 | 392
127 | 2008003823 | 404.3333 | 394.3333
128 | 2008003823 | 406.6667 | 396.6667
129 | 2008003823 | 409 | 399
130 | 2008003823 | 409 | 399
131 | 2008003823 | 409 | 399
132 | 2008003823 | 409 | 399
133 | 2008003823 | 408.3333 | 398.3333
134 | 2008003823 | 407.6667 | 397.6667
135 | 2008003823 | 407 | 397
136 | 2008003823 | 407 | 397
137 | 2008003823 | 407 | 397
138 | 2008003823 | 407 | 397
139 | 2008003823 | 407 | 397
140 | 2008003823 | 407 | 397
141 | 2008003823 | 407 | 397
142 | 2008003823 | 406 | 396
143 | 2008003823 | 405 | 395
0 | 2004004023 | 343 | 333
1 | 2004004023 | 344 | 334
2 | 2004004023 | 345 | 335
3 | 2004004023 | 346 | 336
4 | 2004004023 | 348 | 338
5 | 2004004023 | 350 | 340
6 | 2004004023 | 352 | 342
7 | 2004004023 | 353 | 343
8 | 2004004023 | 354 | 344
9 | 2004004023 | 355 | 345
10 | 2004004023 | 356.6667 | 346.6667
11 | 2004004023 | 358.3333 | 348.3333
12 | 2004004023 | 360 | 350
13 | 2004004023 | 363.6667 | 353.6667
14 | 2004004023 | 367.3333 | 357.3333
15 | 2004004023 | 371 | 361
16 | 2004004023 | 373.3333 | 363.3333
17 | 2004004023 | 375.6667 | 365.6667
18 | 2004004023 | 378 | 368
19 | 2004004023 | 378.6667 | 368.6667
20 | 2004004023 | 379.3333 | 369.3333
21 | 2004004023 | 380 | 370
22 | 2004004023 | 381.3333 | 371.3333
23 | 2004004023 | 382.6667 | 372.6667
24 | 2004004023 | 384 | 374
25 | 2004004023 | 385.3333 | 375.3333
26 | 2004004023 | 386.6667 | 376.6667
27 | 2004004023 | 388 | 378
28 | 2004004023 | 387 | 377
29 | 2004004023 | 386 | 376
30 | 2004004023 | 385 | 375
31 | 2004004023 | 383 | 373
32 | 2004004023 | 381 | 371
33 | 2004004023 | 379 | 369
34 | 2004004023 | 378.3333 | 368.3333
35 | 2004004023 | 377.6667 | 367.6667
36 | 2004004023 | 377 | 367
37 | 2004004023 | 377.3333 | 367.3333
38 | 2004004023 | 377.6667 | 367.6667
39 | 2004004023 | 378 | 368
40 | 2004004023 | 379.6667 | 369.6667
41 | 2004004023 | 381.3333 | 371.3333
42 | 2004004023 | 383 | 373
43 | 2004004023 | 385.3333 | 375.3333
44 | 2004004023 | 387.6667 | 377.6667
45 | 2004004023 | 390 | 380
46 | 2004004023 | 391.3333 | 381.3333
47 | 2004004023 | 392.6667 | 382.6667
48 | 2004004023 | 394 | 384
49 | 2004004023 | 393.3333 | 383.3333
50 | 2004004023 | 392.6667 | 382.6667
51 | 2004004023 | 392 | 382
52 | 2004004023 | 387.6667 | 377.6667
53 | 2004004023 | 383.3333 | 373.3333
54 | 2004004023 | 379 | 369
55 | 2004004023 | 372.3333 | 362.3333
56 | 2004004023 | 365.6667 | 355.6667
57 | 2004004023 | 359 | 349
58 | 2004004023 | 353.6667 | 343.6667
59 | 2004004023 | 348.3333 | 338.3333
60 | 2004004023 | 343 | 333
61 | 2004004023 | 338.3333 | 328.3333
62 | 2004004023 | 333.6667 | 323.6667
63 | 2004004023 | 329 | 319
64 | 2004004023 | 326 | 316
65 | 2004004023 | 323 | 313
66 | 2004004023 | 320 | 310
67 | 2004004023 | 318.3333 | 308.3333
68 | 2004004023 | 316.6667 | 306.6667
69 | 2004004023 | 315 | 305
70 | 2004004023 | 315.3333 | 305.3333
71 | 2004004023 | 315.6667 | 305.6667
72 | 2004004023 | 316 | 306
73 | 2004004023 | 316.3333 | 306.3333
74 | 2004004023 | 316.6667 | 306.6667
75 | 2004004023 | 317 | 307
76 | 2004004023 | 316.3333 | 306.3333
77 | 2004004023 | 315.6667 | 305.6667
78 | 2004004023 | 315 | 305
79 | 2004004023 | 314.6667 | 304.6667
80 | 2004004023 | 314.3333 | 304.3333
81 | 2004004023 | 314 | 304
82 | 2004004023 | 316.3333 | 306.3333
83 | 2004004023 | 318.6667 | 308.6667
84 | 2004004023 | 321 | 311
85 | 2004004023 | 323.3333 | 313.3333
86 | 2004004023 | 325.6667 | 315.6667
87 | 2004004023 | 328 | 318
88 | 2004004023 | 328.3333 | 318.3333
89 | 2004004023 | 328.6667 | 318.6667
90 | 2004004023 | 329 | 339
91 | 2004004023 | 329 | 339
92 | 2004004023 | 329 | 339
93 | 2004004023 | 329 | 339
94 | 2004004023 | 328.6667 | 338.6667
95 | 2004004023 | 328.3333 | 338.3333
96 | 2004004023 | 328 | 338
97 | 2004004023 | 327.6667 | 337.6667
98 | 2004004023 | 327.3333 | 337.3333
99 | 2004004023 | 327 | 337
100 | 2004004023 | 328.6667 | 338.6667
101 | 2004004023 | 330.3333 | 340.3333
102 | 2004004023 | 332 | 342
103 | 2004004023 | 334.3333 | 344.3333
104 | 2004004023 | 336.6667 | 346.6667
105 | 2004004023 | 339 | 349
106 | 2004004023 | 339.3333 | 349.3333
107 | 2004004023 | 339.6667 | 349.6667
108 | 2004004023 | 340 | 350
109 | 2004004023 | 342.3333 | 352.3333
110 | 2004004023 | 344.6667 | 354.6667
111 | 2004004023 | 347 | 357
112 | 2004004023 | 349.6667 | 359.6667
113 | 2004004023 | 352.3333 | 362.3333
114 | 2004004023 | 355 | 365
115 | 2004004023 | 360.3333 | 370.3333
116 | 2004004023 | 365.6667 | 375.6667
117 | 2004004023 | 371 | 381
118 | 2004004023 | 373.6667 | 383.6667
119 | 2004004023 | 376.3333 | 386.3333
120 | 2004004023 | 379 | 389
121 | 2004004023 | 383.3333 | 393.3333
122 | 2004004023 | 387.6667 | 377.6667
123 | 2004004023 | 392 | 382
124 | 2004004023 | 395.3333 | 385.3333
125 | 2004004023 | 398.6667 | 388.6667
126 | 2004004023 | 402 | 392
127 | 2004004023 | 404.3333 | 394.3333
128 | 2004004023 | 406.6667 | 396.6667
129 | 2004004023 | 409 | 399
130 | 2004004023 | 409 | 399
131 | 2004004023 | 409 | 399
132 | 2004004023 | 409 | 399
133 | 2004004023 | 408.3333 | 398.3333
134 | 2004004023 | 407.6667 | 397.6667
135 | 2004004023 | 407 | 397
136 | 2004004023 | 407 | 397
137 | 2004004023 | 407 | 397
138 | 2004004023 | 407 | 397
139 | 2004004023 | 407 | 397
140 | 2004004023 | 407 | 397
141 | 2004004023 | 407 | 397
142 | 2004004023 | 406 | 396
143 | 2004004023 | 405 | 395
0 | 2013000874 | 343 | 333
1 | 2013000874 | 344 | 334
2 | 2013000874 | 345 | 335
3 | 2013000874 | 346 | 336
4 | 2013000874 | 348 | 338
5 | 2013000874 | 350 | 340
6 | 2013000874 | 352 | 342
7 | 2013000874 | 353 | 343
8 | 2013000874 | 354 | 344
9 | 2013000874 | 355 | 345
10 | 2013000874 | 356.6667 | 346.6667
11 | 2013000874 | 358.3333 | 348.3333
12 | 2013000874 | 360 | 350
13 | 2013000874 | 363.6667 | 353.6667
14 | 2013000874 | 367.3333 | 357.3333
15 | 2013000874 | 371 | 361
16 | 2013000874 | 373.3333 | 363.3333
17 | 2013000874 | 375.6667 | 365.6667
18 | 2013000874 | 378 | 368
19 | 2013000874 | 378.6667 | 368.6667
20 | 2013000874 | 379.3333 | 369.3333
21 | 2013000874 | 380 | 370
22 | 2013000874 | 381.3333 | 371.3333
23 | 2013000874 | 382.6667 | 372.6667
24 | 2013000874 | 384 | 374
25 | 2013000874 | 385.3333 | 375.3333
26 | 2013000874 | 386.6667 | 376.6667
27 | 2013000874 | 388 | 378
28 | 2013000874 | 387 | 377
29 | 2013000874 | 386 | 376
30 | 2013000874 | 385 | 375
31 | 2013000874 | 383 | 373
32 | 2013000874 | 381 | 371
33 | 2013000874 | 379 | 369
34 | 2013000874 | 378.3333 | 368.3333
35 | 2013000874 | 377.6667 | 367.6667
36 | 2013000874 | 377 | 367
37 | 2013000874 | 377.3333 | 367.3333
38 | 2013000874 | 377.6667 | 367.6667
39 | 2013000874 | 378 | 368
40 | 2013000874 | 379.6667 | 369.6667
41 | 2013000874 | 381.3333 | 371.3333
42 | 2013000874 | 383 | 373
43 | 2013000874 | 385.3333 | 375.3333
44 | 2013000874 | 387.6667 | 377.6667
45 | 2013000874 | 390 | 380
46 | 2013000874 | 391.3333 | 381.3333
47 | 2013000874 | 392.6667 | 382.6667
48 | 2013000874 | 394 | 384
49 | 2013000874 | 393.3333 | 383.3333
50 | 2013000874 | 392.6667 | 382.6667
51 | 2013000874 | 392 | 382
52 | 2013000874 | 387.6667 | 377.6667
53 | 2013000874 | 383.3333 | 373.3333
54 | 2013000874 | 379 | 369
55 | 2013000874 | 372.3333 | 362.3333
56 | 2013000874 | 365.6667 | 355.6667
57 | 2013000874 | 359 | 349
58 | 2013000874 | 353.6667 | 343.6667
59 | 2013000874 | 348.3333 | 338.3333
60 | 2013000874 | 343 | 333
61 | 2013000874 | 338.3333 | 328.3333
62 | 2013000874 | 333.6667 | 323.6667
63 | 2013000874 | 329 | 319
64 | 2013000874 | 326 | 316
65 | 2013000874 | 323 | 313
66 | 2013000874 | 320 | 310
67 | 2013000874 | 318.3333 | 308.3333
68 | 2013000874 | 316.6667 | 306.6667
69 | 2013000874 | 315 | 305
70 | 2013000874 | 315.3333 | 305.3333
71 | 2013000874 | 315.6667 | 305.6667
72 | 2013000874 | 316 | 306
73 | 2013000874 | 316.3333 | 306.3333
74 | 2013000874 | 316.6667 | 306.6667
75 | 2013000874 | 317 | 307
76 | 2013000874 | 316.3333 | 306.3333
77 | 2013000874 | 315.6667 | 305.6667
78 | 2013000874 | 315 | 305
79 | 2013000874 | 314.6667 | 304.6667
80 | 2013000874 | 314.3333 | 304.3333
81 | 2013000874 | 314 | 304
82 | 2013000874 | 316.3333 | 306.3333
83 | 2013000874 | 318.6667 | 308.6667
84 | 2013000874 | 321 | 311
85 | 2013000874 | 323.3333 | 313.3333
86 | 2013000874 | 325.6667 | 315.6667
87 | 2013000874 | 328 | 318
88 | 2013000874 | 328.3333 | 318.3333
89 | 2013000874 | 328.6667 | 318.6667
90 | 2013000874 | 329 | 339
91 | 2013000874 | 329 | 339
92 | 2013000874 | 329 | 339
93 | 2013000874 | 329 | 339
94 | 2013000874 | 328.6667 | 338.6667
95 | 2013000874 | 328.3333 | 338.3333
96 | 2013000874 | 328 | 338
97 | 2013000874 | 327.6667 | 337.6667
98 | 2013000874 | 327.3333 | 337.3333
99 | 2013000874 | 327 | 337
100 | 2013000874 | 328.6667 | 338.6667
101 | 2013000874 | 330.3333 | 340.3333
102 | 2013000874 | 332 | 342
103 | 2013000874 | 334.3333 | 344.3333
104 | 2013000874 | 336.6667 | 346.6667
105 | 2013000874 | 339 | 349
106 | 2013000874 | 339.3333 | 349.3333
107 | 2013000874 | 339.6667 | 349.6667
108 | 2013000874 | 340 | 350
109 | 2013000874 | 342.3333 | 352.3333
110 | 2013000874 | 344.6667 | 354.6667
111 | 2013000874 | 347 | 357
112 | 2013000874 | 349.6667 | 359.6667
113 | 2013000874 | 352.3333 | 362.3333
114 | 2013000874 | 355 | 365
115 | 2013000874 | 360.3333 | 370.3333
116 | 2013000874 | 365.6667 | 375.6667
117 | 2013000874 | 371 | 381
118 | 2013000874 | 373.6667 | 383.6667
119 | 2013000874 | 376.3333 | 386.3333
120 | 2013000874 | 379 | 389
121 | 2013000874 | 383.3333 | 393.3333
122 | 2013000874 | 387.6667 | 377.6667
123 | 2013000874 | 392 | 382
124 | 2013000874 | 395.3333 | 385.3333
125 | 2013000874 | 398.6667 | 388.6667
126 | 2013000874 | 402 | 392
127 | 2013000874 | 404.3333 | 394.3333
128 | 2013000874 | 406.6667 | 396.6667
129 | 2013000874 | 409 | 399
130 | 2013000874 | 409 | 399
131 | 2013000874 | 409 | 399
132 | 2013000874 | 409 | 399
133 | 2013000874 | 408.3333 | 398.3333
134 | 2013000874 | 407.6667 | 397.6667
135 | 2013000874 | 407 | 397
136 | 2013000874 | 407 | 397
137 | 2013000874 | 407 | 397
138 | 2013000874 | 407 | 397
139 | 2013000874 | 407 | 397
140 | 2013000874 | 407 | 397
141 | 2013000874 | 407 | 397
142 | 2013000874 | 406 | 396
143 | 2013000874 | 405 | 395
0 | 2015003605 | 343 | 333
1 | 2015003605 | 344 | 334
2 | 2015003605 | 345 | 335
3 | 2015003605 | 346 | 336
4 | 2015003605 | 348 | 338
5 | 2015003605 | 350 | 340
6 | 2015003605 | 352 | 342
7 | 2015003605 | 353 | 343
8 | 2015003605 | 354 | 344
9 | 2015003605 | 355 | 345
10 | 2015003605 | 356.6667 | 346.6667
11 | 2015003605 | 358.3333 | 348.3333
12 | 2015003605 | 360 | 350
13 | 2015003605 | 363.6667 | 353.6667
14 | 2015003605 | 367.3333 | 357.3333
15 | 2015003605 | 371 | 361
16 | 2015003605 | 373.3333 | 363.3333
17 | 2015003605 | 375.6667 | 365.6667
18 | 2015003605 | 378 | 368
19 | 2015003605 | 378.6667 | 368.6667
20 | 2015003605 | 379.3333 | 369.3333
21 | 2015003605 | 380 | 370
22 | 2015003605 | 381.3333 | 371.3333
23 | 2015003605 | 382.6667 | 372.6667
24 | 2015003605 | 384 | 374
25 | 2015003605 | 385.3333 | 375.3333
26 | 2015003605 | 386.6667 | 376.6667
27 | 2015003605 | 388 | 378
28 | 2015003605 | 387 | 377
29 | 2015003605 | 386 | 376
30 | 2015003605 | 385 | 375
31 | 2015003605 | 383 | 373
32 | 2015003605 | 381 | 371
33 | 2015003605 | 379 | 369
34 | 2015003605 | 378.3333 | 368.3333
35 | 2015003605 | 377.6667 | 367.6667
36 | 2015003605 | 377 | 367
37 | 2015003605 | 377.3333 | 367.3333
38 | 2015003605 | 377.6667 | 367.6667
39 | 2015003605 | 378 | 368
40 | 2015003605 | 379.6667 | 369.6667
41 | 2015003605 | 381.3333 | 371.3333
42 | 2015003605 | 383 | 373
43 | 2015003605 | 385.3333 | 375.3333
44 | 2015003605 | 387.6667 | 377.6667
45 | 2015003605 | 390 | 380
46 | 2015003605 | 391.3333 | 381.3333
47 | 2015003605 | 392.6667 | 382.6667
48 | 2015003605 | 394 | 384
49 | 2015003605 | 393.3333 | 383.3333
50 | 2015003605 | 392.6667 | 382.6667
51 | 2015003605 | 392 | 382
52 | 2015003605 | 387.6667 | 377.6667
53 | 2015003605 | 383.3333 | 373.3333
54 | 2015003605 | 379 | 369
55 | 2015003605 | 372.3333 | 362.3333
56 | 2015003605 | 365.6667 | 355.6667
57 | 2015003605 | 359 | 349
58 | 2015003605 | 353.6667 | 343.6667
59 | 2015003605 | 348.3333 | 338.3333
60 | 2015003605 | 343 | 333
61 | 2015003605 | 338.3333 | 328.3333
62 | 2015003605 | 333.6667 | 323.6667
63 | 2015003605 | 329 | 319
64 | 2015003605 | 326 | 316
65 | 2015003605 | 323 | 313
66 | 2015003605 | 320 | 310
67 | 2015003605 | 318.3333 | 308.3333
68 | 2015003605 | 316.6667 | 306.6667
69 | 2015003605 | 315 | 305
70 | 2015003605 | 315.3333 | 305.3333
71 | 2015003605 | 315.6667 | 305.6667
72 | 2015003605 | 316 | 306
73 | 2015003605 | 316.3333 | 306.3333
74 | 2015003605 | 316.6667 | 306.6667
75 | 2015003605 | 317 | 307
76 | 2015003605 | 316.3333 | 306.3333
77 | 2015003605 | 315.6667 | 305.6667
78 | 2015003605 | 315 | 305
79 | 2015003605 | 314.6667 | 304.6667
80 | 2015003605 | 314.3333 | 304.3333
81 | 2015003605 | 314 | 304
82 | 2015003605 | 316.3333 | 306.3333
83 | 2015003605 | 318.6667 | 308.6667
84 | 2015003605 | 321 | 311
85 | 2015003605 | 323.3333 | 313.3333
86 | 2015003605 | 325.6667 | 315.6667
87 | 2015003605 | 328 | 318
88 | 2015003605 | 328.3333 | 318.3333
89 | 2015003605 | 328.6667 | 318.6667
90 | 2015003605 | 329 | 339
91 | 2015003605 | 329 | 339
92 | 2015003605 | 329 | 339
93 | 2015003605 | 329 | 339
94 | 2015003605 | 328.6667 | 338.6667
95 | 2015003605 | 328.3333 | 338.3333
96 | 2015003605 | 328 | 338
97 | 2015003605 | 327.6667 | 337.6667
98 | 2015003605 | 327.3333 | 337.3333
99 | 2015003605 | 327 | 337
100 | 2015003605 | 328.6667 | 338.6667
101 | 2015003605 | 330.3333 | 340.3333
102 | 2015003605 | 332 | 342
103 | 2015003605 | 334.3333 | 344.3333
104 | 2015003605 | 336.6667 | 346.6667
105 | 2015003605 | 339 | 349
106 | 2015003605 | 339.3333 | 349.3333
107 | 2015003605 | 339.6667 | 349.6667
108 | 2015003605 | 340 | 350
109 | 2015003605 | 342.3333 | 352.3333
110 | 2015003605 | 344.6667 | 354.6667
111 | 2015003605 | 347 | 357
112 | 2015003605 | 349.6667 | 359.6667
113 | 2015003605 | 352.3333 | 362.3333
114 | 2015003605 | 355 | 365
115 | 2015003605 | 360.3333 | 370.3333
116 | 2015003605 | 365.6667 | 375.6667
117 | 2015003605 | 371 | 381
118 | 2015003605 | 373.6667 | 383.6667
119 | 2015003605 | 376.3333 | 386.3333
120 | 2015003605 | 379 | 389
121 | 2015003605 | 383.3333 | 393.3333
122 | 2015003605 | 387.6667 | 377.6667
123 | 2015003605 | 392 | 382
124 | 2015003605 | 395.3333 | 385.3333
125 | 2015003605 | 398.6667 | 388.6667
126 | 2015003605 | 402 | 392
127 | 2015003605 | 404.3333 | 394.3333
128 | 2015003605 | 406.6667 | 396.6667
129 | 2015003605 | 409 | 399
130 | 2015003605 | 409 | 399
131 | 2015003605 | 409 | 399
132 | 2015003605 | 409 | 399
133 | 2015003605 | 408.3333 | 398.3333
134 | 2015003605 | 407.6667 | 397.6667
135 | 2015003605 | 407 | 397
136 | 2015003605 | 407 | 397
137 | 2015003605 | 407 | 397
138 | 2015003605 | 407 | 397
139 | 2015003605 | 407 | 397
140 | 2015003605 | 407 | 397
141 | 2015003605 | 407 | 397
142 | 2015003605 | 406 | 396
143 | 2015003605 | 405 | 395
0 | 2002005008 | 343 | 333
1 | 2002005008 | 344 | 334
2 | 2002005008 | 345 | 335
3 | 2002005008 | 346 | 336
4 | 2002005008 | 348 | 338
5 | 2002005008 | 350 | 340
6 | 2002005008 | 352 | 342
7 | 2002005008 | 353 | 343
8 | 2002005008 | 354 | 344
9 | 2002005008 | 355 | 345
10 | 2002005008 | 356.6667 | 346.6667
11 | 2002005008 | 358.3333 | 348.3333
12 | 2002005008 | 360 | 350
13 | 2002005008 | 363.6667 | 353.6667
14 | 2002005008 | 367.3333 | 357.3333
15 | 2002005008 | 371 | 361
16 | 2002005008 | 373.3333 | 363.3333
17 | 2002005008 | 375.6667 | 365.6667
18 | 2002005008 | 378 | 368
19 | 2002005008 | 378.6667 | 368.6667
20 | 2002005008 | 379.3333 | 369.3333
21 | 2002005008 | 380 | 370
22 | 2002005008 | 381.3333 | 371.3333
23 | 2002005008 | 382.6667 | 372.6667
24 | 2002005008 | 384 | 374
25 | 2002005008 | 385.3333 | 375.3333
26 | 2002005008 | 386.6667 | 376.6667
27 | 2002005008 | 388 | 378
28 | 2002005008 | 387 | 377
29 | 2002005008 | 386 | 376
30 | 2002005008 | 385 | 375
31 | 2002005008 | 383 | 373
32 | 2002005008 | 381 | 371
33 | 2002005008 | 379 | 369
34 | 2002005008 | 378.3333 | 368.3333
35 | 2002005008 | 377.6667 | 367.6667
36 | 2002005008 | 377 | 367
37 | 2002005008 | 377.3333 | 367.3333
38 | 2002005008 | 377.6667 | 367.6667
39 | 2002005008 | 378 | 368
40 | 2002005008 | 379.6667 | 369.6667
41 | 2002005008 | 381.3333 | 371.3333
42 | 2002005008 | 383 | 373
43 | 2002005008 | 385.3333 | 375.3333
44 | 2002005008 | 387.6667 | 377.6667
45 | 2002005008 | 390 | 380
46 | 2002005008 | 391.3333 | 381.3333
47 | 2002005008 | 392.6667 | 382.6667
48 | 2002005008 | 394 | 384
49 | 2002005008 | 393.3333 | 383.3333
50 | 2002005008 | 392.6667 | 382.6667
51 | 2002005008 | 392 | 382
52 | 2002005008 | 387.6667 | 377.6667
53 | 2002005008 | 383.3333 | 373.3333
54 | 2002005008 | 379 | 369
55 | 2002005008 | 372.3333 | 362.3333
56 | 2002005008 | 365.6667 | 355.6667
57 | 2002005008 | 359 | 349
58 | 2002005008 | 353.6667 | 343.6667
59 | 2002005008 | 348.3333 | 338.3333
60 | 2002005008 | 343 | 333
61 | 2002005008 | 338.3333 | 328.3333
62 | 2002005008 | 333.6667 | 323.6667
63 | 2002005008 | 329 | 319
64 | 2002005008 | 326 | 316
65 | 2002005008 | 323 | 313
66 | 2002005008 | 320 | 310
67 | 2002005008 | 318.3333 | 308.3333
68 | 2002005008 | 316.6667 | 306.6667
69 | 2002005008 | 315 | 305
70 | 2002005008 | 315.3333 | 305.3333
71 | 2002005008 | 315.6667 | 305.6667
72 | 2002005008 | 316 | 306
73 | 2002005008 | 316.3333 | 306.3333
74 | 2002005008 | 316.6667 | 306.6667
75 | 2002005008 | 317 | 307
76 | 2002005008 | 316.3333 | 306.3333
77 | 2002005008 | 315.6667 | 305.6667
78 | 2002005008 | 315 | 305
79 | 2002005008 | 314.6667 | 304.6667
80 | 2002005008 | 314.3333 | 304.3333
81 | 2002005008 | 314 | 304
82 | 2002005008 | 316.3333 | 306.3333
83 | 2002005008 | 318.6667 | 308.6667
84 | 2002005008 | 321 | 311
85 | 2002005008 | 323.3333 | 313.3333
86 | 2002005008 | 325.6667 | 315.6667
87 | 2002005008 | 328 | 318
88 | 2002005008 | 328.3333 | 318.3333
89 | 2002005008 | 328.6667 | 318.6667
90 | 2002005008 | 329 | 339
91 | 2002005008 | 329 | 339
92 | 2002005008 | 329 | 339
93 | 2002005008 | 329 | 339
94 | 2002005008 | 328.6667 | 338.6667
95 | 2002005008 | 328.3333 | 338.3333
96 | 2002005008 | 328 | 338
97 | 2002005008 | 327.6667 | 337.6667
98 | 2002005008 | 327.3333 | 337.3333
99 | 2002005008 | 327 | 337
100 | 2002005008 | 328.6667 | 338.6667
101 | 2002005008 | 330.3333 | 340.3333
102 | 2002005008 | 332 | 342
103 | 2002005008 | 334.3333 | 344.3333
104 | 2002005008 | 336.6667 | 346.6667
105 | 2002005008 | 339 | 349
106 | 2002005008 | 339.3333 | 349.3333
107 | 2002005008 | 339.6667 | 349.6667
108 | 2002005008 | 340 | 350
109 | 2002005008 | 342.3333 | 352.3333
110 | 2002005008 | 344.6667 | 354.6667
111 | 2002005008 | 347 | 357
112 | 2002005008 | 349.6667 | 359.6667
113 | 2002005008 | 352.3333 | 362.3333
114 | 2002005008 | 355 | 365
115 | 2002005008 | 360.3333 | 370.3333
116 | 2002005008 | 365.6667 | 375.6667
117 | 2002005008 | 371 | 381
118 | 2002005008 | 373.6667 | 383.6667
119 | 2002005008 | 376.3333 | 386.3333
120 | 2002005008 | 379 | 389
121 | 2002005008 | 383.3333 | 393.3333
122 | 2002005008 | 387.6667 | 377.6667
123 | 2002005008 | 392 | 382
124 | 2002005008 | 395.3333 | 385.3333
125 | 2002005008 | 398.6667 | 388.6667
126 | 2002005008 | 402 | 392
127 | 2002005008 | 404.3333 | 394.3333
128 | 2002005008 | 406.6667 | 396.6667
129 | 2002005008 | 409 | 399
130 | 2002005008 | 409 | 399
131 | 2002005008 | 409 | 399
132 | 2002005008 | 409 | 399
133 | 2002005008 | 408.3333 | 398.3333
134 | 2002005008 | 407.6667 | 397.6667
135 | 2002005008 | 407 | 397
136 | 2002005008 | 407 | 397
137 | 2002005008 | 407 | 397
138 | 2002005008 | 407 | 397
139 | 2002005008 | 407 | 397
140 | 2002005008 | 407 | 397
141 | 2002005008 | 407 | 397
142 | 2002005008 | 406 | 396
143 | 2002005008 | 405 | 395
0 | 2002008635 | 343 | 333
1 | 2002008635 | 344 | 334
2 | 2002008635 | 345 | 335
3 | 2002008635 | 346 | 336
4 | 2002008635 | 348 | 338
5 | 2002008635 | 350 | 340
6 | 2002008635 | 352 | 342
7 | 2002008635 | 353 | 343
8 | 2002008635 | 354 | 344
9 | 2002008635 | 355 | 345
10 | 2002008635 | 356.6667 | 346.6667
11 | 2002008635 | 358.3333 | 348.3333
12 | 2002008635 | 360 | 350
13 | 2002008635 | 363.6667 | 353.6667
14 | 2002008635 | 367.3333 | 357.3333
15 | 2002008635 | 371 | 361
16 | 2002008635 | 373.3333 | 363.3333
17 | 2002008635 | 375.6667 | 365.6667
18 | 2002008635 | 378 | 368
19 | 2002008635 | 378.6667 | 368.6667
20 | 2002008635 | 379.3333 | 369.3333
21 | 2002008635 | 380 | 370
22 | 2002008635 | 381.3333 | 371.3333
23 | 2002008635 | 382.6667 | 372.6667
24 | 2002008635 | 384 | 374
25 | 2002008635 | 385.3333 | 375.3333
26 | 2002008635 | 386.6667 | 376.6667
27 | 2002008635 | 388 | 378
28 | 2002008635 | 387 | 377
29 | 2002008635 | 386 | 376
30 | 2002008635 | 385 | 375
31 | 2002008635 | 383 | 373
32 | 2002008635 | 381 | 371
33 | 2002008635 | 379 | 369
34 | 2002008635 | 378.3333 | 368.3333
35 | 2002008635 | 377.6667 | 367.6667
36 | 2002008635 | 377 | 367
37 | 2002008635 | 377.3333 | 367.3333
38 | 2002008635 | 377.6667 | 367.6667
39 | 2002008635 | 378 | 368
40 | 2002008635 | 379.6667 | 369.6667
41 | 2002008635 | 381.3333 | 371.3333
42 | 2002008635 | 383 | 373
43 | 2002008635 | 385.3333 | 375.3333
44 | 2002008635 | 387.6667 | 377.6667
45 | 2002008635 | 390 | 380
46 | 2002008635 | 391.3333 | 381.3333
47 | 2002008635 | 392.6667 | 382.6667
48 | 2002008635 | 394 | 384
49 | 2002008635 | 393.3333 | 383.3333
50 | 2002008635 | 392.6667 | 382.6667
51 | 2002008635 | 392 | 382
52 | 2002008635 | 387.6667 | 377.6667
53 | 2002008635 | 383.3333 | 373.3333
54 | 2002008635 | 379 | 369
55 | 2002008635 | 372.3333 | 362.3333
56 | 2002008635 | 365.6667 | 355.6667
57 | 2002008635 | 359 | 349
58 | 2002008635 | 353.6667 | 343.6667
59 | 2002008635 | 348.3333 | 338.3333
60 | 2002008635 | 343 | 333
61 | 2002008635 | 338.3333 | 328.3333
62 | 2002008635 | 333.6667 | 323.6667
63 | 2002008635 | 329 | 319
64 | 2002008635 | 326 | 316
65 | 2002008635 | 323 | 313
66 | 2002008635 | 320 | 310
67 | 2002008635 | 318.3333 | 308.3333
68 | 2002008635 | 316.6667 | 306.6667
69 | 2002008635 | 315 | 305
70 | 2002008635 | 315.3333 | 305.3333
71 | 2002008635 | 315.6667 | 305.6667
72 | 2002008635 | 316 | 306
73 | 2002008635 | 316.3333 | 306.3333
74 | 2002008635 | 316.6667 | 306.6667
75 | 2002008635 | 317 | 307
76 | 2002008635 | 316.3333 | 306.3333
77 | 2002008635 | 315.6667 | 305.6667
78 | 2002008635 | 315 | 305
79 | 2002008635 | 314.6667 | 304.6667
80 | 2002008635 | 314.3333 | 304.3333
81 | 2002008635 | 314 | 304
82 | 2002008635 | 316.3333 | 306.3333
83 | 2002008635 | 318.6667 | 308.6667
84 | 2002008635 | 321 | 311
85 | 2002008635 | 323.3333 | 313.3333
86 | 2002008635 | 325.6667 | 315.6667
87 | 2002008635 | 328 | 318
88 | 2002008635 | 328.3333 | 318.3333
89 | 2002008635 | 328.6667 | 318.6667
90 | 2002008635 | 329 | 339
91 | 2002008635 | 329 | 339
92 | 2002008635 | 329 | 339
93 | 2002008635 | 329 | 339
94 | 2002008635 | 328.6667 | 338.6667
95 | 2002008635 | 328.3333 | 338.3333
96 | 2002008635 | 328 | 338
97 | 2002008635 | 327.6667 | 337.6667
98 | 2002008635 | 327.3333 | 337.3333
99 | 2002008635 | 327 | 337
100 | 2002008635 | 328.6667 | 338.6667
101 | 2002008635 | 330.3333 | 340.3333
102 | 2002008635 | 332 | 342
103 | 2002008635 | 334.3333 | 344.3333
104 | 2002008635 | 336.6667 | 346.6667
105 | 2002008635 | 339 | 349
106 | 2002008635 | 339.3333 | 349.3333
107 | 2002008635 | 339.6667 | 349.6667
108 | 2002008635 | 340 | 350
109 | 2002008635 | 342.3333 | 352.3333
110 | 2002008635 | 344.6667 | 354.6667
111 | 2002008635 | 347 | 357
112 | 2002008635 | 349.6667 | 359.6667
113 | 2002008635 | 352.3333 | 362.3333
114 | 2002008635 | 355 | 365
115 | 2002008635 | 360.3333 | 370.3333
116 | 2002008635 | 365.6667 | 375.6667
117 | 2002008635 | 371 | 381
118 | 2002008635 | 373.6667 | 383.6667
119 | 2002008635 | 376.3333 | 386.3333
120 | 2002008635 | 379 | 389
121 | 2002008635 | 383.3333 | 393.3333
122 | 2002008635 | 387.6667 | 377.6667
123 | 2002008635 | 392 | 382
124 | 2002008635 | 395.3333 | 385.3333
125 | 2002008635 | 398.6667 | 388.6667
126 | 2002008635 | 402 | 392
127 | 2002008635 | 404.3333 | 394.3333
128 | 2002008635 | 406.6667 | 396.6667
129 | 2002008635 | 409 | 399
130 | 2002008635 | 409 | 399
131 | 2002008635 | 409 | 399
132 | 2002008635 | 409 | 399
133 | 2002008635 | 408.3333 | 398.3333
134 | 2002008635 | 407.6667 | 397.6667
135 | 2002008635 | 407 | 397
136 | 2002008635 | 407 | 397
137 | 2002008635 | 407 | 397
138 | 2002008635 | 407 | 397
139 | 2002008635 | 407 | 397
140 | 2002008635 | 407 | 397
141 | 2002008635 | 407 | 397
142 | 2002008635 | 406 | 396
143 | 2002008635 | 405 | 395
0 | 2002005490 | 343 | 333
1 | 2002005490 | 344 | 334
2 | 2002005490 | 345 | 335
3 | 2002005490 | 346 | 336
4 | 2002005490 | 348 | 338
5 | 2002005490 | 350 | 340
6 | 2002005490 | 352 | 342
7 | 2002005490 | 353 | 343
8 | 2002005490 | 354 | 344
9 | 2002005490 | 355 | 345
10 | 2002005490 | 356.6667 | 346.6667
11 | 2002005490 | 358.3333 | 348.3333
12 | 2002005490 | 360 | 350
13 | 2002005490 | 363.6667 | 353.6667
14 | 2002005490 | 367.3333 | 357.3333
15 | 2002005490 | 371 | 361
16 | 2002005490 | 373.3333 | 363.3333
17 | 2002005490 | 375.6667 | 365.6667
18 | 2002005490 | 378 | 368
19 | 2002005490 | 378.6667 | 368.6667
20 | 2002005490 | 379.3333 | 369.3333
21 | 2002005490 | 380 | 370
22 | 2002005490 | 381.3333 | 371.3333
23 | 2002005490 | 382.6667 | 372.6667
24 | 2002005490 | 384 | 374
25 | 2002005490 | 385.3333 | 375.3333
26 | 2002005490 | 386.6667 | 376.6667
27 | 2002005490 | 388 | 378
28 | 2002005490 | 387 | 377
29 | 2002005490 | 386 | 376
30 | 2002005490 | 385 | 375
31 | 2002005490 | 383 | 373
32 | 2002005490 | 381 | 371
33 | 2002005490 | 379 | 369
34 | 2002005490 | 378.3333 | 368.3333
35 | 2002005490 | 377.6667 | 367.6667
36 | 2002005490 | 377 | 367
37 | 2002005490 | 377.3333 | 367.3333
38 | 2002005490 | 377.6667 | 367.6667
39 | 2002005490 | 378 | 368
40 | 2002005490 | 379.6667 | 369.6667
41 | 2002005490 | 381.3333 | 371.3333
42 | 2002005490 | 383 | 373
43 | 2002005490 | 385.3333 | 375.3333
44 | 2002005490 | 387.6667 | 377.6667
45 | 2002005490 | 390 | 380
46 | 2002005490 | 391.3333 | 381.3333
47 | 2002005490 | 392.6667 | 382.6667
48 | 2002005490 | 394 | 384
49 | 2002005490 | 393.3333 | 383.3333
50 | 2002005490 | 392.6667 | 382.6667
51 | 2002005490 | 392 | 382
52 | 2002005490 | 387.6667 | 377.6667
53 | 2002005490 | 383.3333 | 373.3333
54 | 2002005490 | 379 | 369
55 | 2002005490 | 372.3333 | 362.3333
56 | 2002005490 | 365.6667 | 355.6667
57 | 2002005490 | 359 | 349
58 | 2002005490 | 353.6667 | 343.6667
59 | 2002005490 | 348.3333 | 338.3333
60 | 2002005490 | 343 | 333
61 | 2002005490 | 338.3333 | 328.3333
62 | 2002005490 | 333.6667 | 323.6667
63 | 2002005490 | 329 | 319
64 | 2002005490 | 326 | 316
65 | 2002005490 | 323 | 313
66 | 2002005490 | 320 | 310
67 | 2002005490 | 318.3333 | 308.3333
68 | 2002005490 | 316.6667 | 306.6667
69 | 2002005490 | 315 | 305
70 | 2002005490 | 315.3333 | 305.3333
71 | 2002005490 | 315.6667 | 305.6667
72 | 2002005490 | 316 | 306
73 | 2002005490 | 316.3333 | 306.3333
74 | 2002005490 | 316.6667 | 306.6667
75 | 2002005490 | 317 | 307
76 | 2002005490 | 316.3333 | 306.3333
77 | 2002005490 | 315.6667 | 305.6667
78 | 2002005490 | 315 | 305
79 | 2002005490 | 314.6667 | 304.6667
80 | 2002005490 | 314.3333 | 304.3333
81 | 2002005490 | 314 | 304
82 | 2002005490 | 316.3333 | 306.3333
83 | 2002005490 | 318.6667 | 308.6667
84 | 2002005490 | 321 | 311
85 | 2002005490 | 323.3333 | 313.3333
86 | 2002005490 | 325.6667 | 315.6667
87 | 2002005490 | 328 | 318
88 | 2002005490 | 328.3333 | 318.3333
89 | 2002005490 | 328.6667 | 318.6667
90 | 2002005490 | 329 | 339
91 | 2002005490 | 329 | 339
92 | 2002005490 | 329 | 339
93 | 2002005490 | 329 | 339
94 | 2002005490 | 328.6667 | 338.6667
95 | 2002005490 | 328.3333 | 338.3333
96 | 2002005490 | 328 | 338
97 | 2002005490 | 327.6667 | 337.6667
98 | 2002005490 | 327.3333 | 337.3333
99 | 2002005490 | 327 | 337
100 | 2002005490 | 328.6667 | 338.6667
101 | 2002005490 | 330.3333 | 340.3333
102 | 2002005490 | 332 | 342
103 | 2002005490 | 334.3333 | 344.3333
104 | 2002005490 | 336.6667 | 346.6667
105 | 2002005490 | 339 | 349
106 | 2002005490 | 339.3333 | 349.3333
107 | 2002005490 | 339.6667 | 349.6667
108 | 2002005490 | 340 | 350
109 | 2002005490 | 342.3333 | 352.3333
110 | 2002005490 | 344.6667 | 354.6667
111 | 2002005490 | 347 | 357
112 | 2002005490 | 349.6667 | 359.6667
113 | 2002005490 | 352.3333 | 362.3333
114 | 2002005490 | 355 | 365
115 | 2002005490 | 360.3333 | 370.3333
116 | 2002005490 | 365.6667 | 375.6667
117 | 2002005490 | 371 | 381
118 | 2002005490 | 373.6667 | 383.6667
119 | 2002005490 | 376.3333 | 386.3333
120 | 2002005490 | 379 | 389
121 | 2002005490 | 383.3333 | 393.3333
122 | 2002005490 | 387.6667 | 377.6667
123 | 2002005490 | 392 | 382
124 | 2002005490 | 395.3333 | 385.3333
125 | 2002005490 | 398.6667 | 388.6667
126 | 2002005490 | 402 | 392
127 | 2002005490 | 404.3333 | 394.3333
128 | 2002005490 | 406.6667 | 396.6667
129 | 2002005490 | 409 | 399
130 | 2002005490 | 409 | 399
131 | 2002005490 | 409 | 399
132 | 2002005490 | 409 | 399
133 | 2002005490 | 408.3333 | 398.3333
134 | 2002005490 | 407.6667 | 397.6667
135 | 2002005490 | 407 | 397
136 | 2002005490 | 407 | 397
137 | 2002005490 | 407 | 397
138 | 2002005490 | 407 | 397
139 | 2002005490 | 407 | 397
140 | 2002005490 | 407 | 397
141 | 2002005490 | 407 | 397
142 | 2002005490 | 406 | 396
143 | 2002005490 | 405 | 395
0 | 2004005988 | 343 | 333
1 | 2004005988 | 344 | 334
2 | 2004005988 | 345 | 335
3 | 2004005988 | 346 | 336
4 | 2004005988 | 348 | 338
5 | 2004005988 | 350 | 340
6 | 2004005988 | 352 | 342
7 | 2004005988 | 353 | 343
8 | 2004005988 | 354 | 344
9 | 2004005988 | 355 | 345
10 | 2004005988 | 356.6667 | 346.6667
11 | 2004005988 | 358.3333 | 348.3333
12 | 2004005988 | 360 | 350
13 | 2004005988 | 363.6667 | 353.6667
14 | 2004005988 | 367.3333 | 357.3333
15 | 2004005988 | 371 | 361
16 | 2004005988 | 373.3333 | 363.3333
17 | 2004005988 | 375.6667 | 365.6667
18 | 2004005988 | 378 | 368
19 | 2004005988 | 378.6667 | 368.6667
20 | 2004005988 | 379.3333 | 369.3333
21 | 2004005988 | 380 | 370
22 | 2004005988 | 381.3333 | 371.3333
23 | 2004005988 | 382.6667 | 372.6667
24 | 2004005988 | 384 | 374
25 | 2004005988 | 385.3333 | 375.3333
26 | 2004005988 | 386.6667 | 376.6667
27 | 2004005988 | 388 | 378
28 | 2004005988 | 387 | 377
29 | 2004005988 | 386 | 376
30 | 2004005988 | 385 | 375
31 | 2004005988 | 383 | 373
32 | 2004005988 | 381 | 371
33 | 2004005988 | 379 | 369
34 | 2004005988 | 378.3333 | 368.3333
35 | 2004005988 | 377.6667 | 367.6667
36 | 2004005988 | 377 | 367
37 | 2004005988 | 377.3333 | 367.3333
38 | 2004005988 | 377.6667 | 367.6667
39 | 2004005988 | 378 | 368
40 | 2004005988 | 379.6667 | 369.6667
41 | 2004005988 | 381.3333 | 371.3333
42 | 2004005988 | 383 | 373
43 | 2004005988 | 385.3333 | 375.3333
44 | 2004005988 | 387.6667 | 377.6667
45 | 2004005988 | 390 | 380
46 | 2004005988 | 391.3333 | 381.3333
47 | 2004005988 | 392.6667 | 382.6667
48 | 2004005988 | 394 | 384
49 | 2004005988 | 393.3333 | 383.3333
50 | 2004005988 | 392.6667 | 382.6667
51 | 2004005988 | 392 | 382
52 | 2004005988 | 387.6667 | 377.6667
53 | 2004005988 | 383.3333 | 373.3333
54 | 2004005988 | 379 | 369
55 | 2004005988 | 372.3333 | 362.3333
56 | 2004005988 | 365.6667 | 355.6667
57 | 2004005988 | 359 | 349
58 | 2004005988 | 353.6667 | 343.6667
59 | 2004005988 | 348.3333 | 338.3333
60 | 2004005988 | 343 | 333
61 | 2004005988 | 338.3333 | 328.3333
62 | 2004005988 | 333.6667 | 323.6667
63 | 2004005988 | 329 | 319
64 | 2004005988 | 326 | 316
65 | 2004005988 | 323 | 313
66 | 2004005988 | 320 | 310
67 | 2004005988 | 318.3333 | 308.3333
68 | 2004005988 | 316.6667 | 306.6667
69 | 2004005988 | 315 | 305
70 | 2004005988 | 315.3333 | 305.3333
71 | 2004005988 | 315.6667 | 305.6667
72 | 2004005988 | 316 | 306
73 | 2004005988 | 316.3333 | 306.3333
74 | 2004005988 | 316.6667 | 306.6667
75 | 2004005988 | 317 | 307
76 | 2004005988 | 316.3333 | 306.3333
77 | 2004005988 | 315.6667 | 305.6667
78 | 2004005988 | 315 | 305
79 | 2004005988 | 314.6667 | 304.6667
80 | 2004005988 | 314.3333 | 304.3333
81 | 2004005988 | 314 | 304
82 | 2004005988 | 316.3333 | 306.3333
83 | 2004005988 | 318.6667 | 308.6667
84 | 2004005988 | 321 | 311
85 | 2004005988 | 323.3333 | 313.3333
86 | 2004005988 | 325.6667 | 315.6667
87 | 2004005988 | 328 | 318
88 | 2004005988 | 328.3333 | 318.3333
89 | 2004005988 | 328.6667 | 318.6667
90 | 2004005988 | 329 | 339
91 | 2004005988 | 329 | 339
92 | 2004005988 | 329 | 339
93 | 2004005988 | 329 | 339
94 | 2004005988 | 328.6667 | 338.6667
95 | 2004005988 | 328.3333 | 338.3333
96 | 2004005988 | 328 | 338
97 | 2004005988 | 327.6667 | 337.6667
98 | 2004005988 | 327.3333 | 337.3333
99 | 2004005988 | 327 | 337
100 | 2004005988 | 328.6667 | 338.6667
101 | 2004005988 | 330.3333 | 340.3333
102 | 2004005988 | 332 | 342
103 | 2004005988 | 334.3333 | 344.3333
104 | 2004005988 | 336.6667 | 346.6667
105 | 2004005988 | 339 | 349
106 | 2004005988 | 339.3333 | 349.3333
107 | 2004005988 | 339.6667 | 349.6667
108 | 2004005988 | 340 | 350
109 | 2004005988 | 342.3333 | 352.3333
110 | 2004005988 | 344.6667 | 354.6667
111 | 2004005988 | 347 | 357
112 | 2004005988 | 349.6667 | 359.6667
113 | 2004005988 | 352.3333 | 362.3333
114 | 2004005988 | 355 | 365
115 | 2004005988 | 360.3333 | 370.3333
116 | 2004005988 | 365.6667 | 375.6667
117 | 2004005988 | 371 | 381
118 | 2004005988 | 373.6667 | 383.6667
119 | 2004005988 | 376.3333 | 386.3333
120 | 2004005988 | 379 | 389
121 | 2004005988 | 383.3333 | 393.3333
122 | 2004005988 | 387.6667 | 377.6667
123 | 2004005988 | 392 | 382
124 | 2004005988 | 395.3333 | 385.3333
125 | 2004005988 | 398.6667 | 388.6667
126 | 2004005988 | 402 | 392
127 | 2004005988 | 404.3333 | 394.3333
128 | 2004005988 | 406.6667 | 396.6667
129 | 2004005988 | 409 | 399
130 | 2004005988 | 409 | 399
131 | 2004005988 | 409 | 399
132 | 2004005988 | 409 | 399
133 | 2004005988 | 408.3333 | 398.3333
134 | 2004005988 | 407.6667 | 397.6667
135 | 2004005988 | 407 | 397
136 | 2004005988 | 407 | 397
137 | 2004005988 | 407 | 397
138 | 2004005988 | 407 | 397
139 | 2004005988 | 407 | 397
140 | 2004005988 | 407 | 397
141 | 2004005988 | 407 | 397
142 | 2004005988 | 406 | 396
143 | 2004005988 | 405 | 395
0 | 2007000724 | 343 | 333
1 | 2007000724 | 344 | 334
2 | 2007000724 | 345 | 335
3 | 2007000724 | 346 | 336
4 | 2007000724 | 348 | 338
5 | 2007000724 | 350 | 340
6 | 2007000724 | 352 | 342
7 | 2007000724 | 353 | 343
8 | 2007000724 | 354 | 344
9 | 2007000724 | 355 | 345
10 | 2007000724 | 356.6667 | 346.6667
11 | 2007000724 | 358.3333 | 348.3333
12 | 2007000724 | 360 | 350
13 | 2007000724 | 363.6667 | 353.6667
14 | 2007000724 | 367.3333 | 357.3333
15 | 2007000724 | 371 | 361
16 | 2007000724 | 373.3333 | 363.3333
17 | 2007000724 | 375.6667 | 365.6667
18 | 2007000724 | 378 | 368
19 | 2007000724 | 378.6667 | 368.6667
20 | 2007000724 | 379.3333 | 369.3333
21 | 2007000724 | 380 | 370
22 | 2007000724 | 381.3333 | 371.3333
23 | 2007000724 | 382.6667 | 372.6667
24 | 2007000724 | 384 | 374
25 | 2007000724 | 385.3333 | 375.3333
26 | 2007000724 | 386.6667 | 376.6667
27 | 2007000724 | 388 | 378
28 | 2007000724 | 387 | 377
29 | 2007000724 | 386 | 376
30 | 2007000724 | 385 | 375
31 | 2007000724 | 383 | 373
32 | 2007000724 | 381 | 371
33 | 2007000724 | 379 | 369
34 | 2007000724 | 378.3333 | 368.3333
35 | 2007000724 | 377.6667 | 367.6667
36 | 2007000724 | 377 | 367
37 | 2007000724 | 377.3333 | 367.3333
38 | 2007000724 | 377.6667 | 367.6667
39 | 2007000724 | 378 | 368
40 | 2007000724 | 379.6667 | 369.6667
41 | 2007000724 | 381.3333 | 371.3333
42 | 2007000724 | 383 | 373
43 | 2007000724 | 385.3333 | 375.3333
44 | 2007000724 | 387.6667 | 377.6667
45 | 2007000724 | 390 | 380
46 | 2007000724 | 391.3333 | 381.3333
47 | 2007000724 | 392.6667 | 382.6667
48 | 2007000724 | 394 | 384
49 | 2007000724 | 393.3333 | 383.3333
50 | 2007000724 | 392.6667 | 382.6667
51 | 2007000724 | 392 | 382
52 | 2007000724 | 387.6667 | 377.6667
53 | 2007000724 | 383.3333 | 373.3333
54 | 2007000724 | 379 | 369
55 | 2007000724 | 372.3333 | 362.3333
56 | 2007000724 | 365.6667 | 355.6667
57 | 2007000724 | 359 | 349
58 | 2007000724 | 353.6667 | 343.6667
59 | 2007000724 | 348.3333 | 338.3333
60 | 2007000724 | 343 | 333
61 | 2007000724 | 338.3333 | 328.3333
62 | 2007000724 | 333.6667 | 323.6667
63 | 2007000724 | 329 | 319
64 | 2007000724 | 326 | 316
65 | 2007000724 | 323 | 313
66 | 2007000724 | 320 | 310
67 | 2007000724 | 318.3333 | 308.3333
68 | 2007000724 | 316.6667 | 306.6667
69 | 2007000724 | 315 | 305
70 | 2007000724 | 315.3333 | 305.3333
71 | 2007000724 | 315.6667 | 305.6667
72 | 2007000724 | 316 | 306
73 | 2007000724 | 316.3333 | 306.3333
74 | 2007000724 | 316.6667 | 306.6667
75 | 2007000724 | 317 | 307
76 | 2007000724 | 316.3333 | 306.3333
77 | 2007000724 | 315.6667 | 305.6667
78 | 2007000724 | 315 | 305
79 | 2007000724 | 314.6667 | 304.6667
80 | 2007000724 | 314.3333 | 304.3333
81 | 2007000724 | 314 | 304
82 | 2007000724 | 316.3333 | 306.3333
83 | 2007000724 | 318.6667 | 308.6667
84 | 2007000724 | 321 | 311
85 | 2007000724 | 323.3333 | 313.3333
86 | 2007000724 | 325.6667 | 315.6667
87 | 2007000724 | 328 | 318
88 | 2007000724 | 328.3333 | 318.3333
89 | 2007000724 | 328.6667 | 318.6667
90 | 2007000724 | 329 | 339
91 | 2007000724 | 329 | 339
92 | 2007000724 | 329 | 339
93 | 2007000724 | 329 | 339
94 | 2007000724 | 328.6667 | 338.6667
95 | 2007000724 | 328.3333 | 338.3333
96 | 2007000724 | 328 | 338
97 | 2007000724 | 327.6667 | 337.6667
98 | 2007000724 | 327.3333 | 337.3333
99 | 2007000724 | 327 | 337
100 | 2007000724 | 328.6667 | 338.6667
101 | 2007000724 | 330.3333 | 340.3333
102 | 2007000724 | 332 | 342
103 | 2007000724 | 334.3333 | 344.3333
104 | 2007000724 | 336.6667 | 346.6667
105 | 2007000724 | 339 | 349
106 | 2007000724 | 339.3333 | 349.3333
107 | 2007000724 | 339.6667 | 349.6667
108 | 2007000724 | 340 | 350
109 | 2007000724 | 342.3333 | 352.3333
110 | 2007000724 | 344.6667 | 354.6667
111 | 2007000724 | 347 | 357
112 | 2007000724 | 349.6667 | 359.6667
113 | 2007000724 | 352.3333 | 362.3333
114 | 2007000724 | 355 | 365
115 | 2007000724 | 360.3333 | 370.3333
116 | 2007000724 | 365.6667 | 375.6667
117 | 2007000724 | 371 | 381
118 | 2007000724 | 373.6667 | 383.6667
119 | 2007000724 | 376.3333 | 386.3333
120 | 2007000724 | 379 | 389
121 | 2007000724 | 383.3333 | 393.3333
122 | 2007000724 | 387.6667 | 377.6667
123 | 2007000724 | 392 | 382
124 | 2007000724 | 395.3333 | 385.3333
125 | 2007000724 | 398.6667 | 388.6667
126 | 2007000724 | 402 | 392
127 | 2007000724 | 404.3333 | 394.3333
128 | 2007000724 | 406.6667 | 396.6667
129 | 2007000724 | 409 | 399
130 | 2007000724 | 409 | 399
131 | 2007000724 | 409 | 399
132 | 2007000724 | 409 | 399
133 | 2007000724 | 408.3333 | 398.3333
134 | 2007000724 | 407.6667 | 397.6667
135 | 2007000724 | 407 | 397
136 | 2007000724 | 407 | 397
137 | 2007000724 | 407 | 397
138 | 2007000724 | 407 | 397
139 | 2007000724 | 407 | 397
140 | 2007000724 | 407 | 397
141 | 2007000724 | 407 | 397
142 | 2007000724 | 406 | 396
143 | 2007000724 | 405 | 395
0 | 2004000870 | 343 | 333
1 | 2004000870 | 344 | 334
2 | 2004000870 | 345 | 335
3 | 2004000870 | 346 | 336
4 | 2004000870 | 348 | 338
5 | 2004000870 | 350 | 340
6 | 2004000870 | 352 | 342
7 | 2004000870 | 353 | 343
8 | 2004000870 | 354 | 344
9 | 2004000870 | 355 | 345
10 | 2004000870 | 356.6667 | 346.6667
11 | 2004000870 | 358.3333 | 348.3333
12 | 2004000870 | 360 | 350
13 | 2004000870 | 363.6667 | 353.6667
14 | 2004000870 | 367.3333 | 357.3333
15 | 2004000870 | 371 | 361
16 | 2004000870 | 373.3333 | 363.3333
17 | 2004000870 | 375.6667 | 365.6667
18 | 2004000870 | 378 | 368
19 | 2004000870 | 378.6667 | 368.6667
20 | 2004000870 | 379.3333 | 369.3333
21 | 2004000870 | 380 | 370
22 | 2004000870 | 381.3333 | 371.3333
23 | 2004000870 | 382.6667 | 372.6667
24 | 2004000870 | 384 | 374
25 | 2004000870 | 385.3333 | 375.3333
26 | 2004000870 | 386.6667 | 376.6667
27 | 2004000870 | 388 | 378
28 | 2004000870 | 387 | 377
29 | 2004000870 | 386 | 376
30 | 2004000870 | 385 | 375
31 | 2004000870 | 383 | 373
32 | 2004000870 | 381 | 371
33 | 2004000870 | 379 | 369
34 | 2004000870 | 378.3333 | 368.3333
35 | 2004000870 | 377.6667 | 367.6667
36 | 2004000870 | 377 | 367
37 | 2004000870 | 377.3333 | 367.3333
38 | 2004000870 | 377.6667 | 367.6667
39 | 2004000870 | 378 | 368
40 | 2004000870 | 379.6667 | 369.6667
41 | 2004000870 | 381.3333 | 371.3333
42 | 2004000870 | 383 | 373
43 | 2004000870 | 385.3333 | 375.3333
44 | 2004000870 | 387.6667 | 377.6667
45 | 2004000870 | 390 | 380
46 | 2004000870 | 391.3333 | 381.3333
47 | 2004000870 | 392.6667 | 382.6667
48 | 2004000870 | 394 | 384
49 | 2004000870 | 393.3333 | 383.3333
50 | 2004000870 | 392.6667 | 382.6667
51 | 2004000870 | 392 | 382
52 | 2004000870 | 387.6667 | 377.6667
53 | 2004000870 | 383.3333 | 373.3333
54 | 2004000870 | 379 | 369
55 | 2004000870 | 372.3333 | 362.3333
56 | 2004000870 | 365.6667 | 355.6667
57 | 2004000870 | 359 | 349
58 | 2004000870 | 353.6667 | 343.6667
59 | 2004000870 | 348.3333 | 338.3333
60 | 2004000870 | 343 | 333
61 | 2004000870 | 338.3333 | 328.3333
62 | 2004000870 | 333.6667 | 323.6667
63 | 2004000870 | 329 | 319
64 | 2004000870 | 326 | 316
65 | 2004000870 | 323 | 313
66 | 2004000870 | 320 | 310
67 | 2004000870 | 318.3333 | 308.3333
68 | 2004000870 | 316.6667 | 306.6667
69 | 2004000870 | 315 | 305
70 | 2004000870 | 315.3333 | 305.3333
71 | 2004000870 | 315.6667 | 305.6667
72 | 2004000870 | 316 | 306
73 | 2004000870 | 316.3333 | 306.3333
74 | 2004000870 | 316.6667 | 306.6667
75 | 2004000870 | 317 | 307
76 | 2004000870 | 316.3333 | 306.3333
77 | 2004000870 | 315.6667 | 305.6667
78 | 2004000870 | 315 | 305
79 | 2004000870 | 314.6667 | 304.6667
80 | 2004000870 | 314.3333 | 304.3333
81 | 2004000870 | 314 | 304
82 | 2004000870 | 316.3333 | 306.3333
83 | 2004000870 | 318.6667 | 308.6667
84 | 2004000870 | 321 | 311
85 | 2004000870 | 323.3333 | 313.3333
86 | 2004000870 | 325.6667 | 315.6667
87 | 2004000870 | 328 | 318
88 | 2004000870 | 328.3333 | 318.3333
89 | 2004000870 | 328.6667 | 318.6667
90 | 2004000870 | 329 | 339
91 | 2004000870 | 329 | 339
92 | 2004000870 | 329 | 339
93 | 2004000870 | 329 | 339
94 | 2004000870 | 328.6667 | 338.6667
95 | 2004000870 | 328.3333 | 338.3333
96 | 2004000870 | 328 | 338
97 | 2004000870 | 327.6667 | 337.6667
98 | 2004000870 | 327.3333 | 337.3333
99 | 2004000870 | 327 | 337
100 | 2004000870 | 328.6667 | 338.6667
101 | 2004000870 | 330.3333 | 340.3333
102 | 2004000870 | 332 | 342
103 | 2004000870 | 334.3333 | 344.3333
104 | 2004000870 | 336.6667 | 346.6667
105 | 2004000870 | 339 | 349
106 | 2004000870 | 339.3333 | 349.3333
107 | 2004000870 | 339.6667 | 349.6667
108 | 2004000870 | 340 | 350
109 | 2004000870 | 342.3333 | 352.3333
110 | 2004000870 | 344.6667 | 354.6667
111 | 2004000870 | 347 | 357
112 | 2004000870 | 349.6667 | 359.6667
113 | 2004000870 | 352.3333 | 362.3333
114 | 2004000870 | 355 | 365
115 | 2004000870 | 360.3333 | 370.3333
116 | 2004000870 | 365.6667 | 375.6667
117 | 2004000870 | 371 | 381
118 | 2004000870 | 373.6667 | 383.6667
119 | 2004000870 | 376.3333 | 386.3333
120 | 2004000870 | 379 | 389
121 | 2004000870 | 383.3333 | 393.3333
122 | 2004000870 | 387.6667 | 377.6667
123 | 2004000870 | 392 | 382
124 | 2004000870 | 395.3333 | 385.3333
125 | 2004000870 | 398.6667 | 388.6667
126 | 2004000870 | 402 | 392
127 | 2004000870 | 404.3333 | 394.3333
128 | 2004000870 | 406.6667 | 396.6667
129 | 2004000870 | 409 | 399
130 | 2004000870 | 409 | 399
131 | 2004000870 | 409 | 399
132 | 2004000870 | 409 | 399
133 | 2004000870 | 408.3333 | 398.3333
134 | 2004000870 | 407.6667 | 397.6667
135 | 2004000870 | 407 | 397
136 | 2004000870 | 407 | 397
137 | 2004000870 | 407 | 397
138 | 2004000870 | 407 | 397
139 | 2004000870 | 407 | 397
140 | 2004000870 | 407 | 397
141 | 2004000870 | 407 | 397
142 | 2004000870 | 406 | 396
143 | 2004000870 | 405 | 395
0 | 2012000397 | 343 | 333
1 | 2012000397 | 344 | 334
2 | 2012000397 | 345 | 335
3 | 2012000397 | 346 | 336
4 | 2012000397 | 348 | 338
5 | 2012000397 | 350 | 340
6 | 2012000397 | 352 | 342
7 | 2012000397 | 353 | 343
8 | 2012000397 | 354 | 344
9 | 2012000397 | 355 | 345
10 | 2012000397 | 356.6667 | 346.6667
11 | 2012000397 | 358.3333 | 348.3333
12 | 2012000397 | 360 | 350
13 | 2012000397 | 363.6667 | 353.6667
14 | 2012000397 | 367.3333 | 357.3333
15 | 2012000397 | 371 | 361
16 | 2012000397 | 373.3333 | 363.3333
17 | 2012000397 | 375.6667 | 365.6667
18 | 2012000397 | 378 | 368
19 | 2012000397 | 378.6667 | 368.6667
20 | 2012000397 | 379.3333 | 369.3333
21 | 2012000397 | 380 | 370
22 | 2012000397 | 381.3333 | 371.3333
23 | 2012000397 | 382.6667 | 372.6667
24 | 2012000397 | 384 | 374
25 | 2012000397 | 385.3333 | 375.3333
26 | 2012000397 | 386.6667 | 376.6667
27 | 2012000397 | 388 | 378
28 | 2012000397 | 387 | 377
29 | 2012000397 | 386 | 376
30 | 2012000397 | 385 | 375
31 | 2012000397 | 383 | 373
32 | 2012000397 | 381 | 371
33 | 2012000397 | 379 | 369
34 | 2012000397 | 378.3333 | 368.3333
35 | 2012000397 | 377.6667 | 367.6667
36 | 2012000397 | 377 | 367
37 | 2012000397 | 377.3333 | 367.3333
38 | 2012000397 | 377.6667 | 367.6667
39 | 2012000397 | 378 | 368
40 | 2012000397 | 379.6667 | 369.6667
41 | 2012000397 | 381.3333 | 371.3333
42 | 2012000397 | 383 | 373
43 | 2012000397 | 385.3333 | 375.3333
44 | 2012000397 | 387.6667 | 377.6667
45 | 2012000397 | 390 | 380
46 | 2012000397 | 391.3333 | 381.3333
47 | 2012000397 | 392.6667 | 382.6667
48 | 2012000397 | 394 | 384
49 | 2012000397 | 393.3333 | 383.3333
50 | 2012000397 | 392.6667 | 382.6667
51 | 2012000397 | 392 | 382
52 | 2012000397 | 387.6667 | 377.6667
53 | 2012000397 | 383.3333 | 373.3333
54 | 2012000397 | 379 | 369
55 | 2012000397 | 372.3333 | 362.3333
56 | 2012000397 | 365.6667 | 355.6667
57 | 2012000397 | 359 | 349
58 | 2012000397 | 353.6667 | 343.6667
59 | 2012000397 | 348.3333 | 338.3333
60 | 2012000397 | 343 | 333
61 | 2012000397 | 338.3333 | 328.3333
62 | 2012000397 | 333.6667 | 323.6667
63 | 2012000397 | 329 | 319
64 | 2012000397 | 326 | 316
65 | 2012000397 | 323 | 313
66 | 2012000397 | 320 | 310
67 | 2012000397 | 318.3333 | 308.3333
68 | 2012000397 | 316.6667 | 306.6667
69 | 2012000397 | 315 | 305
70 | 2012000397 | 315.3333 | 305.3333
71 | 2012000397 | 315.6667 | 305.6667
72 | 2012000397 | 316 | 306
73 | 2012000397 | 316.3333 | 306.3333
74 | 2012000397 | 316.6667 | 306.6667
75 | 2012000397 | 317 | 307
76 | 2012000397 | 316.3333 | 306.3333
77 | 2012000397 | 315.6667 | 305.6667
78 | 2012000397 | 315 | 305
79 | 2012000397 | 314.6667 | 304.6667
80 | 2012000397 | 314.3333 | 304.3333
81 | 2012000397 | 314 | 304
82 | 2012000397 | 316.3333 | 306.3333
83 | 2012000397 | 318.6667 | 308.6667
84 | 2012000397 | 321 | 311
85 | 2012000397 | 323.3333 | 313.3333
86 | 2012000397 | 325.6667 | 315.6667
87 | 2012000397 | 328 | 318
88 | 2012000397 | 328.3333 | 318.3333
89 | 2012000397 | 328.6667 | 318.6667
90 | 2012000397 | 329 | 339
91 | 2012000397 | 329 | 339
92 | 2012000397 | 329 | 339
93 | 2012000397 | 329 | 339
94 | 2012000397 | 328.6667 | 338.6667
95 | 2012000397 | 328.3333 | 338.3333
96 | 2012000397 | 328 | 338
97 | 2012000397 | 327.6667 | 337.6667
98 | 2012000397 | 327.3333 | 337.3333
99 | 2012000397 | 327 | 337
100 | 2012000397 | 328.6667 | 338.6667
101 | 2012000397 | 330.3333 | 340.3333
102 | 2012000397 | 332 | 342
103 | 2012000397 | 334.3333 | 344.3333
104 | 2012000397 | 336.6667 | 346.6667
105 | 2012000397 | 339 | 349
106 | 2012000397 | 339.3333 | 349.3333
107 | 2012000397 | 339.6667 | 349.6667
108 | 2012000397 | 340 | 350
109 | 2012000397 | 342.3333 | 352.3333
110 | 2012000397 | 344.6667 | 354.6667
111 | 2012000397 | 347 | 357
112 | 2012000397 | 349.6667 | 359.6667
113 | 2012000397 | 352.3333 | 362.3333
114 | 2012000397 | 355 | 365
115 | 2012000397 | 360.3333 | 370.3333
116 | 2012000397 | 365.6667 | 375.6667
117 | 2012000397 | 371 | 381
118 | 2012000397 | 373.6667 | 383.6667
119 | 2012000397 | 376.3333 | 386.3333
120 | 2012000397 | 379 | 389
121 | 2012000397 | 383.3333 | 393.3333
122 | 2012000397 | 387.6667 | 377.6667
123 | 2012000397 | 392 | 382
124 | 2012000397 | 395.3333 | 385.3333
125 | 2012000397 | 398.6667 | 388.6667
126 | 2012000397 | 402 | 392
127 | 2012000397 | 404.3333 | 394.3333
128 | 2012000397 | 406.6667 | 396.6667
129 | 2012000397 | 409 | 399
130 | 2012000397 | 409 | 399
131 | 2012000397 | 409 | 399
132 | 2012000397 | 409 | 399
133 | 2012000397 | 408.3333 | 398.3333
134 | 2012000397 | 407.6667 | 397.6667
135 | 2012000397 | 407 | 397
136 | 2012000397 | 407 | 397
137 | 2012000397 | 407 | 397
138 | 2012000397 | 407 | 397
139 | 2012000397 | 407 | 397
140 | 2012000397 | 407 | 397
141 | 2012000397 | 407 | 397
142 | 2012000397 | 406 | 396
143 | 2012000397 | 405 | 395
0 | 2009003229 | 343 | 333
1 | 2009003229 | 344 | 334
2 | 2009003229 | 345 | 335
3 | 2009003229 | 346 | 336
4 | 2009003229 | 348 | 338
5 | 2009003229 | 350 | 340
6 | 2009003229 | 352 | 342
7 | 2009003229 | 353 | 343
8 | 2009003229 | 354 | 344
9 | 2009003229 | 355 | 345
10 | 2009003229 | 356.6667 | 346.6667
11 | 2009003229 | 358.3333 | 348.3333
12 | 2009003229 | 360 | 350
13 | 2009003229 | 363.6667 | 353.6667
14 | 2009003229 | 367.3333 | 357.3333
15 | 2009003229 | 371 | 361
16 | 2009003229 | 373.3333 | 363.3333
17 | 2009003229 | 375.6667 | 365.6667
18 | 2009003229 | 378 | 368
19 | 2009003229 | 378.6667 | 368.6667
20 | 2009003229 | 379.3333 | 369.3333
21 | 2009003229 | 380 | 370
22 | 2009003229 | 381.3333 | 371.3333
23 | 2009003229 | 382.6667 | 372.6667
24 | 2009003229 | 384 | 374
25 | 2009003229 | 385.3333 | 375.3333
26 | 2009003229 | 386.6667 | 376.6667
27 | 2009003229 | 388 | 378
28 | 2009003229 | 387 | 377
29 | 2009003229 | 386 | 376
30 | 2009003229 | 385 | 375
31 | 2009003229 | 383 | 373
32 | 2009003229 | 381 | 371
33 | 2009003229 | 379 | 369
34 | 2009003229 | 378.3333 | 368.3333
35 | 2009003229 | 377.6667 | 367.6667
36 | 2009003229 | 377 | 367
37 | 2009003229 | 377.3333 | 367.3333
38 | 2009003229 | 377.6667 | 367.6667
39 | 2009003229 | 378 | 368
40 | 2009003229 | 379.6667 | 369.6667
41 | 2009003229 | 381.3333 | 371.3333
42 | 2009003229 | 383 | 373
43 | 2009003229 | 385.3333 | 375.3333
44 | 2009003229 | 387.6667 | 377.6667
45 | 2009003229 | 390 | 380
46 | 2009003229 | 391.3333 | 381.3333
47 | 2009003229 | 392.6667 | 382.6667
48 | 2009003229 | 394 | 384
49 | 2009003229 | 393.3333 | 383.3333
50 | 2009003229 | 392.6667 | 382.6667
51 | 2009003229 | 392 | 382
52 | 2009003229 | 387.6667 | 377.6667
53 | 2009003229 | 383.3333 | 373.3333
54 | 2009003229 | 379 | 369
55 | 2009003229 | 372.3333 | 362.3333
56 | 2009003229 | 365.6667 | 355.6667
57 | 2009003229 | 359 | 349
58 | 2009003229 | 353.6667 | 343.6667
59 | 2009003229 | 348.3333 | 338.3333
60 | 2009003229 | 343 | 333
61 | 2009003229 | 338.3333 | 328.3333
62 | 2009003229 | 333.6667 | 323.6667
63 | 2009003229 | 329 | 319
64 | 2009003229 | 326 | 316
65 | 2009003229 | 323 | 313
66 | 2009003229 | 320 | 310
67 | 2009003229 | 318.3333 | 308.3333
68 | 2009003229 | 316.6667 | 306.6667
69 | 2009003229 | 315 | 305
70 | 2009003229 | 315.3333 | 305.3333
71 | 2009003229 | 315.6667 | 305.6667
72 | 2009003229 | 316 | 306
73 | 2009003229 | 316.3333 | 306.3333
74 | 2009003229 | 316.6667 | 306.6667
75 | 2009003229 | 317 | 307
76 | 2009003229 | 316.3333 | 306.3333
77 | 2009003229 | 315.6667 | 305.6667
78 | 2009003229 | 315 | 305
79 | 2009003229 | 314.6667 | 304.6667
80 | 2009003229 | 314.3333 | 304.3333
81 | 2009003229 | 314 | 304
82 | 2009003229 | 316.3333 | 306.3333
83 | 2009003229 | 318.6667 | 308.6667
84 | 2009003229 | 321 | 311
85 | 2009003229 | 323.3333 | 313.3333
86 | 2009003229 | 325.6667 | 315.6667
87 | 2009003229 | 328 | 318
88 | 2009003229 | 328.3333 | 318.3333
89 | 2009003229 | 328.6667 | 318.6667
90 | 2009003229 | 329 | 339
91 | 2009003229 | 329 | 339
92 | 2009003229 | 329 | 339
93 | 2009003229 | 329 | 339
94 | 2009003229 | 328.6667 | 338.6667
95 | 2009003229 | 328.3333 | 338.3333
96 | 2009003229 | 328 | 338
97 | 2009003229 | 327.6667 | 337.6667
98 | 2009003229 | 327.3333 | 337.3333
99 | 2009003229 | 327 | 337
100 | 2009003229 | 328.6667 | 338.6667
101 | 2009003229 | 330.3333 | 340.3333
102 | 2009003229 | 332 | 342
103 | 2009003229 | 334.3333 | 344.3333
104 | 2009003229 | 336.6667 | 346.6667
105 | 2009003229 | 339 | 349
106 | 2009003229 | 339.3333 | 349.3333
107 | 2009003229 | 339.6667 | 349.6667
108 | 2009003229 | 340 | 350
109 | 2009003229 | 342.3333 | 352.3333
110 | 2009003229 | 344.6667 | 354.6667
111 | 2009003229 | 347 | 357
112 | 2009003229 | 349.6667 | 359.6667
113 | 2009003229 | 352.3333 | 362.3333
114 | 2009003229 | 355 | 365
115 | 2009003229 | 360.3333 | 370.3333
116 | 2009003229 | 365.6667 | 375.6667
117 | 2009003229 | 371 | 381
118 | 2009003229 | 373.6667 | 383.6667
119 | 2009003229 | 376.3333 | 386.3333
120 | 2009003229 | 379 | 389
121 | 2009003229 | 383.3333 | 393.3333
122 | 2009003229 | 387.6667 | 377.6667
123 | 2009003229 | 392 | 382
124 | 2009003229 | 395.3333 | 385.3333
125 | 2009003229 | 398.6667 | 388.6667
126 | 2009003229 | 402 | 392
127 | 2009003229 | 404.3333 | 394.3333
128 | 2009003229 | 406.6667 | 396.6667
129 | 2009003229 | 409 | 399
130 | 2009003229 | 409 | 399
131 | 2009003229 | 409 | 399
132 | 2009003229 | 409 | 399
133 | 2009003229 | 408.3333 | 398.3333
134 | 2009003229 | 407.6667 | 397.6667
135 | 2009003229 | 407 | 397
136 | 2009003229 | 407 | 397
137 | 2009003229 | 407 | 397
138 | 2009003229 | 407 | 397
139 | 2009003229 | 407 | 397
140 | 2009003229 | 407 | 397
141 | 2009003229 | 407 | 397
142 | 2009003229 | 406 | 396
143 | 2009003229 | 405 | 395
0 | 2005001284 | 343 | 333
1 | 2005001284 | 344 | 334
2 | 2005001284 | 345 | 335
3 | 2005001284 | 346 | 336
4 | 2005001284 | 348 | 338
5 | 2005001284 | 350 | 340
6 | 2005001284 | 352 | 342
7 | 2005001284 | 353 | 343
8 | 2005001284 | 354 | 344
9 | 2005001284 | 355 | 345
10 | 2005001284 | 356.6667 | 346.6667
11 | 2005001284 | 358.3333 | 348.3333
12 | 2005001284 | 360 | 350
13 | 2005001284 | 363.6667 | 353.6667
14 | 2005001284 | 367.3333 | 357.3333
15 | 2005001284 | 371 | 361
16 | 2005001284 | 373.3333 | 363.3333
17 | 2005001284 | 375.6667 | 365.6667
18 | 2005001284 | 378 | 368
19 | 2005001284 | 378.6667 | 368.6667
20 | 2005001284 | 379.3333 | 369.3333
21 | 2005001284 | 380 | 370
22 | 2005001284 | 381.3333 | 371.3333
23 | 2005001284 | 382.6667 | 372.6667
24 | 2005001284 | 384 | 374
25 | 2005001284 | 385.3333 | 375.3333
26 | 2005001284 | 386.6667 | 376.6667
27 | 2005001284 | 388 | 378
28 | 2005001284 | 387 | 377
29 | 2005001284 | 386 | 376
30 | 2005001284 | 385 | 375
31 | 2005001284 | 383 | 373
32 | 2005001284 | 381 | 371
33 | 2005001284 | 379 | 369
34 | 2005001284 | 378.3333 | 368.3333
35 | 2005001284 | 377.6667 | 367.6667
36 | 2005001284 | 377 | 367
37 | 2005001284 | 377.3333 | 367.3333
38 | 2005001284 | 377.6667 | 367.6667
39 | 2005001284 | 378 | 368
40 | 2005001284 | 379.6667 | 369.6667
41 | 2005001284 | 381.3333 | 371.3333
42 | 2005001284 | 383 | 373
43 | 2005001284 | 385.3333 | 375.3333
44 | 2005001284 | 387.6667 | 377.6667
45 | 2005001284 | 390 | 380
46 | 2005001284 | 391.3333 | 381.3333
47 | 2005001284 | 392.6667 | 382.6667
48 | 2005001284 | 394 | 384
49 | 2005001284 | 393.3333 | 383.3333
50 | 2005001284 | 392.6667 | 382.6667
51 | 2005001284 | 392 | 382
52 | 2005001284 | 387.6667 | 377.6667
53 | 2005001284 | 383.3333 | 373.3333
54 | 2005001284 | 379 | 369
55 | 2005001284 | 372.3333 | 362.3333
56 | 2005001284 | 365.6667 | 355.6667
57 | 2005001284 | 359 | 349
58 | 2005001284 | 353.6667 | 343.6667
59 | 2005001284 | 348.3333 | 338.3333
60 | 2005001284 | 343 | 333
61 | 2005001284 | 338.3333 | 328.3333
62 | 2005001284 | 333.6667 | 323.6667
63 | 2005001284 | 329 | 319
64 | 2005001284 | 326 | 316
65 | 2005001284 | 323 | 313
66 | 2005001284 | 320 | 310
67 | 2005001284 | 318.3333 | 308.3333
68 | 2005001284 | 316.6667 | 306.6667
69 | 2005001284 | 315 | 305
70 | 2005001284 | 315.3333 | 305.3333
71 | 2005001284 | 315.6667 | 305.6667
72 | 2005001284 | 316 | 306
73 | 2005001284 | 316.3333 | 306.3333
74 | 2005001284 | 316.6667 | 306.6667
75 | 2005001284 | 317 | 307
76 | 2005001284 | 316.3333 | 306.3333
77 | 2005001284 | 315.6667 | 305.6667
78 | 2005001284 | 315 | 305
79 | 2005001284 | 314.6667 | 304.6667
80 | 2005001284 | 314.3333 | 304.3333
81 | 2005001284 | 314 | 304
82 | 2005001284 | 316.3333 | 306.3333
83 | 2005001284 | 318.6667 | 308.6667
84 | 2005001284 | 321 | 311
85 | 2005001284 | 323.3333 | 313.3333
86 | 2005001284 | 325.6667 | 315.6667
87 | 2005001284 | 328 | 318
88 | 2005001284 | 328.3333 | 318.3333
89 | 2005001284 | 328.6667 | 318.6667
90 | 2005001284 | 329 | 339
91 | 2005001284 | 329 | 339
92 | 2005001284 | 329 | 339
93 | 2005001284 | 329 | 339
94 | 2005001284 | 328.6667 | 338.6667
95 | 2005001284 | 328.3333 | 338.3333
96 | 2005001284 | 328 | 338
97 | 2005001284 | 327.6667 | 337.6667
98 | 2005001284 | 327.3333 | 337.3333
99 | 2005001284 | 327 | 337
100 | 2005001284 | 328.6667 | 338.6667
101 | 2005001284 | 330.3333 | 340.3333
102 | 2005001284 | 332 | 342
103 | 2005001284 | 334.3333 | 344.3333
104 | 2005001284 | 336.6667 | 346.6667
105 | 2005001284 | 339 | 349
106 | 2005001284 | 339.3333 | 349.3333
107 | 2005001284 | 339.6667 | 349.6667
108 | 2005001284 | 340 | 350
109 | 2005001284 | 342.3333 | 352.3333
110 | 2005001284 | 344.6667 | 354.6667
111 | 2005001284 | 347 | 357
112 | 2005001284 | 349.6667 | 359.6667
113 | 2005001284 | 352.3333 | 362.3333
114 | 2005001284 | 355 | 365
115 | 2005001284 | 360.3333 | 370.3333
116 | 2005001284 | 365.6667 | 375.6667
117 | 2005001284 | 371 | 381
118 | 2005001284 | 373.6667 | 383.6667
119 | 2005001284 | 376.3333 | 386.3333
120 | 2005001284 | 379 | 389
121 | 2005001284 | 383.3333 | 393.3333
122 | 2005001284 | 387.6667 | 377.6667
123 | 2005001284 | 392 | 382
124 | 2005001284 | 395.3333 | 385.3333
125 | 2005001284 | 398.6667 | 388.6667
126 | 2005001284 | 402 | 392
127 | 2005001284 | 404.3333 | 394.3333
128 | 2005001284 | 406.6667 | 396.6667
129 | 2005001284 | 409 | 399
130 | 2005001284 | 409 | 399
131 | 2005001284 | 409 | 399
132 | 2005001284 | 409 | 399
133 | 2005001284 | 408.3333 | 398.3333
134 | 2005001284 | 407.6667 | 397.6667
135 | 2005001284 | 407 | 397
136 | 2005001284 | 407 | 397
137 | 2005001284 | 407 | 397
138 | 2005001284 | 407 | 397
139 | 2005001284 | 407 | 397
140 | 2005001284 | 407 | 397
141 | 2005001284 | 407 | 397
142 | 2005001284 | 406 | 396
143 | 2005001284 | 405 | 395
0 | 2002007319 | 343 | 333
1 | 2002007319 | 344 | 334
2 | 2002007319 | 345 | 335
3 | 2002007319 | 346 | 336
4 | 2002007319 | 348 | 338
5 | 2002007319 | 350 | 340
6 | 2002007319 | 352 | 342
7 | 2002007319 | 353 | 343
8 | 2002007319 | 354 | 344
9 | 2002007319 | 355 | 345
10 | 2002007319 | 356.6667 | 346.6667
11 | 2002007319 | 358.3333 | 348.3333
12 | 2002007319 | 360 | 350
13 | 2002007319 | 363.6667 | 353.6667
14 | 2002007319 | 367.3333 | 357.3333
15 | 2002007319 | 371 | 361
16 | 2002007319 | 373.3333 | 363.3333
17 | 2002007319 | 375.6667 | 365.6667
18 | 2002007319 | 378 | 368
19 | 2002007319 | 378.6667 | 368.6667
20 | 2002007319 | 379.3333 | 369.3333
21 | 2002007319 | 380 | 370
22 | 2002007319 | 381.3333 | 371.3333
23 | 2002007319 | 382.6667 | 372.6667
24 | 2002007319 | 384 | 374
25 | 2002007319 | 385.3333 | 375.3333
26 | 2002007319 | 386.6667 | 376.6667
27 | 2002007319 | 388 | 378
28 | 2002007319 | 387 | 377
29 | 2002007319 | 386 | 376
30 | 2002007319 | 385 | 375
31 | 2002007319 | 383 | 373
32 | 2002007319 | 381 | 371
33 | 2002007319 | 379 | 369
34 | 2002007319 | 378.3333 | 368.3333
35 | 2002007319 | 377.6667 | 367.6667
36 | 2002007319 | 377 | 367
37 | 2002007319 | 377.3333 | 367.3333
38 | 2002007319 | 377.6667 | 367.6667
39 | 2002007319 | 378 | 368
40 | 2002007319 | 379.6667 | 369.6667
41 | 2002007319 | 381.3333 | 371.3333
42 | 2002007319 | 383 | 373
43 | 2002007319 | 385.3333 | 375.3333
44 | 2002007319 | 387.6667 | 377.6667
45 | 2002007319 | 390 | 380
46 | 2002007319 | 391.3333 | 381.3333
47 | 2002007319 | 392.6667 | 382.6667
48 | 2002007319 | 394 | 384
49 | 2002007319 | 393.3333 | 383.3333
50 | 2002007319 | 392.6667 | 382.6667
51 | 2002007319 | 392 | 382
52 | 2002007319 | 387.6667 | 377.6667
53 | 2002007319 | 383.3333 | 373.3333
54 | 2002007319 | 379 | 369
55 | 2002007319 | 372.3333 | 362.3333
56 | 2002007319 | 365.6667 | 355.6667
57 | 2002007319 | 359 | 349
58 | 2002007319 | 353.6667 | 343.6667
59 | 2002007319 | 348.3333 | 338.3333
60 | 2002007319 | 343 | 333
61 | 2002007319 | 338.3333 | 328.3333
62 | 2002007319 | 333.6667 | 323.6667
63 | 2002007319 | 329 | 319
64 | 2002007319 | 326 | 316
65 | 2002007319 | 323 | 313
66 | 2002007319 | 320 | 310
67 | 2002007319 | 318.3333 | 308.3333
68 | 2002007319 | 316.6667 | 306.6667
69 | 2002007319 | 315 | 305
70 | 2002007319 | 315.3333 | 305.3333
71 | 2002007319 | 315.6667 | 305.6667
72 | 2002007319 | 316 | 306
73 | 2002007319 | 316.3333 | 306.3333
74 | 2002007319 | 316.6667 | 306.6667
75 | 2002007319 | 317 | 307
76 | 2002007319 | 316.3333 | 306.3333
77 | 2002007319 | 315.6667 | 305.6667
78 | 2002007319 | 315 | 305
79 | 2002007319 | 314.6667 | 304.6667
80 | 2002007319 | 314.3333 | 304.3333
81 | 2002007319 | 314 | 304
82 | 2002007319 | 316.3333 | 306.3333
83 | 2002007319 | 318.6667 | 308.6667
84 | 2002007319 | 321 | 311
85 | 2002007319 | 323.3333 | 313.3333
86 | 2002007319 | 325.6667 | 315.6667
87 | 2002007319 | 328 | 318
88 | 2002007319 | 328.3333 | 318.3333
89 | 2002007319 | 328.6667 | 318.6667
90 | 2002007319 | 329 | 339
91 | 2002007319 | 329 | 339
92 | 2002007319 | 329 | 339
93 | 2002007319 | 329 | 339
94 | 2002007319 | 328.6667 | 338.6667
95 | 2002007319 | 328.3333 | 338.3333
96 | 2002007319 | 328 | 338
97 | 2002007319 | 327.6667 | 337.6667
98 | 2002007319 | 327.3333 | 337.3333
99 | 2002007319 | 327 | 337
100 | 2002007319 | 328.6667 | 338.6667
101 | 2002007319 | 330.3333 | 340.3333
102 | 2002007319 | 332 | 342
103 | 2002007319 | 334.3333 | 344.3333
104 | 2002007319 | 336.6667 | 346.6667
105 | 2002007319 | 339 | 349
106 | 2002007319 | 339.3333 | 349.3333
107 | 2002007319 | 339.6667 | 349.6667
108 | 2002007319 | 340 | 350
109 | 2002007319 | 342.3333 | 352.3333
110 | 2002007319 | 344.6667 | 354.6667
111 | 2002007319 | 347 | 357
112 | 2002007319 | 349.6667 | 359.6667
113 | 2002007319 | 352.3333 | 362.3333
114 | 2002007319 | 355 | 365
115 | 2002007319 | 360.3333 | 370.3333
116 | 2002007319 | 365.6667 | 375.6667
117 | 2002007319 | 371 | 381
118 | 2002007319 | 373.6667 | 383.6667
119 | 2002007319 | 376.3333 | 386.3333
120 | 2002007319 | 379 | 389
121 | 2002007319 | 383.3333 | 393.3333
122 | 2002007319 | 387.6667 | 377.6667
123 | 2002007319 | 392 | 382
124 | 2002007319 | 395.3333 | 385.3333
125 | 2002007319 | 398.6667 | 388.6667
126 | 2002007319 | 402 | 392
127 | 2002007319 | 404.3333 | 394.3333
128 | 2002007319 | 406.6667 | 396.6667
129 | 2002007319 | 409 | 399
130 | 2002007319 | 409 | 399
131 | 2002007319 | 409 | 399
132 | 2002007319 | 409 | 399
133 | 2002007319 | 408.3333 | 398.3333
134 | 2002007319 | 407.6667 | 397.6667
135 | 2002007319 | 407 | 397
136 | 2002007319 | 407 | 397
137 | 2002007319 | 407 | 397
138 | 2002007319 | 407 | 397
139 | 2002007319 | 407 | 397
140 | 2002007319 | 407 | 397
141 | 2002007319 | 407 | 397
142 | 2002007319 | 406 | 396
143 | 2002007319 | 405 | 395
0 | 2004005993 | 343 | 333
1 | 2004005993 | 344 | 334
2 | 2004005993 | 345 | 335
3 | 2004005993 | 346 | 336
4 | 2004005993 | 348 | 338
5 | 2004005993 | 350 | 340
6 | 2004005993 | 352 | 342
7 | 2004005993 | 353 | 343
8 | 2004005993 | 354 | 344
9 | 2004005993 | 355 | 345
10 | 2004005993 | 356.6667 | 346.6667
11 | 2004005993 | 358.3333 | 348.3333
12 | 2004005993 | 360 | 350
13 | 2004005993 | 363.6667 | 353.6667
14 | 2004005993 | 367.3333 | 357.3333
15 | 2004005993 | 371 | 361
16 | 2004005993 | 373.3333 | 363.3333
17 | 2004005993 | 375.6667 | 365.6667
18 | 2004005993 | 378 | 368
19 | 2004005993 | 378.6667 | 368.6667
20 | 2004005993 | 379.3333 | 369.3333
21 | 2004005993 | 380 | 370
22 | 2004005993 | 381.3333 | 371.3333
23 | 2004005993 | 382.6667 | 372.6667
24 | 2004005993 | 384 | 374
25 | 2004005993 | 385.3333 | 375.3333
26 | 2004005993 | 386.6667 | 376.6667
27 | 2004005993 | 388 | 378
28 | 2004005993 | 387 | 377
29 | 2004005993 | 386 | 376
30 | 2004005993 | 385 | 375
31 | 2004005993 | 383 | 373
32 | 2004005993 | 381 | 371
33 | 2004005993 | 379 | 369
34 | 2004005993 | 378.3333 | 368.3333
35 | 2004005993 | 377.6667 | 367.6667
36 | 2004005993 | 377 | 367
37 | 2004005993 | 377.3333 | 367.3333
38 | 2004005993 | 377.6667 | 367.6667
39 | 2004005993 | 378 | 368
40 | 2004005993 | 379.6667 | 369.6667
41 | 2004005993 | 381.3333 | 371.3333
42 | 2004005993 | 383 | 373
43 | 2004005993 | 385.3333 | 375.3333
44 | 2004005993 | 387.6667 | 377.6667
45 | 2004005993 | 390 | 380
46 | 2004005993 | 391.3333 | 381.3333
47 | 2004005993 | 392.6667 | 382.6667
48 | 2004005993 | 394 | 384
49 | 2004005993 | 393.3333 | 383.3333
50 | 2004005993 | 392.6667 | 382.6667
51 | 2004005993 | 392 | 382
52 | 2004005993 | 387.6667 | 377.6667
53 | 2004005993 | 383.3333 | 373.3333
54 | 2004005993 | 379 | 369
55 | 2004005993 | 372.3333 | 362.3333
56 | 2004005993 | 365.6667 | 355.6667
57 | 2004005993 | 359 | 349
58 | 2004005993 | 353.6667 | 343.6667
59 | 2004005993 | 348.3333 | 338.3333
60 | 2004005993 | 343 | 333
61 | 2004005993 | 338.3333 | 328.3333
62 | 2004005993 | 333.6667 | 323.6667
63 | 2004005993 | 329 | 319
64 | 2004005993 | 326 | 316
65 | 2004005993 | 323 | 313
66 | 2004005993 | 320 | 310
67 | 2004005993 | 318.3333 | 308.3333
68 | 2004005993 | 316.6667 | 306.6667
69 | 2004005993 | 315 | 305
70 | 2004005993 | 315.3333 | 305.3333
71 | 2004005993 | 315.6667 | 305.6667
72 | 2004005993 | 316 | 306
73 | 2004005993 | 316.3333 | 306.3333
74 | 2004005993 | 316.6667 | 306.6667
75 | 2004005993 | 317 | 307
76 | 2004005993 | 316.3333 | 306.3333
77 | 2004005993 | 315.6667 | 305.6667
78 | 2004005993 | 315 | 305
79 | 2004005993 | 314.6667 | 304.6667
80 | 2004005993 | 314.3333 | 304.3333
81 | 2004005993 | 314 | 304
82 | 2004005993 | 316.3333 | 306.3333
83 | 2004005993 | 318.6667 | 308.6667
84 | 2004005993 | 321 | 311
85 | 2004005993 | 323.3333 | 313.3333
86 | 2004005993 | 325.6667 | 315.6667
87 | 2004005993 | 328 | 318
88 | 2004005993 | 328.3333 | 318.3333
89 | 2004005993 | 328.6667 | 318.6667
90 | 2004005993 | 329 | 339
91 | 2004005993 | 329 | 339
92 | 2004005993 | 329 | 339
93 | 2004005993 | 329 | 339
94 | 2004005993 | 328.6667 | 338.6667
95 | 2004005993 | 328.3333 | 338.3333
96 | 2004005993 | 328 | 338
97 | 2004005993 | 327.6667 | 337.6667
98 | 2004005993 | 327.3333 | 337.3333
99 | 2004005993 | 327 | 337
100 | 2004005993 | 328.6667 | 338.6667
101 | 2004005993 | 330.3333 | 340.3333
102 | 2004005993 | 332 | 342
103 | 2004005993 | 334.3333 | 344.3333
104 | 2004005993 | 336.6667 | 346.6667
105 | 2004005993 | 339 | 349
106 | 2004005993 | 339.3333 | 349.3333
107 | 2004005993 | 339.6667 | 349.6667
108 | 2004005993 | 340 | 350
109 | 2004005993 | 342.3333 | 352.3333
110 | 2004005993 | 344.6667 | 354.6667
111 | 2004005993 | 347 | 357
112 | 2004005993 | 349.6667 | 359.6667
113 | 2004005993 | 352.3333 | 362.3333
114 | 2004005993 | 355 | 365
115 | 2004005993 | 360.3333 | 370.3333
116 | 2004005993 | 365.6667 | 375.6667
117 | 2004005993 | 371 | 381
118 | 2004005993 | 373.6667 | 383.6667
119 | 2004005993 | 376.3333 | 386.3333
120 | 2004005993 | 379 | 389
121 | 2004005993 | 383.3333 | 393.3333
122 | 2004005993 | 387.6667 | 377.6667
123 | 2004005993 | 392 | 382
124 | 2004005993 | 395.3333 | 385.3333
125 | 2004005993 | 398.6667 | 388.6667
126 | 2004005993 | 402 | 392
127 | 2004005993 | 404.3333 | 394.3333
128 | 2004005993 | 406.6667 | 396.6667
129 | 2004005993 | 409 | 399
130 | 2004005993 | 409 | 399
131 | 2004005993 | 409 | 399
132 | 2004005993 | 409 | 399
133 | 2004005993 | 408.3333 | 398.3333
134 | 2004005993 | 407.6667 | 397.6667
135 | 2004005993 | 407 | 397
136 | 2004005993 | 407 | 397
137 | 2004005993 | 407 | 397
138 | 2004005993 | 407 | 397
139 | 2004005993 | 407 | 397
140 | 2004005993 | 407 | 397
141 | 2004005993 | 407 | 397
142 | 2004005993 | 406 | 396
143 | 2004005993 | 405 | 395
0 | 2011009439 | 343 | 333
1 | 2011009439 | 344 | 334
2 | 2011009439 | 345 | 335
3 | 2011009439 | 346 | 336
4 | 2011009439 | 348 | 338
5 | 2011009439 | 350 | 340
6 | 2011009439 | 352 | 342
7 | 2011009439 | 353 | 343
8 | 2011009439 | 354 | 344
9 | 2011009439 | 355 | 345
10 | 2011009439 | 356.6667 | 346.6667
11 | 2011009439 | 358.3333 | 348.3333
12 | 2011009439 | 360 | 350
13 | 2011009439 | 363.6667 | 353.6667
14 | 2011009439 | 367.3333 | 357.3333
15 | 2011009439 | 371 | 361
16 | 2011009439 | 373.3333 | 363.3333
17 | 2011009439 | 375.6667 | 365.6667
18 | 2011009439 | 378 | 368
19 | 2011009439 | 378.6667 | 368.6667
20 | 2011009439 | 379.3333 | 369.3333
21 | 2011009439 | 380 | 370
22 | 2011009439 | 381.3333 | 371.3333
23 | 2011009439 | 382.6667 | 372.6667
24 | 2011009439 | 384 | 374
25 | 2011009439 | 385.3333 | 375.3333
26 | 2011009439 | 386.6667 | 376.6667
27 | 2011009439 | 388 | 378
28 | 2011009439 | 387 | 377
29 | 2011009439 | 386 | 376
30 | 2011009439 | 385 | 375
31 | 2011009439 | 383 | 373
32 | 2011009439 | 381 | 371
33 | 2011009439 | 379 | 369
34 | 2011009439 | 378.3333 | 368.3333
35 | 2011009439 | 377.6667 | 367.6667
36 | 2011009439 | 377 | 367
37 | 2011009439 | 377.3333 | 367.3333
38 | 2011009439 | 377.6667 | 367.6667
39 | 2011009439 | 378 | 368
40 | 2011009439 | 379.6667 | 369.6667
41 | 2011009439 | 381.3333 | 371.3333
42 | 2011009439 | 383 | 373
43 | 2011009439 | 385.3333 | 375.3333
44 | 2011009439 | 387.6667 | 377.6667
45 | 2011009439 | 390 | 380
46 | 2011009439 | 391.3333 | 381.3333
47 | 2011009439 | 392.6667 | 382.6667
48 | 2011009439 | 394 | 384
49 | 2011009439 | 393.3333 | 383.3333
50 | 2011009439 | 392.6667 | 382.6667
51 | 2011009439 | 392 | 382
52 | 2011009439 | 387.6667 | 377.6667
53 | 2011009439 | 383.3333 | 373.3333
54 | 2011009439 | 379 | 369
55 | 2011009439 | 372.3333 | 362.3333
56 | 2011009439 | 365.6667 | 355.6667
57 | 2011009439 | 359 | 349
58 | 2011009439 | 353.6667 | 343.6667
59 | 2011009439 | 348.3333 | 338.3333
60 | 2011009439 | 343 | 333
61 | 2011009439 | 338.3333 | 328.3333
62 | 2011009439 | 333.6667 | 323.6667
63 | 2011009439 | 329 | 319
64 | 2011009439 | 326 | 316
65 | 2011009439 | 323 | 313
66 | 2011009439 | 320 | 310
67 | 2011009439 | 318.3333 | 308.3333
68 | 2011009439 | 316.6667 | 306.6667
69 | 2011009439 | 315 | 305
70 | 2011009439 | 315.3333 | 305.3333
71 | 2011009439 | 315.6667 | 305.6667
72 | 2011009439 | 316 | 306
73 | 2011009439 | 316.3333 | 306.3333
74 | 2011009439 | 316.6667 | 306.6667
75 | 2011009439 | 317 | 307
76 | 2011009439 | 316.3333 | 306.3333
77 | 2011009439 | 315.6667 | 305.6667
78 | 2011009439 | 315 | 305
79 | 2011009439 | 314.6667 | 304.6667
80 | 2011009439 | 314.3333 | 304.3333
81 | 2011009439 | 314 | 304
82 | 2011009439 | 316.3333 | 306.3333
83 | 2011009439 | 318.6667 | 308.6667
84 | 2011009439 | 321 | 311
85 | 2011009439 | 323.3333 | 313.3333
86 | 2011009439 | 325.6667 | 315.6667
87 | 2011009439 | 328 | 318
88 | 2011009439 | 328.3333 | 318.3333
89 | 2011009439 | 328.6667 | 318.6667
90 | 2011009439 | 329 | 339
91 | 2011009439 | 329 | 339
92 | 2011009439 | 329 | 339
93 | 2011009439 | 329 | 339
94 | 2011009439 | 328.6667 | 338.6667
95 | 2011009439 | 328.3333 | 338.3333
96 | 2011009439 | 328 | 338
97 | 2011009439 | 327.6667 | 337.6667
98 | 2011009439 | 327.3333 | 337.3333
99 | 2011009439 | 327 | 337
100 | 2011009439 | 328.6667 | 338.6667
101 | 2011009439 | 330.3333 | 340.3333
102 | 2011009439 | 332 | 342
103 | 2011009439 | 334.3333 | 344.3333
104 | 2011009439 | 336.6667 | 346.6667
105 | 2011009439 | 339 | 349
106 | 2011009439 | 339.3333 | 349.3333
107 | 2011009439 | 339.6667 | 349.6667
108 | 2011009439 | 340 | 350
109 | 2011009439 | 342.3333 | 352.3333
110 | 2011009439 | 344.6667 | 354.6667
111 | 2011009439 | 347 | 357
112 | 2011009439 | 349.6667 | 359.6667
113 | 2011009439 | 352.3333 | 362.3333
114 | 2011009439 | 355 | 365
115 | 2011009439 | 360.3333 | 370.3333
116 | 2011009439 | 365.6667 | 375.6667
117 | 2011009439 | 371 | 381
118 | 2011009439 | 373.6667 | 383.6667
119 | 2011009439 | 376.3333 | 386.3333
120 | 2011009439 | 379 | 389
121 | 2011009439 | 383.3333 | 393.3333
122 | 2011009439 | 387.6667 | 377.6667
123 | 2011009439 | 392 | 382
124 | 2011009439 | 395.3333 | 385.3333
125 | 2011009439 | 398.6667 | 388.6667
126 | 2011009439 | 402 | 392
127 | 2011009439 | 404.3333 | 394.3333
128 | 2011009439 | 406.6667 | 396.6667
129 | 2011009439 | 409 | 399
130 | 2011009439 | 409 | 399
131 | 2011009439 | 409 | 399
132 | 2011009439 | 409 | 399
133 | 2011009439 | 408.3333 | 398.3333
134 | 2011009439 | 407.6667 | 397.6667
135 | 2011009439 | 407 | 397
136 | 2011009439 | 407 | 397
137 | 2011009439 | 407 | 397
138 | 2011009439 | 407 | 397
139 | 2011009439 | 407 | 397
140 | 2011009439 | 407 | 397
141 | 2011009439 | 407 | 397
142 | 2011009439 | 406 | 396
143 | 2011009439 | 405 | 395
0 | 2010002124 | 343 | 333
1 | 2010002124 | 344 | 334
2 | 2010002124 | 345 | 335
3 | 2010002124 | 346 | 336
4 | 2010002124 | 348 | 338
5 | 2010002124 | 350 | 340
6 | 2010002124 | 352 | 342
7 | 2010002124 | 353 | 343
8 | 2010002124 | 354 | 344
9 | 2010002124 | 355 | 345
10 | 2010002124 | 356.6667 | 346.6667
11 | 2010002124 | 358.3333 | 348.3333
12 | 2010002124 | 360 | 350
13 | 2010002124 | 363.6667 | 353.6667
14 | 2010002124 | 367.3333 | 357.3333
15 | 2010002124 | 371 | 361
16 | 2010002124 | 373.3333 | 363.3333
17 | 2010002124 | 375.6667 | 365.6667
18 | 2010002124 | 378 | 368
19 | 2010002124 | 378.6667 | 368.6667
20 | 2010002124 | 379.3333 | 369.3333
21 | 2010002124 | 380 | 370
22 | 2010002124 | 381.3333 | 371.3333
23 | 2010002124 | 382.6667 | 372.6667
24 | 2010002124 | 384 | 374
25 | 2010002124 | 385.3333 | 375.3333
26 | 2010002124 | 386.6667 | 376.6667
27 | 2010002124 | 388 | 378
28 | 2010002124 | 387 | 377
29 | 2010002124 | 386 | 376
30 | 2010002124 | 385 | 375
31 | 2010002124 | 383 | 373
32 | 2010002124 | 381 | 371
33 | 2010002124 | 379 | 369
34 | 2010002124 | 378.3333 | 368.3333
35 | 2010002124 | 377.6667 | 367.6667
36 | 2010002124 | 377 | 367
37 | 2010002124 | 377.3333 | 367.3333
38 | 2010002124 | 377.6667 | 367.6667
39 | 2010002124 | 378 | 368
40 | 2010002124 | 379.6667 | 369.6667
41 | 2010002124 | 381.3333 | 371.3333
42 | 2010002124 | 383 | 373
43 | 2010002124 | 385.3333 | 375.3333
44 | 2010002124 | 387.6667 | 377.6667
45 | 2010002124 | 390 | 380
46 | 2010002124 | 391.3333 | 381.3333
47 | 2010002124 | 392.6667 | 382.6667
48 | 2010002124 | 394 | 384
49 | 2010002124 | 393.3333 | 383.3333
50 | 2010002124 | 392.6667 | 382.6667
51 | 2010002124 | 392 | 382
52 | 2010002124 | 387.6667 | 377.6667
53 | 2010002124 | 383.3333 | 373.3333
54 | 2010002124 | 379 | 369
55 | 2010002124 | 372.3333 | 362.3333
56 | 2010002124 | 365.6667 | 355.6667
57 | 2010002124 | 359 | 349
58 | 2010002124 | 353.6667 | 343.6667
59 | 2010002124 | 348.3333 | 338.3333
60 | 2010002124 | 343 | 333
61 | 2010002124 | 338.3333 | 328.3333
62 | 2010002124 | 333.6667 | 323.6667
63 | 2010002124 | 329 | 319
64 | 2010002124 | 326 | 316
65 | 2010002124 | 323 | 313
66 | 2010002124 | 320 | 310
67 | 2010002124 | 318.3333 | 308.3333
68 | 2010002124 | 316.6667 | 306.6667
69 | 2010002124 | 315 | 305
70 | 2010002124 | 315.3333 | 305.3333
71 | 2010002124 | 315.6667 | 305.6667
72 | 2010002124 | 316 | 306
73 | 2010002124 | 316.3333 | 306.3333
74 | 2010002124 | 316.6667 | 306.6667
75 | 2010002124 | 317 | 307
76 | 2010002124 | 316.3333 | 306.3333
77 | 2010002124 | 315.6667 | 305.6667
78 | 2010002124 | 315 | 305
79 | 2010002124 | 314.6667 | 304.6667
80 | 2010002124 | 314.3333 | 304.3333
81 | 2010002124 | 314 | 304
82 | 2010002124 | 316.3333 | 306.3333
83 | 2010002124 | 318.6667 | 308.6667
84 | 2010002124 | 321 | 311
85 | 2010002124 | 323.3333 | 313.3333
86 | 2010002124 | 325.6667 | 315.6667
87 | 2010002124 | 328 | 318
88 | 2010002124 | 328.3333 | 318.3333
89 | 2010002124 | 328.6667 | 318.6667
90 | 2010002124 | 329 | 339
91 | 2010002124 | 329 | 339
92 | 2010002124 | 329 | 339
93 | 2010002124 | 329 | 339
94 | 2010002124 | 328.6667 | 338.6667
95 | 2010002124 | 328.3333 | 338.3333
96 | 2010002124 | 328 | 338
97 | 2010002124 | 327.6667 | 337.6667
98 | 2010002124 | 327.3333 | 337.3333
99 | 2010002124 | 327 | 337
100 | 2010002124 | 328.6667 | 338.6667
101 | 2010002124 | 330.3333 | 340.3333
102 | 2010002124 | 332 | 342
103 | 2010002124 | 334.3333 | 344.3333
104 | 2010002124 | 336.6667 | 346.6667
105 | 2010002124 | 339 | 349
106 | 2010002124 | 339.3333 | 349.3333
107 | 2010002124 | 339.6667 | 349.6667
108 | 2010002124 | 340 | 350
109 | 2010002124 | 342.3333 | 352.3333
110 | 2010002124 | 344.6667 | 354.6667
111 | 2010002124 | 347 | 357
112 | 2010002124 | 349.6667 | 359.6667
113 | 2010002124 | 352.3333 | 362.3333
114 | 2010002124 | 355 | 365
115 | 2010002124 | 360.3333 | 370.3333
116 | 2010002124 | 365.6667 | 375.6667
117 | 2010002124 | 371 | 381
118 | 2010002124 | 373.6667 | 383.6667
119 | 2010002124 | 376.3333 | 386.3333
120 | 2010002124 | 379 | 389
121 | 2010002124 | 383.3333 | 393.3333
122 | 2010002124 | 387.6667 | 377.6667
123 | 2010002124 | 392 | 382
124 | 2010002124 | 395.3333 | 385.3333
125 | 2010002124 | 398.6667 | 388.6667
126 | 2010002124 | 402 | 392
127 | 2010002124 | 404.3333 | 394.3333
128 | 2010002124 | 406.6667 | 396.6667
129 | 2010002124 | 409 | 399
130 | 2010002124 | 409 | 399
131 | 2010002124 | 409 | 399
132 | 2010002124 | 409 | 399
133 | 2010002124 | 408.3333 | 398.3333
134 | 2010002124 | 407.6667 | 397.6667
135 | 2010002124 | 407 | 397
136 | 2010002124 | 407 | 397
137 | 2010002124 | 407 | 397
138 | 2010002124 | 407 | 397
139 | 2010002124 | 407 | 397
140 | 2010002124 | 407 | 397
141 | 2010002124 | 407 | 397
142 | 2010002124 | 406 | 396
143 | 2010002124 | 405 | 395
0 | 2011008080 | 343 | 333
1 | 2011008080 | 344 | 334
2 | 2011008080 | 345 | 335
3 | 2011008080 | 346 | 336
4 | 2011008080 | 348 | 338
5 | 2011008080 | 350 | 340
6 | 2011008080 | 352 | 342
7 | 2011008080 | 353 | 343
8 | 2011008080 | 354 | 344
9 | 2011008080 | 355 | 345
10 | 2011008080 | 356.6667 | 346.6667
11 | 2011008080 | 358.3333 | 348.3333
12 | 2011008080 | 360 | 350
13 | 2011008080 | 363.6667 | 353.6667
14 | 2011008080 | 367.3333 | 357.3333
15 | 2011008080 | 371 | 361
16 | 2011008080 | 373.3333 | 363.3333
17 | 2011008080 | 375.6667 | 365.6667
18 | 2011008080 | 378 | 368
19 | 2011008080 | 378.6667 | 368.6667
20 | 2011008080 | 379.3333 | 369.3333
21 | 2011008080 | 380 | 370
22 | 2011008080 | 381.3333 | 371.3333
23 | 2011008080 | 382.6667 | 372.6667
24 | 2011008080 | 384 | 374
25 | 2011008080 | 385.3333 | 375.3333
26 | 2011008080 | 386.6667 | 376.6667
27 | 2011008080 | 388 | 378
28 | 2011008080 | 387 | 377
29 | 2011008080 | 386 | 376
30 | 2011008080 | 385 | 375
31 | 2011008080 | 383 | 373
32 | 2011008080 | 381 | 371
33 | 2011008080 | 379 | 369
34 | 2011008080 | 378.3333 | 368.3333
35 | 2011008080 | 377.6667 | 367.6667
36 | 2011008080 | 377 | 367
37 | 2011008080 | 377.3333 | 367.3333
38 | 2011008080 | 377.6667 | 367.6667
39 | 2011008080 | 378 | 368
40 | 2011008080 | 379.6667 | 369.6667
41 | 2011008080 | 381.3333 | 371.3333
42 | 2011008080 | 383 | 373
43 | 2011008080 | 385.3333 | 375.3333
44 | 2011008080 | 387.6667 | 377.6667
45 | 2011008080 | 390 | 380
46 | 2011008080 | 391.3333 | 381.3333
47 | 2011008080 | 392.6667 | 382.6667
48 | 2011008080 | 394 | 384
49 | 2011008080 | 393.3333 | 383.3333
50 | 2011008080 | 392.6667 | 382.6667
51 | 2011008080 | 392 | 382
52 | 2011008080 | 387.6667 | 377.6667
53 | 2011008080 | 383.3333 | 373.3333
54 | 2011008080 | 379 | 369
55 | 2011008080 | 372.3333 | 362.3333
56 | 2011008080 | 365.6667 | 355.6667
57 | 2011008080 | 359 | 349
58 | 2011008080 | 353.6667 | 343.6667
59 | 2011008080 | 348.3333 | 338.3333
60 | 2011008080 | 343 | 333
61 | 2011008080 | 338.3333 | 328.3333
62 | 2011008080 | 333.6667 | 323.6667
63 | 2011008080 | 329 | 319
64 | 2011008080 | 326 | 316
65 | 2011008080 | 323 | 313
66 | 2011008080 | 320 | 310
67 | 2011008080 | 318.3333 | 308.3333
68 | 2011008080 | 316.6667 | 306.6667
69 | 2011008080 | 315 | 305
70 | 2011008080 | 315.3333 | 305.3333
71 | 2011008080 | 315.6667 | 305.6667
72 | 2011008080 | 316 | 306
73 | 2011008080 | 316.3333 | 306.3333
74 | 2011008080 | 316.6667 | 306.6667
75 | 2011008080 | 317 | 307
76 | 2011008080 | 316.3333 | 306.3333
77 | 2011008080 | 315.6667 | 305.6667
78 | 2011008080 | 315 | 305
79 | 2011008080 | 314.6667 | 304.6667
80 | 2011008080 | 314.3333 | 304.3333
81 | 2011008080 | 314 | 304
82 | 2011008080 | 316.3333 | 306.3333
83 | 2011008080 | 318.6667 | 308.6667
84 | 2011008080 | 321 | 311
85 | 2011008080 | 323.3333 | 313.3333
86 | 2011008080 | 325.6667 | 315.6667
87 | 2011008080 | 328 | 318
88 | 2011008080 | 328.3333 | 318.3333
89 | 2011008080 | 328.6667 | 318.6667
90 | 2011008080 | 329 | 339
91 | 2011008080 | 329 | 339
92 | 2011008080 | 329 | 339
93 | 2011008080 | 329 | 339
94 | 2011008080 | 328.6667 | 338.6667
95 | 2011008080 | 328.3333 | 338.3333
96 | 2011008080 | 328 | 338
97 | 2011008080 | 327.6667 | 337.6667
98 | 2011008080 | 327.3333 | 337.3333
99 | 2011008080 | 327 | 337
100 | 2011008080 | 328.6667 | 338.6667
101 | 2011008080 | 330.3333 | 340.3333
102 | 2011008080 | 332 | 342
103 | 2011008080 | 334.3333 | 344.3333
104 | 2011008080 | 336.6667 | 346.6667
105 | 2011008080 | 339 | 349
106 | 2011008080 | 339.3333 | 349.3333
107 | 2011008080 | 339.6667 | 349.6667
108 | 2011008080 | 340 | 350
109 | 2011008080 | 342.3333 | 352.3333
110 | 2011008080 | 344.6667 | 354.6667
111 | 2011008080 | 347 | 357
112 | 2011008080 | 349.6667 | 359.6667
113 | 2011008080 | 352.3333 | 362.3333
114 | 2011008080 | 355 | 365
115 | 2011008080 | 360.3333 | 370.3333
116 | 2011008080 | 365.6667 | 375.6667
117 | 2011008080 | 371 | 381
118 | 2011008080 | 373.6667 | 383.6667
119 | 2011008080 | 376.3333 | 386.3333
120 | 2011008080 | 379 | 389
121 | 2011008080 | 383.3333 | 393.3333
122 | 2011008080 | 387.6667 | 377.6667
123 | 2011008080 | 392 | 382
124 | 2011008080 | 395.3333 | 385.3333
125 | 2011008080 | 398.6667 | 388.6667
126 | 2011008080 | 402 | 392
127 | 2011008080 | 404.3333 | 394.3333
128 | 2011008080 | 406.6667 | 396.6667
129 | 2011008080 | 409 | 399
130 | 2011008080 | 409 | 399
131 | 2011008080 | 409 | 399
132 | 2011008080 | 409 | 399
133 | 2011008080 | 408.3333 | 398.3333
134 | 2011008080 | 407.6667 | 397.6667
135 | 2011008080 | 407 | 397
136 | 2011008080 | 407 | 397
137 | 2011008080 | 407 | 397
138 | 2011008080 | 407 | 397
139 | 2011008080 | 407 | 397
140 | 2011008080 | 407 | 397
141 | 2011008080 | 407 | 397
142 | 2011008080 | 406 | 396
143 | 2011008080 | 405 | 395
0 | 2002005878 | 343 | 333
1 | 2002005878 | 344 | 334
2 | 2002005878 | 345 | 335
3 | 2002005878 | 346 | 336
4 | 2002005878 | 348 | 338
5 | 2002005878 | 350 | 340
6 | 2002005878 | 352 | 342
7 | 2002005878 | 353 | 343
8 | 2002005878 | 354 | 344
9 | 2002005878 | 355 | 345
10 | 2002005878 | 356.6667 | 346.6667
11 | 2002005878 | 358.3333 | 348.3333
12 | 2002005878 | 360 | 350
13 | 2002005878 | 363.6667 | 353.6667
14 | 2002005878 | 367.3333 | 357.3333
15 | 2002005878 | 371 | 361
16 | 2002005878 | 373.3333 | 363.3333
17 | 2002005878 | 375.6667 | 365.6667
18 | 2002005878 | 378 | 368
19 | 2002005878 | 378.6667 | 368.6667
20 | 2002005878 | 379.3333 | 369.3333
21 | 2002005878 | 380 | 370
22 | 2002005878 | 381.3333 | 371.3333
23 | 2002005878 | 382.6667 | 372.6667
24 | 2002005878 | 384 | 374
25 | 2002005878 | 385.3333 | 375.3333
26 | 2002005878 | 386.6667 | 376.6667
27 | 2002005878 | 388 | 378
28 | 2002005878 | 387 | 377
29 | 2002005878 | 386 | 376
30 | 2002005878 | 385 | 375
31 | 2002005878 | 383 | 373
32 | 2002005878 | 381 | 371
33 | 2002005878 | 379 | 369
34 | 2002005878 | 378.3333 | 368.3333
35 | 2002005878 | 377.6667 | 367.6667
36 | 2002005878 | 377 | 367
37 | 2002005878 | 377.3333 | 367.3333
38 | 2002005878 | 377.6667 | 367.6667
39 | 2002005878 | 378 | 368
40 | 2002005878 | 379.6667 | 369.6667
41 | 2002005878 | 381.3333 | 371.3333
42 | 2002005878 | 383 | 373
43 | 2002005878 | 385.3333 | 375.3333
44 | 2002005878 | 387.6667 | 377.6667
45 | 2002005878 | 390 | 380
46 | 2002005878 | 391.3333 | 381.3333
47 | 2002005878 | 392.6667 | 382.6667
48 | 2002005878 | 394 | 384
49 | 2002005878 | 393.3333 | 383.3333
50 | 2002005878 | 392.6667 | 382.6667
51 | 2002005878 | 392 | 382
52 | 2002005878 | 387.6667 | 377.6667
53 | 2002005878 | 383.3333 | 373.3333
54 | 2002005878 | 379 | 369
55 | 2002005878 | 372.3333 | 362.3333
56 | 2002005878 | 365.6667 | 355.6667
57 | 2002005878 | 359 | 349
58 | 2002005878 | 353.6667 | 343.6667
59 | 2002005878 | 348.3333 | 338.3333
60 | 2002005878 | 343 | 333
61 | 2002005878 | 338.3333 | 328.3333
62 | 2002005878 | 333.6667 | 323.6667
63 | 2002005878 | 329 | 319
64 | 2002005878 | 326 | 316
65 | 2002005878 | 323 | 313
66 | 2002005878 | 320 | 310
67 | 2002005878 | 318.3333 | 308.3333
68 | 2002005878 | 316.6667 | 306.6667
69 | 2002005878 | 315 | 305
70 | 2002005878 | 315.3333 | 305.3333
71 | 2002005878 | 315.6667 | 305.6667
72 | 2002005878 | 316 | 306
73 | 2002005878 | 316.3333 | 306.3333
74 | 2002005878 | 316.6667 | 306.6667
75 | 2002005878 | 317 | 307
76 | 2002005878 | 316.3333 | 306.3333
77 | 2002005878 | 315.6667 | 305.6667
78 | 2002005878 | 315 | 305
79 | 2002005878 | 314.6667 | 304.6667
80 | 2002005878 | 314.3333 | 304.3333
81 | 2002005878 | 314 | 304
82 | 2002005878 | 316.3333 | 306.3333
83 | 2002005878 | 318.6667 | 308.6667
84 | 2002005878 | 321 | 311
85 | 2002005878 | 323.3333 | 313.3333
86 | 2002005878 | 325.6667 | 315.6667
87 | 2002005878 | 328 | 318
88 | 2002005878 | 328.3333 | 318.3333
89 | 2002005878 | 328.6667 | 318.6667
90 | 2002005878 | 329 | 339
91 | 2002005878 | 329 | 339
92 | 2002005878 | 329 | 339
93 | 2002005878 | 329 | 339
94 | 2002005878 | 328.6667 | 338.6667
95 | 2002005878 | 328.3333 | 338.3333
96 | 2002005878 | 328 | 338
97 | 2002005878 | 327.6667 | 337.6667
98 | 2002005878 | 327.3333 | 337.3333
99 | 2002005878 | 327 | 337
100 | 2002005878 | 328.6667 | 338.6667
101 | 2002005878 | 330.3333 | 340.3333
102 | 2002005878 | 332 | 342
103 | 2002005878 | 334.3333 | 344.3333
104 | 2002005878 | 336.6667 | 346.6667
105 | 2002005878 | 339 | 349
106 | 2002005878 | 339.3333 | 349.3333
107 | 2002005878 | 339.6667 | 349.6667
108 | 2002005878 | 340 | 350
109 | 2002005878 | 342.3333 | 352.3333
110 | 2002005878 | 344.6667 | 354.6667
111 | 2002005878 | 347 | 357
112 | 2002005878 | 349.6667 | 359.6667
113 | 2002005878 | 352.3333 | 362.3333
114 | 2002005878 | 355 | 365
115 | 2002005878 | 360.3333 | 370.3333
116 | 2002005878 | 365.6667 | 375.6667
117 | 2002005878 | 371 | 381
118 | 2002005878 | 373.6667 | 383.6667
119 | 2002005878 | 376.3333 | 386.3333
120 | 2002005878 | 379 | 389
121 | 2002005878 | 383.3333 | 393.3333
122 | 2002005878 | 387.6667 | 377.6667
123 | 2002005878 | 392 | 382
124 | 2002005878 | 395.3333 | 385.3333
125 | 2002005878 | 398.6667 | 388.6667
126 | 2002005878 | 402 | 392
127 | 2002005878 | 404.3333 | 394.3333
128 | 2002005878 | 406.6667 | 396.6667
129 | 2002005878 | 409 | 399
130 | 2002005878 | 409 | 399
131 | 2002005878 | 409 | 399
132 | 2002005878 | 409 | 399
133 | 2002005878 | 408.3333 | 398.3333
134 | 2002005878 | 407.6667 | 397.6667
135 | 2002005878 | 407 | 397
136 | 2002005878 | 407 | 397
137 | 2002005878 | 407 | 397
138 | 2002005878 | 407 | 397
139 | 2002005878 | 407 | 397
140 | 2002005878 | 407 | 397
141 | 2002005878 | 407 | 397
142 | 2002005878 | 406 | 396
143 | 2002005878 | 405 | 395
0 | 2005006988 | 343 | 333
1 | 2005006988 | 344 | 334
2 | 2005006988 | 345 | 335
3 | 2005006988 | 346 | 336
4 | 2005006988 | 348 | 338
5 | 2005006988 | 350 | 340
6 | 2005006988 | 352 | 342
7 | 2005006988 | 353 | 343
8 | 2005006988 | 354 | 344
9 | 2005006988 | 355 | 345
10 | 2005006988 | 356.6667 | 346.6667
11 | 2005006988 | 358.3333 | 348.3333
12 | 2005006988 | 360 | 350
13 | 2005006988 | 363.6667 | 353.6667
14 | 2005006988 | 367.3333 | 357.3333
15 | 2005006988 | 371 | 361
16 | 2005006988 | 373.3333 | 363.3333
17 | 2005006988 | 375.6667 | 365.6667
18 | 2005006988 | 378 | 368
19 | 2005006988 | 378.6667 | 368.6667
20 | 2005006988 | 379.3333 | 369.3333
21 | 2005006988 | 380 | 370
22 | 2005006988 | 381.3333 | 371.3333
23 | 2005006988 | 382.6667 | 372.6667
24 | 2005006988 | 384 | 374
25 | 2005006988 | 385.3333 | 375.3333
26 | 2005006988 | 386.6667 | 376.6667
27 | 2005006988 | 388 | 378
28 | 2005006988 | 387 | 377
29 | 2005006988 | 386 | 376
30 | 2005006988 | 385 | 375
31 | 2005006988 | 383 | 373
32 | 2005006988 | 381 | 371
33 | 2005006988 | 379 | 369
34 | 2005006988 | 378.3333 | 368.3333
35 | 2005006988 | 377.6667 | 367.6667
36 | 2005006988 | 377 | 367
37 | 2005006988 | 377.3333 | 367.3333
38 | 2005006988 | 377.6667 | 367.6667
39 | 2005006988 | 378 | 368
40 | 2005006988 | 379.6667 | 369.6667
41 | 2005006988 | 381.3333 | 371.3333
42 | 2005006988 | 383 | 373
43 | 2005006988 | 385.3333 | 375.3333
44 | 2005006988 | 387.6667 | 377.6667
45 | 2005006988 | 390 | 380
46 | 2005006988 | 391.3333 | 381.3333
47 | 2005006988 | 392.6667 | 382.6667
48 | 2005006988 | 394 | 384
49 | 2005006988 | 393.3333 | 383.3333
50 | 2005006988 | 392.6667 | 382.6667
51 | 2005006988 | 392 | 382
52 | 2005006988 | 387.6667 | 377.6667
53 | 2005006988 | 383.3333 | 373.3333
54 | 2005006988 | 379 | 369
55 | 2005006988 | 372.3333 | 362.3333
56 | 2005006988 | 365.6667 | 355.6667
57 | 2005006988 | 359 | 349
58 | 2005006988 | 353.6667 | 343.6667
59 | 2005006988 | 348.3333 | 338.3333
60 | 2005006988 | 343 | 333
61 | 2005006988 | 338.3333 | 328.3333
62 | 2005006988 | 333.6667 | 323.6667
63 | 2005006988 | 329 | 319
64 | 2005006988 | 326 | 316
65 | 2005006988 | 323 | 313
66 | 2005006988 | 320 | 310
67 | 2005006988 | 318.3333 | 308.3333
68 | 2005006988 | 316.6667 | 306.6667
69 | 2005006988 | 315 | 305
70 | 2005006988 | 315.3333 | 305.3333
71 | 2005006988 | 315.6667 | 305.6667
72 | 2005006988 | 316 | 306
73 | 2005006988 | 316.3333 | 306.3333
74 | 2005006988 | 316.6667 | 306.6667
75 | 2005006988 | 317 | 307
76 | 2005006988 | 316.3333 | 306.3333
77 | 2005006988 | 315.6667 | 305.6667
78 | 2005006988 | 315 | 305
79 | 2005006988 | 314.6667 | 304.6667
80 | 2005006988 | 314.3333 | 304.3333
81 | 2005006988 | 314 | 304
82 | 2005006988 | 316.3333 | 306.3333
83 | 2005006988 | 318.6667 | 308.6667
84 | 2005006988 | 321 | 311
85 | 2005006988 | 323.3333 | 313.3333
86 | 2005006988 | 325.6667 | 315.6667
87 | 2005006988 | 328 | 318
88 | 2005006988 | 328.3333 | 318.3333
89 | 2005006988 | 328.6667 | 318.6667
90 | 2005006988 | 329 | 339
91 | 2005006988 | 329 | 339
92 | 2005006988 | 329 | 339
93 | 2005006988 | 329 | 339
94 | 2005006988 | 328.6667 | 338.6667
95 | 2005006988 | 328.3333 | 338.3333
96 | 2005006988 | 328 | 338
97 | 2005006988 | 327.6667 | 337.6667
98 | 2005006988 | 327.3333 | 337.3333
99 | 2005006988 | 327 | 337
100 | 2005006988 | 328.6667 | 338.6667
101 | 2005006988 | 330.3333 | 340.3333
102 | 2005006988 | 332 | 342
103 | 2005006988 | 334.3333 | 344.3333
104 | 2005006988 | 336.6667 | 346.6667
105 | 2005006988 | 339 | 349
106 | 2005006988 | 339.3333 | 349.3333
107 | 2005006988 | 339.6667 | 349.6667
108 | 2005006988 | 340 | 350
109 | 2005006988 | 342.3333 | 352.3333
110 | 2005006988 | 344.6667 | 354.6667
111 | 2005006988 | 347 | 357
112 | 2005006988 | 349.6667 | 359.6667
113 | 2005006988 | 352.3333 | 362.3333
114 | 2005006988 | 355 | 365
115 | 2005006988 | 360.3333 | 370.3333
116 | 2005006988 | 365.6667 | 375.6667
117 | 2005006988 | 371 | 381
118 | 2005006988 | 373.6667 | 383.6667
119 | 2005006988 | 376.3333 | 386.3333
120 | 2005006988 | 379 | 389
121 | 2005006988 | 383.3333 | 393.3333
122 | 2005006988 | 387.6667 | 377.6667
123 | 2005006988 | 392 | 382
124 | 2005006988 | 395.3333 | 385.3333
125 | 2005006988 | 398.6667 | 388.6667
126 | 2005006988 | 402 | 392
127 | 2005006988 | 404.3333 | 394.3333
128 | 2005006988 | 406.6667 | 396.6667
129 | 2005006988 | 409 | 399
130 | 2005006988 | 409 | 399
131 | 2005006988 | 409 | 399
132 | 2005006988 | 409 | 399
133 | 2005006988 | 408.3333 | 398.3333
134 | 2005006988 | 407.6667 | 397.6667
135 | 2005006988 | 407 | 397
136 | 2005006988 | 407 | 397
137 | 2005006988 | 407 | 397
138 | 2005006988 | 407 | 397
139 | 2005006988 | 407 | 397
140 | 2005006988 | 407 | 397
141 | 2005006988 | 407 | 397
142 | 2005006988 | 406 | 396
143 | 2005006988 | 405 | 395
0 | 2010008835 | 343 | 333
1 | 2010008835 | 344 | 334
2 | 2010008835 | 345 | 335
3 | 2010008835 | 346 | 336
4 | 2010008835 | 348 | 338
5 | 2010008835 | 350 | 340
6 | 2010008835 | 352 | 342
7 | 2010008835 | 353 | 343
8 | 2010008835 | 354 | 344
9 | 2010008835 | 355 | 345
10 | 2010008835 | 356.6667 | 346.6667
11 | 2010008835 | 358.3333 | 348.3333
12 | 2010008835 | 360 | 350
13 | 2010008835 | 363.6667 | 353.6667
14 | 2010008835 | 367.3333 | 357.3333
15 | 2010008835 | 371 | 361
16 | 2010008835 | 373.3333 | 363.3333
17 | 2010008835 | 375.6667 | 365.6667
18 | 2010008835 | 378 | 368
19 | 2010008835 | 378.6667 | 368.6667
20 | 2010008835 | 379.3333 | 369.3333
21 | 2010008835 | 380 | 370
22 | 2010008835 | 381.3333 | 371.3333
23 | 2010008835 | 382.6667 | 372.6667
24 | 2010008835 | 384 | 374
25 | 2010008835 | 385.3333 | 375.3333
26 | 2010008835 | 386.6667 | 376.6667
27 | 2010008835 | 388 | 378
28 | 2010008835 | 387 | 377
29 | 2010008835 | 386 | 376
30 | 2010008835 | 385 | 375
31 | 2010008835 | 383 | 373
32 | 2010008835 | 381 | 371
33 | 2010008835 | 379 | 369
34 | 2010008835 | 378.3333 | 368.3333
35 | 2010008835 | 377.6667 | 367.6667
36 | 2010008835 | 377 | 367
37 | 2010008835 | 377.3333 | 367.3333
38 | 2010008835 | 377.6667 | 367.6667
39 | 2010008835 | 378 | 368
40 | 2010008835 | 379.6667 | 369.6667
41 | 2010008835 | 381.3333 | 371.3333
42 | 2010008835 | 383 | 373
43 | 2010008835 | 385.3333 | 375.3333
44 | 2010008835 | 387.6667 | 377.6667
45 | 2010008835 | 390 | 380
46 | 2010008835 | 391.3333 | 381.3333
47 | 2010008835 | 392.6667 | 382.6667
48 | 2010008835 | 394 | 384
49 | 2010008835 | 393.3333 | 383.3333
50 | 2010008835 | 392.6667 | 382.6667
51 | 2010008835 | 392 | 382
52 | 2010008835 | 387.6667 | 377.6667
53 | 2010008835 | 383.3333 | 373.3333
54 | 2010008835 | 379 | 369
55 | 2010008835 | 372.3333 | 362.3333
56 | 2010008835 | 365.6667 | 355.6667
57 | 2010008835 | 359 | 349
58 | 2010008835 | 353.6667 | 343.6667
59 | 2010008835 | 348.3333 | 338.3333
60 | 2010008835 | 343 | 333
61 | 2010008835 | 338.3333 | 328.3333
62 | 2010008835 | 333.6667 | 323.6667
63 | 2010008835 | 329 | 319
64 | 2010008835 | 326 | 316
65 | 2010008835 | 323 | 313
66 | 2010008835 | 320 | 310
67 | 2010008835 | 318.3333 | 308.3333
68 | 2010008835 | 316.6667 | 306.6667
69 | 2010008835 | 315 | 305
70 | 2010008835 | 315.3333 | 305.3333
71 | 2010008835 | 315.6667 | 305.6667
72 | 2010008835 | 316 | 306
73 | 2010008835 | 316.3333 | 306.3333
74 | 2010008835 | 316.6667 | 306.6667
75 | 2010008835 | 317 | 307
76 | 2010008835 | 316.3333 | 306.3333
77 | 2010008835 | 315.6667 | 305.6667
78 | 2010008835 | 315 | 305
79 | 2010008835 | 314.6667 | 304.6667
80 | 2010008835 | 314.3333 | 304.3333
81 | 2010008835 | 314 | 304
82 | 2010008835 | 316.3333 | 306.3333
83 | 2010008835 | 318.6667 | 308.6667
84 | 2010008835 | 321 | 311
85 | 2010008835 | 323.3333 | 313.3333
86 | 2010008835 | 325.6667 | 315.6667
87 | 2010008835 | 328 | 318
88 | 2010008835 | 328.3333 | 318.3333
89 | 2010008835 | 328.6667 | 318.6667
90 | 2010008835 | 329 | 339
91 | 2010008835 | 329 | 339
92 | 2010008835 | 329 | 339
93 | 2010008835 | 329 | 339
94 | 2010008835 | 328.6667 | 338.6667
95 | 2010008835 | 328.3333 | 338.3333
96 | 2010008835 | 328 | 338
97 | 2010008835 | 327.6667 | 337.6667
98 | 2010008835 | 327.3333 | 337.3333
99 | 2010008835 | 327 | 337
100 | 2010008835 | 328.6667 | 338.6667
101 | 2010008835 | 330.3333 | 340.3333
102 | 2010008835 | 332 | 342
103 | 2010008835 | 334.3333 | 344.3333
104 | 2010008835 | 336.6667 | 346.6667
105 | 2010008835 | 339 | 349
106 | 2010008835 | 339.3333 | 349.3333
107 | 2010008835 | 339.6667 | 349.6667
108 | 2010008835 | 340 | 350
109 | 2010008835 | 342.3333 | 352.3333
110 | 2010008835 | 344.6667 | 354.6667
111 | 2010008835 | 347 | 357
112 | 2010008835 | 349.6667 | 359.6667
113 | 2010008835 | 352.3333 | 362.3333
114 | 2010008835 | 355 | 365
115 | 2010008835 | 360.3333 | 370.3333
116 | 2010008835 | 365.6667 | 375.6667
117 | 2010008835 | 371 | 381
118 | 2010008835 | 373.6667 | 383.6667
119 | 2010008835 | 376.3333 | 386.3333
120 | 2010008835 | 379 | 389
121 | 2010008835 | 383.3333 | 393.3333
122 | 2010008835 | 387.6667 | 377.6667
123 | 2010008835 | 392 | 382
124 | 2010008835 | 395.3333 | 385.3333
125 | 2010008835 | 398.6667 | 388.6667
126 | 2010008835 | 402 | 392
127 | 2010008835 | 404.3333 | 394.3333
128 | 2010008835 | 406.6667 | 396.6667
129 | 2010008835 | 409 | 399
130 | 2010008835 | 409 | 399
131 | 2010008835 | 409 | 399
132 | 2010008835 | 409 | 399
133 | 2010008835 | 408.3333 | 398.3333
134 | 2010008835 | 407.6667 | 397.6667
135 | 2010008835 | 407 | 397
136 | 2010008835 | 407 | 397
137 | 2010008835 | 407 | 397
138 | 2010008835 | 407 | 397
139 | 2010008835 | 407 | 397
140 | 2010008835 | 407 | 397
141 | 2010008835 | 407 | 397
142 | 2010008835 | 406 | 396
143 | 2010008835 | 405 | 395
0 | 2012010128 | 343 | 333
1 | 2012010128 | 344 | 334
2 | 2012010128 | 345 | 335
3 | 2012010128 | 346 | 336
4 | 2012010128 | 348 | 338
5 | 2012010128 | 350 | 340
6 | 2012010128 | 352 | 342
7 | 2012010128 | 353 | 343
8 | 2012010128 | 354 | 344
9 | 2012010128 | 355 | 345
10 | 2012010128 | 356.6667 | 346.6667
11 | 2012010128 | 358.3333 | 348.3333
12 | 2012010128 | 360 | 350
13 | 2012010128 | 363.6667 | 353.6667
14 | 2012010128 | 367.3333 | 357.3333
15 | 2012010128 | 371 | 361
16 | 2012010128 | 373.3333 | 363.3333
17 | 2012010128 | 375.6667 | 365.6667
18 | 2012010128 | 378 | 368
19 | 2012010128 | 378.6667 | 368.6667
20 | 2012010128 | 379.3333 | 369.3333
21 | 2012010128 | 380 | 370
22 | 2012010128 | 381.3333 | 371.3333
23 | 2012010128 | 382.6667 | 372.6667
24 | 2012010128 | 384 | 374
25 | 2012010128 | 385.3333 | 375.3333
26 | 2012010128 | 386.6667 | 376.6667
27 | 2012010128 | 388 | 378
28 | 2012010128 | 387 | 377
29 | 2012010128 | 386 | 376
30 | 2012010128 | 385 | 375
31 | 2012010128 | 383 | 373
32 | 2012010128 | 381 | 371
33 | 2012010128 | 379 | 369
34 | 2012010128 | 378.3333 | 368.3333
35 | 2012010128 | 377.6667 | 367.6667
36 | 2012010128 | 377 | 367
37 | 2012010128 | 377.3333 | 367.3333
38 | 2012010128 | 377.6667 | 367.6667
39 | 2012010128 | 378 | 368
40 | 2012010128 | 379.6667 | 369.6667
41 | 2012010128 | 381.3333 | 371.3333
42 | 2012010128 | 383 | 373
43 | 2012010128 | 385.3333 | 375.3333
44 | 2012010128 | 387.6667 | 377.6667
45 | 2012010128 | 390 | 380
46 | 2012010128 | 391.3333 | 381.3333
47 | 2012010128 | 392.6667 | 382.6667
48 | 2012010128 | 394 | 384
49 | 2012010128 | 393.3333 | 383.3333
50 | 2012010128 | 392.6667 | 382.6667
51 | 2012010128 | 392 | 382
52 | 2012010128 | 387.6667 | 377.6667
53 | 2012010128 | 383.3333 | 373.3333
54 | 2012010128 | 379 | 369
55 | 2012010128 | 372.3333 | 362.3333
56 | 2012010128 | 365.6667 | 355.6667
57 | 2012010128 | 359 | 349
58 | 2012010128 | 353.6667 | 343.6667
59 | 2012010128 | 348.3333 | 338.3333
60 | 2012010128 | 343 | 333
61 | 2012010128 | 338.3333 | 328.3333
62 | 2012010128 | 333.6667 | 323.6667
63 | 2012010128 | 329 | 319
64 | 2012010128 | 326 | 316
65 | 2012010128 | 323 | 313
66 | 2012010128 | 320 | 310
67 | 2012010128 | 318.3333 | 308.3333
68 | 2012010128 | 316.6667 | 306.6667
69 | 2012010128 | 315 | 305
70 | 2012010128 | 315.3333 | 305.3333
71 | 2012010128 | 315.6667 | 305.6667
72 | 2012010128 | 316 | 306
73 | 2012010128 | 316.3333 | 306.3333
74 | 2012010128 | 316.6667 | 306.6667
75 | 2012010128 | 317 | 307
76 | 2012010128 | 316.3333 | 306.3333
77 | 2012010128 | 315.6667 | 305.6667
78 | 2012010128 | 315 | 305
79 | 2012010128 | 314.6667 | 304.6667
80 | 2012010128 | 314.3333 | 304.3333
81 | 2012010128 | 314 | 304
82 | 2012010128 | 316.3333 | 306.3333
83 | 2012010128 | 318.6667 | 308.6667
84 | 2012010128 | 321 | 311
85 | 2012010128 | 323.3333 | 313.3333
86 | 2012010128 | 325.6667 | 315.6667
87 | 2012010128 | 328 | 318
88 | 2012010128 | 328.3333 | 318.3333
89 | 2012010128 | 328.6667 | 318.6667
90 | 2012010128 | 329 | 339
91 | 2012010128 | 329 | 339
92 | 2012010128 | 329 | 339
93 | 2012010128 | 329 | 339
94 | 2012010128 | 328.6667 | 338.6667
95 | 2012010128 | 328.3333 | 338.3333
96 | 2012010128 | 328 | 338
97 | 2012010128 | 327.6667 | 337.6667
98 | 2012010128 | 327.3333 | 337.3333
99 | 2012010128 | 327 | 337
100 | 2012010128 | 328.6667 | 338.6667
101 | 2012010128 | 330.3333 | 340.3333
102 | 2012010128 | 332 | 342
103 | 2012010128 | 334.3333 | 344.3333
104 | 2012010128 | 336.6667 | 346.6667
105 | 2012010128 | 339 | 349
106 | 2012010128 | 339.3333 | 349.3333
107 | 2012010128 | 339.6667 | 349.6667
108 | 2012010128 | 340 | 350
109 | 2012010128 | 342.3333 | 352.3333
110 | 2012010128 | 344.6667 | 354.6667
111 | 2012010128 | 347 | 357
112 | 2012010128 | 349.6667 | 359.6667
113 | 2012010128 | 352.3333 | 362.3333
114 | 2012010128 | 355 | 365
115 | 2012010128 | 360.3333 | 370.3333
116 | 2012010128 | 365.6667 | 375.6667
117 | 2012010128 | 371 | 381
118 | 2012010128 | 373.6667 | 383.6667
119 | 2012010128 | 376.3333 | 386.3333
120 | 2012010128 | 379 | 389
121 | 2012010128 | 383.3333 | 393.3333
122 | 2012010128 | 387.6667 | 377.6667
123 | 2012010128 | 392 | 382
124 | 2012010128 | 395.3333 | 385.3333
125 | 2012010128 | 398.6667 | 388.6667
126 | 2012010128 | 402 | 392
127 | 2012010128 | 404.3333 | 394.3333
128 | 2012010128 | 406.6667 | 396.6667
129 | 2012010128 | 409 | 399
130 | 2012010128 | 409 | 399
131 | 2012010128 | 409 | 399
132 | 2012010128 | 409 | 399
133 | 2012010128 | 408.3333 | 398.3333
134 | 2012010128 | 407.6667 | 397.6667
135 | 2012010128 | 407 | 397
136 | 2012010128 | 407 | 397
137 | 2012010128 | 407 | 397
138 | 2012010128 | 407 | 397
139 | 2012010128 | 407 | 397
140 | 2012010128 | 407 | 397
141 | 2012010128 | 407 | 397
142 | 2012010128 | 406 | 396
143 | 2012010128 | 405 | 395
0 | 2006010665 | 343 | 333
1 | 2006010665 | 344 | 334
2 | 2006010665 | 345 | 335
3 | 2006010665 | 346 | 336
4 | 2006010665 | 348 | 338
5 | 2006010665 | 350 | 340
6 | 2006010665 | 352 | 342
7 | 2006010665 | 353 | 343
8 | 2006010665 | 354 | 344
9 | 2006010665 | 355 | 345
10 | 2006010665 | 356.6667 | 346.6667
11 | 2006010665 | 358.3333 | 348.3333
12 | 2006010665 | 360 | 350
13 | 2006010665 | 363.6667 | 353.6667
14 | 2006010665 | 367.3333 | 357.3333
15 | 2006010665 | 371 | 361
16 | 2006010665 | 373.3333 | 363.3333
17 | 2006010665 | 375.6667 | 365.6667
18 | 2006010665 | 378 | 368
19 | 2006010665 | 378.6667 | 368.6667
20 | 2006010665 | 379.3333 | 369.3333
21 | 2006010665 | 380 | 370
22 | 2006010665 | 381.3333 | 371.3333
23 | 2006010665 | 382.6667 | 372.6667
24 | 2006010665 | 384 | 374
25 | 2006010665 | 385.3333 | 375.3333
26 | 2006010665 | 386.6667 | 376.6667
27 | 2006010665 | 388 | 378
28 | 2006010665 | 387 | 377
29 | 2006010665 | 386 | 376
30 | 2006010665 | 385 | 375
31 | 2006010665 | 383 | 373
32 | 2006010665 | 381 | 371
33 | 2006010665 | 379 | 369
34 | 2006010665 | 378.3333 | 368.3333
35 | 2006010665 | 377.6667 | 367.6667
36 | 2006010665 | 377 | 367
37 | 2006010665 | 377.3333 | 367.3333
38 | 2006010665 | 377.6667 | 367.6667
39 | 2006010665 | 378 | 368
40 | 2006010665 | 379.6667 | 369.6667
41 | 2006010665 | 381.3333 | 371.3333
42 | 2006010665 | 383 | 373
43 | 2006010665 | 385.3333 | 375.3333
44 | 2006010665 | 387.6667 | 377.6667
45 | 2006010665 | 390 | 380
46 | 2006010665 | 391.3333 | 381.3333
47 | 2006010665 | 392.6667 | 382.6667
48 | 2006010665 | 394 | 384
49 | 2006010665 | 393.3333 | 383.3333
50 | 2006010665 | 392.6667 | 382.6667
51 | 2006010665 | 392 | 382
52 | 2006010665 | 387.6667 | 377.6667
53 | 2006010665 | 383.3333 | 373.3333
54 | 2006010665 | 379 | 369
55 | 2006010665 | 372.3333 | 362.3333
56 | 2006010665 | 365.6667 | 355.6667
57 | 2006010665 | 359 | 349
58 | 2006010665 | 353.6667 | 343.6667
59 | 2006010665 | 348.3333 | 338.3333
60 | 2006010665 | 343 | 333
61 | 2006010665 | 338.3333 | 328.3333
62 | 2006010665 | 333.6667 | 323.6667
63 | 2006010665 | 329 | 319
64 | 2006010665 | 326 | 316
65 | 2006010665 | 323 | 313
66 | 2006010665 | 320 | 310
67 | 2006010665 | 318.3333 | 308.3333
68 | 2006010665 | 316.6667 | 306.6667
69 | 2006010665 | 315 | 305
70 | 2006010665 | 315.3333 | 305.3333
71 | 2006010665 | 315.6667 | 305.6667
72 | 2006010665 | 316 | 306
73 | 2006010665 | 316.3333 | 306.3333
74 | 2006010665 | 316.6667 | 306.6667
75 | 2006010665 | 317 | 307
76 | 2006010665 | 316.3333 | 306.3333
77 | 2006010665 | 315.6667 | 305.6667
78 | 2006010665 | 315 | 305
79 | 2006010665 | 314.6667 | 304.6667
80 | 2006010665 | 314.3333 | 304.3333
81 | 2006010665 | 314 | 304
82 | 2006010665 | 316.3333 | 306.3333
83 | 2006010665 | 318.6667 | 308.6667
84 | 2006010665 | 321 | 311
85 | 2006010665 | 323.3333 | 313.3333
86 | 2006010665 | 325.6667 | 315.6667
87 | 2006010665 | 328 | 318
88 | 2006010665 | 328.3333 | 318.3333
89 | 2006010665 | 328.6667 | 318.6667
90 | 2006010665 | 329 | 339
91 | 2006010665 | 329 | 339
92 | 2006010665 | 329 | 339
93 | 2006010665 | 329 | 339
94 | 2006010665 | 328.6667 | 338.6667
95 | 2006010665 | 328.3333 | 338.3333
96 | 2006010665 | 328 | 338
97 | 2006010665 | 327.6667 | 337.6667
98 | 2006010665 | 327.3333 | 337.3333
99 | 2006010665 | 327 | 337
100 | 2006010665 | 328.6667 | 338.6667
101 | 2006010665 | 330.3333 | 340.3333
102 | 2006010665 | 332 | 342
103 | 2006010665 | 334.3333 | 344.3333
104 | 2006010665 | 336.6667 | 346.6667
105 | 2006010665 | 339 | 349
106 | 2006010665 | 339.3333 | 349.3333
107 | 2006010665 | 339.6667 | 349.6667
108 | 2006010665 | 340 | 350
109 | 2006010665 | 342.3333 | 352.3333
110 | 2006010665 | 344.6667 | 354.6667
111 | 2006010665 | 347 | 357
112 | 2006010665 | 349.6667 | 359.6667
113 | 2006010665 | 352.3333 | 362.3333
114 | 2006010665 | 355 | 365
115 | 2006010665 | 360.3333 | 370.3333
116 | 2006010665 | 365.6667 | 375.6667
117 | 2006010665 | 371 | 381
118 | 2006010665 | 373.6667 | 383.6667
119 | 2006010665 | 376.3333 | 386.3333
120 | 2006010665 | 379 | 389
121 | 2006010665 | 383.3333 | 393.3333
122 | 2006010665 | 387.6667 | 377.6667
123 | 2006010665 | 392 | 382
124 | 2006010665 | 395.3333 | 385.3333
125 | 2006010665 | 398.6667 | 388.6667
126 | 2006010665 | 402 | 392
127 | 2006010665 | 404.3333 | 394.3333
128 | 2006010665 | 406.6667 | 396.6667
129 | 2006010665 | 409 | 399
130 | 2006010665 | 409 | 399
131 | 2006010665 | 409 | 399
132 | 2006010665 | 409 | 399
133 | 2006010665 | 408.3333 | 398.3333
134 | 2006010665 | 407.6667 | 397.6667
135 | 2006010665 | 407 | 397
136 | 2006010665 | 407 | 397
137 | 2006010665 | 407 | 397
138 | 2006010665 | 407 | 397
139 | 2006010665 | 407 | 397
140 | 2006010665 | 407 | 397
141 | 2006010665 | 407 | 397
142 | 2006010665 | 406 | 396
143 | 2006010665 | 405 | 395
0 | 2002007313 | 343 | 333
1 | 2002007313 | 344 | 334
2 | 2002007313 | 345 | 335
3 | 2002007313 | 346 | 336
4 | 2002007313 | 348 | 338
5 | 2002007313 | 350 | 340
6 | 2002007313 | 352 | 342
7 | 2002007313 | 353 | 343
8 | 2002007313 | 354 | 344
9 | 2002007313 | 355 | 345
10 | 2002007313 | 356.6667 | 346.6667
11 | 2002007313 | 358.3333 | 348.3333
12 | 2002007313 | 360 | 350
13 | 2002007313 | 363.6667 | 353.6667
14 | 2002007313 | 367.3333 | 357.3333
15 | 2002007313 | 371 | 361
16 | 2002007313 | 373.3333 | 363.3333
17 | 2002007313 | 375.6667 | 365.6667
18 | 2002007313 | 378 | 368
19 | 2002007313 | 378.6667 | 368.6667
20 | 2002007313 | 379.3333 | 369.3333
21 | 2002007313 | 380 | 370
22 | 2002007313 | 381.3333 | 371.3333
23 | 2002007313 | 382.6667 | 372.6667
24 | 2002007313 | 384 | 374
25 | 2002007313 | 385.3333 | 375.3333
26 | 2002007313 | 386.6667 | 376.6667
27 | 2002007313 | 388 | 378
28 | 2002007313 | 387 | 377
29 | 2002007313 | 386 | 376
30 | 2002007313 | 385 | 375
31 | 2002007313 | 383 | 373
32 | 2002007313 | 381 | 371
33 | 2002007313 | 379 | 369
34 | 2002007313 | 378.3333 | 368.3333
35 | 2002007313 | 377.6667 | 367.6667
36 | 2002007313 | 377 | 367
37 | 2002007313 | 377.3333 | 367.3333
38 | 2002007313 | 377.6667 | 367.6667
39 | 2002007313 | 378 | 368
40 | 2002007313 | 379.6667 | 369.6667
41 | 2002007313 | 381.3333 | 371.3333
42 | 2002007313 | 383 | 373
43 | 2002007313 | 385.3333 | 375.3333
44 | 2002007313 | 387.6667 | 377.6667
45 | 2002007313 | 390 | 380
46 | 2002007313 | 391.3333 | 381.3333
47 | 2002007313 | 392.6667 | 382.6667
48 | 2002007313 | 394 | 384
49 | 2002007313 | 393.3333 | 383.3333
50 | 2002007313 | 392.6667 | 382.6667
51 | 2002007313 | 392 | 382
52 | 2002007313 | 387.6667 | 377.6667
53 | 2002007313 | 383.3333 | 373.3333
54 | 2002007313 | 379 | 369
55 | 2002007313 | 372.3333 | 362.3333
56 | 2002007313 | 365.6667 | 355.6667
57 | 2002007313 | 359 | 349
58 | 2002007313 | 353.6667 | 343.6667
59 | 2002007313 | 348.3333 | 338.3333
60 | 2002007313 | 343 | 333
61 | 2002007313 | 338.3333 | 328.3333
62 | 2002007313 | 333.6667 | 323.6667
63 | 2002007313 | 329 | 319
64 | 2002007313 | 326 | 316
65 | 2002007313 | 323 | 313
66 | 2002007313 | 320 | 310
67 | 2002007313 | 318.3333 | 308.3333
68 | 2002007313 | 316.6667 | 306.6667
69 | 2002007313 | 315 | 305
70 | 2002007313 | 315.3333 | 305.3333
71 | 2002007313 | 315.6667 | 305.6667
72 | 2002007313 | 316 | 306
73 | 2002007313 | 316.3333 | 306.3333
74 | 2002007313 | 316.6667 | 306.6667
75 | 2002007313 | 317 | 307
76 | 2002007313 | 316.3333 | 306.3333
77 | 2002007313 | 315.6667 | 305.6667
78 | 2002007313 | 315 | 305
79 | 2002007313 | 314.6667 | 304.6667
80 | 2002007313 | 314.3333 | 304.3333
81 | 2002007313 | 314 | 304
82 | 2002007313 | 316.3333 | 306.3333
83 | 2002007313 | 318.6667 | 308.6667
84 | 2002007313 | 321 | 311
85 | 2002007313 | 323.3333 | 313.3333
86 | 2002007313 | 325.6667 | 315.6667
87 | 2002007313 | 328 | 318
88 | 2002007313 | 328.3333 | 318.3333
89 | 2002007313 | 328.6667 | 318.6667
90 | 2002007313 | 329 | 339
91 | 2002007313 | 329 | 339
92 | 2002007313 | 329 | 339
93 | 2002007313 | 329 | 339
94 | 2002007313 | 328.6667 | 338.6667
95 | 2002007313 | 328.3333 | 338.3333
96 | 2002007313 | 328 | 338
97 | 2002007313 | 327.6667 | 337.6667
98 | 2002007313 | 327.3333 | 337.3333
99 | 2002007313 | 327 | 337
100 | 2002007313 | 328.6667 | 338.6667
101 | 2002007313 | 330.3333 | 340.3333
102 | 2002007313 | 332 | 342
103 | 2002007313 | 334.3333 | 344.3333
104 | 2002007313 | 336.6667 | 346.6667
105 | 2002007313 | 339 | 349
106 | 2002007313 | 339.3333 | 349.3333
107 | 2002007313 | 339.6667 | 349.6667
108 | 2002007313 | 340 | 350
109 | 2002007313 | 342.3333 | 352.3333
110 | 2002007313 | 344.6667 | 354.6667
111 | 2002007313 | 347 | 357
112 | 2002007313 | 349.6667 | 359.6667
113 | 2002007313 | 352.3333 | 362.3333
114 | 2002007313 | 355 | 365
115 | 2002007313 | 360.3333 | 370.3333
116 | 2002007313 | 365.6667 | 375.6667
117 | 2002007313 | 371 | 381
118 | 2002007313 | 373.6667 | 383.6667
119 | 2002007313 | 376.3333 | 386.3333
120 | 2002007313 | 379 | 389
121 | 2002007313 | 383.3333 | 393.3333
122 | 2002007313 | 387.6667 | 377.6667
123 | 2002007313 | 392 | 382
124 | 2002007313 | 395.3333 | 385.3333
125 | 2002007313 | 398.6667 | 388.6667
126 | 2002007313 | 402 | 392
127 | 2002007313 | 404.3333 | 394.3333
128 | 2002007313 | 406.6667 | 396.6667
129 | 2002007313 | 409 | 399
130 | 2002007313 | 409 | 399
131 | 2002007313 | 409 | 399
132 | 2002007313 | 409 | 399
133 | 2002007313 | 408.3333 | 398.3333
134 | 2002007313 | 407.6667 | 397.6667
135 | 2002007313 | 407 | 397
136 | 2002007313 | 407 | 397
137 | 2002007313 | 407 | 397
138 | 2002007313 | 407 | 397
139 | 2002007313 | 407 | 397
140 | 2002007313 | 407 | 397
141 | 2002007313 | 407 | 397
142 | 2002007313 | 406 | 396
143 | 2002007313 | 405 | 395
0 | 2004004901 | 343 | 333
1 | 2004004901 | 344 | 334
2 | 2004004901 | 345 | 335
3 | 2004004901 | 346 | 336
4 | 2004004901 | 348 | 338
5 | 2004004901 | 350 | 340
6 | 2004004901 | 352 | 342
7 | 2004004901 | 353 | 343
8 | 2004004901 | 354 | 344
9 | 2004004901 | 355 | 345
10 | 2004004901 | 356.6667 | 346.6667
11 | 2004004901 | 358.3333 | 348.3333
12 | 2004004901 | 360 | 350
13 | 2004004901 | 363.6667 | 353.6667
14 | 2004004901 | 367.3333 | 357.3333
15 | 2004004901 | 371 | 361
16 | 2004004901 | 373.3333 | 363.3333
17 | 2004004901 | 375.6667 | 365.6667
18 | 2004004901 | 378 | 368
19 | 2004004901 | 378.6667 | 368.6667
20 | 2004004901 | 379.3333 | 369.3333
21 | 2004004901 | 380 | 370
22 | 2004004901 | 381.3333 | 371.3333
23 | 2004004901 | 382.6667 | 372.6667
24 | 2004004901 | 384 | 374
25 | 2004004901 | 385.3333 | 375.3333
26 | 2004004901 | 386.6667 | 376.6667
27 | 2004004901 | 388 | 378
28 | 2004004901 | 387 | 377
29 | 2004004901 | 386 | 376
30 | 2004004901 | 385 | 375
31 | 2004004901 | 383 | 373
32 | 2004004901 | 381 | 371
33 | 2004004901 | 379 | 369
34 | 2004004901 | 378.3333 | 368.3333
35 | 2004004901 | 377.6667 | 367.6667
36 | 2004004901 | 377 | 367
37 | 2004004901 | 377.3333 | 367.3333
38 | 2004004901 | 377.6667 | 367.6667
39 | 2004004901 | 378 | 368
40 | 2004004901 | 379.6667 | 369.6667
41 | 2004004901 | 381.3333 | 371.3333
42 | 2004004901 | 383 | 373
43 | 2004004901 | 385.3333 | 375.3333
44 | 2004004901 | 387.6667 | 377.6667
45 | 2004004901 | 390 | 380
46 | 2004004901 | 391.3333 | 381.3333
47 | 2004004901 | 392.6667 | 382.6667
48 | 2004004901 | 394 | 384
49 | 2004004901 | 393.3333 | 383.3333
50 | 2004004901 | 392.6667 | 382.6667
51 | 2004004901 | 392 | 382
52 | 2004004901 | 387.6667 | 377.6667
53 | 2004004901 | 383.3333 | 373.3333
54 | 2004004901 | 379 | 369
55 | 2004004901 | 372.3333 | 362.3333
56 | 2004004901 | 365.6667 | 355.6667
57 | 2004004901 | 359 | 349
58 | 2004004901 | 353.6667 | 343.6667
59 | 2004004901 | 348.3333 | 338.3333
60 | 2004004901 | 343 | 333
61 | 2004004901 | 338.3333 | 328.3333
62 | 2004004901 | 333.6667 | 323.6667
63 | 2004004901 | 329 | 319
64 | 2004004901 | 326 | 316
65 | 2004004901 | 323 | 313
66 | 2004004901 | 320 | 310
67 | 2004004901 | 318.3333 | 308.3333
68 | 2004004901 | 316.6667 | 306.6667
69 | 2004004901 | 315 | 305
70 | 2004004901 | 315.3333 | 305.3333
71 | 2004004901 | 315.6667 | 305.6667
72 | 2004004901 | 316 | 306
73 | 2004004901 | 316.3333 | 306.3333
74 | 2004004901 | 316.6667 | 306.6667
75 | 2004004901 | 317 | 307
76 | 2004004901 | 316.3333 | 306.3333
77 | 2004004901 | 315.6667 | 305.6667
78 | 2004004901 | 315 | 305
79 | 2004004901 | 314.6667 | 304.6667
80 | 2004004901 | 314.3333 | 304.3333
81 | 2004004901 | 314 | 304
82 | 2004004901 | 316.3333 | 306.3333
83 | 2004004901 | 318.6667 | 308.6667
84 | 2004004901 | 321 | 311
85 | 2004004901 | 323.3333 | 313.3333
86 | 2004004901 | 325.6667 | 315.6667
87 | 2004004901 | 328 | 318
88 | 2004004901 | 328.3333 | 318.3333
89 | 2004004901 | 328.6667 | 318.6667
90 | 2004004901 | 329 | 339
91 | 2004004901 | 329 | 339
92 | 2004004901 | 329 | 339
93 | 2004004901 | 329 | 339
94 | 2004004901 | 328.6667 | 338.6667
95 | 2004004901 | 328.3333 | 338.3333
96 | 2004004901 | 328 | 338
97 | 2004004901 | 327.6667 | 337.6667
98 | 2004004901 | 327.3333 | 337.3333
99 | 2004004901 | 327 | 337
100 | 2004004901 | 328.6667 | 338.6667
101 | 2004004901 | 330.3333 | 340.3333
102 | 2004004901 | 332 | 342
103 | 2004004901 | 334.3333 | 344.3333
104 | 2004004901 | 336.6667 | 346.6667
105 | 2004004901 | 339 | 349
106 | 2004004901 | 339.3333 | 349.3333
107 | 2004004901 | 339.6667 | 349.6667
108 | 2004004901 | 340 | 350
109 | 2004004901 | 342.3333 | 352.3333
110 | 2004004901 | 344.6667 | 354.6667
111 | 2004004901 | 347 | 357
112 | 2004004901 | 349.6667 | 359.6667
113 | 2004004901 | 352.3333 | 362.3333
114 | 2004004901 | 355 | 365
115 | 2004004901 | 360.3333 | 370.3333
116 | 2004004901 | 365.6667 | 375.6667
117 | 2004004901 | 371 | 381
118 | 2004004901 | 373.6667 | 383.6667
119 | 2004004901 | 376.3333 | 386.3333
120 | 2004004901 | 379 | 389
121 | 2004004901 | 383.3333 | 393.3333
122 | 2004004901 | 387.6667 | 377.6667
123 | 2004004901 | 392 | 382
124 | 2004004901 | 395.3333 | 385.3333
125 | 2004004901 | 398.6667 | 388.6667
126 | 2004004901 | 402 | 392
127 | 2004004901 | 404.3333 | 394.3333
128 | 2004004901 | 406.6667 | 396.6667
129 | 2004004901 | 409 | 399
130 | 2004004901 | 409 | 399
131 | 2004004901 | 409 | 399
132 | 2004004901 | 409 | 399
133 | 2004004901 | 408.3333 | 398.3333
134 | 2004004901 | 407.6667 | 397.6667
135 | 2004004901 | 407 | 397
136 | 2004004901 | 407 | 397
137 | 2004004901 | 407 | 397
138 | 2004004901 | 407 | 397
139 | 2004004901 | 407 | 397
140 | 2004004901 | 407 | 397
141 | 2004004901 | 407 | 397
142 | 2004004901 | 406 | 396
143 | 2004004901 | 405 | 395
0 | 2002006214 | 343 | 333
1 | 2002006214 | 344 | 334
2 | 2002006214 | 345 | 335
3 | 2002006214 | 346 | 336
4 | 2002006214 | 348 | 338
5 | 2002006214 | 350 | 340
6 | 2002006214 | 352 | 342
7 | 2002006214 | 353 | 343
8 | 2002006214 | 354 | 344
9 | 2002006214 | 355 | 345
10 | 2002006214 | 356.6667 | 346.6667
11 | 2002006214 | 358.3333 | 348.3333
12 | 2002006214 | 360 | 350
13 | 2002006214 | 363.6667 | 353.6667
14 | 2002006214 | 367.3333 | 357.3333
15 | 2002006214 | 371 | 361
16 | 2002006214 | 373.3333 | 363.3333
17 | 2002006214 | 375.6667 | 365.6667
18 | 2002006214 | 378 | 368
19 | 2002006214 | 378.6667 | 368.6667
20 | 2002006214 | 379.3333 | 369.3333
21 | 2002006214 | 380 | 370
22 | 2002006214 | 381.3333 | 371.3333
23 | 2002006214 | 382.6667 | 372.6667
24 | 2002006214 | 384 | 374
25 | 2002006214 | 385.3333 | 375.3333
26 | 2002006214 | 386.6667 | 376.6667
27 | 2002006214 | 388 | 378
28 | 2002006214 | 387 | 377
29 | 2002006214 | 386 | 376
30 | 2002006214 | 385 | 375
31 | 2002006214 | 383 | 373
32 | 2002006214 | 381 | 371
33 | 2002006214 | 379 | 369
34 | 2002006214 | 378.3333 | 368.3333
35 | 2002006214 | 377.6667 | 367.6667
36 | 2002006214 | 377 | 367
37 | 2002006214 | 377.3333 | 367.3333
38 | 2002006214 | 377.6667 | 367.6667
39 | 2002006214 | 378 | 368
40 | 2002006214 | 379.6667 | 369.6667
41 | 2002006214 | 381.3333 | 371.3333
42 | 2002006214 | 383 | 373
43 | 2002006214 | 385.3333 | 375.3333
44 | 2002006214 | 387.6667 | 377.6667
45 | 2002006214 | 390 | 380
46 | 2002006214 | 391.3333 | 381.3333
47 | 2002006214 | 392.6667 | 382.6667
48 | 2002006214 | 394 | 384
49 | 2002006214 | 393.3333 | 383.3333
50 | 2002006214 | 392.6667 | 382.6667
51 | 2002006214 | 392 | 382
52 | 2002006214 | 387.6667 | 377.6667
53 | 2002006214 | 383.3333 | 373.3333
54 | 2002006214 | 379 | 369
55 | 2002006214 | 372.3333 | 362.3333
56 | 2002006214 | 365.6667 | 355.6667
57 | 2002006214 | 359 | 349
58 | 2002006214 | 353.6667 | 343.6667
59 | 2002006214 | 348.3333 | 338.3333
60 | 2002006214 | 343 | 333
61 | 2002006214 | 338.3333 | 328.3333
62 | 2002006214 | 333.6667 | 323.6667
63 | 2002006214 | 329 | 319
64 | 2002006214 | 326 | 316
65 | 2002006214 | 323 | 313
66 | 2002006214 | 320 | 310
67 | 2002006214 | 318.3333 | 308.3333
68 | 2002006214 | 316.6667 | 306.6667
69 | 2002006214 | 315 | 305
70 | 2002006214 | 315.3333 | 305.3333
71 | 2002006214 | 315.6667 | 305.6667
72 | 2002006214 | 316 | 306
73 | 2002006214 | 316.3333 | 306.3333
74 | 2002006214 | 316.6667 | 306.6667
75 | 2002006214 | 317 | 307
76 | 2002006214 | 316.3333 | 306.3333
77 | 2002006214 | 315.6667 | 305.6667
78 | 2002006214 | 315 | 305
79 | 2002006214 | 314.6667 | 304.6667
80 | 2002006214 | 314.3333 | 304.3333
81 | 2002006214 | 314 | 304
82 | 2002006214 | 316.3333 | 306.3333
83 | 2002006214 | 318.6667 | 308.6667
84 | 2002006214 | 321 | 311
85 | 2002006214 | 323.3333 | 313.3333
86 | 2002006214 | 325.6667 | 315.6667
87 | 2002006214 | 328 | 318
88 | 2002006214 | 328.3333 | 318.3333
89 | 2002006214 | 328.6667 | 318.6667
90 | 2002006214 | 329 | 339
91 | 2002006214 | 329 | 339
92 | 2002006214 | 329 | 339
93 | 2002006214 | 329 | 339
94 | 2002006214 | 328.6667 | 338.6667
95 | 2002006214 | 328.3333 | 338.3333
96 | 2002006214 | 328 | 338
97 | 2002006214 | 327.6667 | 337.6667
98 | 2002006214 | 327.3333 | 337.3333
99 | 2002006214 | 327 | 337
100 | 2002006214 | 328.6667 | 338.6667
101 | 2002006214 | 330.3333 | 340.3333
102 | 2002006214 | 332 | 342
103 | 2002006214 | 334.3333 | 344.3333
104 | 2002006214 | 336.6667 | 346.6667
105 | 2002006214 | 339 | 349
106 | 2002006214 | 339.3333 | 349.3333
107 | 2002006214 | 339.6667 | 349.6667
108 | 2002006214 | 340 | 350
109 | 2002006214 | 342.3333 | 352.3333
110 | 2002006214 | 344.6667 | 354.6667
111 | 2002006214 | 347 | 357
112 | 2002006214 | 349.6667 | 359.6667
113 | 2002006214 | 352.3333 | 362.3333
114 | 2002006214 | 355 | 365
115 | 2002006214 | 360.3333 | 370.3333
116 | 2002006214 | 365.6667 | 375.6667
117 | 2002006214 | 371 | 381
118 | 2002006214 | 373.6667 | 383.6667
119 | 2002006214 | 376.3333 | 386.3333
120 | 2002006214 | 379 | 389
121 | 2002006214 | 383.3333 | 393.3333
122 | 2002006214 | 387.6667 | 377.6667
123 | 2002006214 | 392 | 382
124 | 2002006214 | 395.3333 | 385.3333
125 | 2002006214 | 398.6667 | 388.6667
126 | 2002006214 | 402 | 392
127 | 2002006214 | 404.3333 | 394.3333
128 | 2002006214 | 406.6667 | 396.6667
129 | 2002006214 | 409 | 399
130 | 2002006214 | 409 | 399
131 | 2002006214 | 409 | 399
132 | 2002006214 | 409 | 399
133 | 2002006214 | 408.3333 | 398.3333
134 | 2002006214 | 407.6667 | 397.6667
135 | 2002006214 | 407 | 397
136 | 2002006214 | 407 | 397
137 | 2002006214 | 407 | 397
138 | 2002006214 | 407 | 397
139 | 2002006214 | 407 | 397
140 | 2002006214 | 407 | 397
141 | 2002006214 | 407 | 397
142 | 2002006214 | 406 | 396
143 | 2002006214 | 405 | 395
0 | 2004003426 | 343 | 333
1 | 2004003426 | 344 | 334
2 | 2004003426 | 345 | 335
3 | 2004003426 | 346 | 336
4 | 2004003426 | 348 | 338
5 | 2004003426 | 350 | 340
6 | 2004003426 | 352 | 342
7 | 2004003426 | 353 | 343
8 | 2004003426 | 354 | 344
9 | 2004003426 | 355 | 345
10 | 2004003426 | 356.6667 | 346.6667
11 | 2004003426 | 358.3333 | 348.3333
12 | 2004003426 | 360 | 350
13 | 2004003426 | 363.6667 | 353.6667
14 | 2004003426 | 367.3333 | 357.3333
15 | 2004003426 | 371 | 361
16 | 2004003426 | 373.3333 | 363.3333
17 | 2004003426 | 375.6667 | 365.6667
18 | 2004003426 | 378 | 368
19 | 2004003426 | 378.6667 | 368.6667
20 | 2004003426 | 379.3333 | 369.3333
21 | 2004003426 | 380 | 370
22 | 2004003426 | 381.3333 | 371.3333
23 | 2004003426 | 382.6667 | 372.6667
24 | 2004003426 | 384 | 374
25 | 2004003426 | 385.3333 | 375.3333
26 | 2004003426 | 386.6667 | 376.6667
27 | 2004003426 | 388 | 378
28 | 2004003426 | 387 | 377
29 | 2004003426 | 386 | 376
30 | 2004003426 | 385 | 375
31 | 2004003426 | 383 | 373
32 | 2004003426 | 381 | 371
33 | 2004003426 | 379 | 369
34 | 2004003426 | 378.3333 | 368.3333
35 | 2004003426 | 377.6667 | 367.6667
36 | 2004003426 | 377 | 367
37 | 2004003426 | 377.3333 | 367.3333
38 | 2004003426 | 377.6667 | 367.6667
39 | 2004003426 | 378 | 368
40 | 2004003426 | 379.6667 | 369.6667
41 | 2004003426 | 381.3333 | 371.3333
42 | 2004003426 | 383 | 373
43 | 2004003426 | 385.3333 | 375.3333
44 | 2004003426 | 387.6667 | 377.6667
45 | 2004003426 | 390 | 380
46 | 2004003426 | 391.3333 | 381.3333
47 | 2004003426 | 392.6667 | 382.6667
48 | 2004003426 | 394 | 384
49 | 2004003426 | 393.3333 | 383.3333
50 | 2004003426 | 392.6667 | 382.6667
51 | 2004003426 | 392 | 382
52 | 2004003426 | 387.6667 | 377.6667
53 | 2004003426 | 383.3333 | 373.3333
54 | 2004003426 | 379 | 369
55 | 2004003426 | 372.3333 | 362.3333
56 | 2004003426 | 365.6667 | 355.6667
57 | 2004003426 | 359 | 349
58 | 2004003426 | 353.6667 | 343.6667
59 | 2004003426 | 348.3333 | 338.3333
60 | 2004003426 | 343 | 333
61 | 2004003426 | 338.3333 | 328.3333
62 | 2004003426 | 333.6667 | 323.6667
63 | 2004003426 | 329 | 319
64 | 2004003426 | 326 | 316
65 | 2004003426 | 323 | 313
66 | 2004003426 | 320 | 310
67 | 2004003426 | 318.3333 | 308.3333
68 | 2004003426 | 316.6667 | 306.6667
69 | 2004003426 | 315 | 305
70 | 2004003426 | 315.3333 | 305.3333
71 | 2004003426 | 315.6667 | 305.6667
72 | 2004003426 | 316 | 306
73 | 2004003426 | 316.3333 | 306.3333
74 | 2004003426 | 316.6667 | 306.6667
75 | 2004003426 | 317 | 307
76 | 2004003426 | 316.3333 | 306.3333
77 | 2004003426 | 315.6667 | 305.6667
78 | 2004003426 | 315 | 305
79 | 2004003426 | 314.6667 | 304.6667
80 | 2004003426 | 314.3333 | 304.3333
81 | 2004003426 | 314 | 304
82 | 2004003426 | 316.3333 | 306.3333
83 | 2004003426 | 318.6667 | 308.6667
84 | 2004003426 | 321 | 311
85 | 2004003426 | 323.3333 | 313.3333
86 | 2004003426 | 325.6667 | 315.6667
87 | 2004003426 | 328 | 318
88 | 2004003426 | 328.3333 | 318.3333
89 | 2004003426 | 328.6667 | 318.6667
90 | 2004003426 | 329 | 339
91 | 2004003426 | 329 | 339
92 | 2004003426 | 329 | 339
93 | 2004003426 | 329 | 339
94 | 2004003426 | 328.6667 | 338.6667
95 | 2004003426 | 328.3333 | 338.3333
96 | 2004003426 | 328 | 338
97 | 2004003426 | 327.6667 | 337.6667
98 | 2004003426 | 327.3333 | 337.3333
99 | 2004003426 | 327 | 337
100 | 2004003426 | 328.6667 | 338.6667
101 | 2004003426 | 330.3333 | 340.3333
102 | 2004003426 | 332 | 342
103 | 2004003426 | 334.3333 | 344.3333
104 | 2004003426 | 336.6667 | 346.6667
105 | 2004003426 | 339 | 349
106 | 2004003426 | 339.3333 | 349.3333
107 | 2004003426 | 339.6667 | 349.6667
108 | 2004003426 | 340 | 350
109 | 2004003426 | 342.3333 | 352.3333
110 | 2004003426 | 344.6667 | 354.6667
111 | 2004003426 | 347 | 357
112 | 2004003426 | 349.6667 | 359.6667
113 | 2004003426 | 352.3333 | 362.3333
114 | 2004003426 | 355 | 365
115 | 2004003426 | 360.3333 | 370.3333
116 | 2004003426 | 365.6667 | 375.6667
117 | 2004003426 | 371 | 381
118 | 2004003426 | 373.6667 | 383.6667
119 | 2004003426 | 376.3333 | 386.3333
120 | 2004003426 | 379 | 389
121 | 2004003426 | 383.3333 | 393.3333
122 | 2004003426 | 387.6667 | 377.6667
123 | 2004003426 | 392 | 382
124 | 2004003426 | 395.3333 | 385.3333
125 | 2004003426 | 398.6667 | 388.6667
126 | 2004003426 | 402 | 392
127 | 2004003426 | 404.3333 | 394.3333
128 | 2004003426 | 406.6667 | 396.6667
129 | 2004003426 | 409 | 399
130 | 2004003426 | 409 | 399
131 | 2004003426 | 409 | 399
132 | 2004003426 | 409 | 399
133 | 2004003426 | 408.3333 | 398.3333
134 | 2004003426 | 407.6667 | 397.6667
135 | 2004003426 | 407 | 397
136 | 2004003426 | 407 | 397
137 | 2004003426 | 407 | 397
138 | 2004003426 | 407 | 397
139 | 2004003426 | 407 | 397
140 | 2004003426 | 407 | 397
141 | 2004003426 | 407 | 397
142 | 2004003426 | 406 | 396
143 | 2004003426 | 405 | 395
0 | 2005000492 | 343 | 333
1 | 2005000492 | 344 | 334
2 | 2005000492 | 345 | 335
3 | 2005000492 | 346 | 336
4 | 2005000492 | 348 | 338
5 | 2005000492 | 350 | 340
6 | 2005000492 | 352 | 342
7 | 2005000492 | 353 | 343
8 | 2005000492 | 354 | 344
9 | 2005000492 | 355 | 345
10 | 2005000492 | 356.6667 | 346.6667
11 | 2005000492 | 358.3333 | 348.3333
12 | 2005000492 | 360 | 350
13 | 2005000492 | 363.6667 | 353.6667
14 | 2005000492 | 367.3333 | 357.3333
15 | 2005000492 | 371 | 361
16 | 2005000492 | 373.3333 | 363.3333
17 | 2005000492 | 375.6667 | 365.6667
18 | 2005000492 | 378 | 368
19 | 2005000492 | 378.6667 | 368.6667
20 | 2005000492 | 379.3333 | 369.3333
21 | 2005000492 | 380 | 370
22 | 2005000492 | 381.3333 | 371.3333
23 | 2005000492 | 382.6667 | 372.6667
24 | 2005000492 | 384 | 374
25 | 2005000492 | 385.3333 | 375.3333
26 | 2005000492 | 386.6667 | 376.6667
27 | 2005000492 | 388 | 378
28 | 2005000492 | 387 | 377
29 | 2005000492 | 386 | 376
30 | 2005000492 | 385 | 375
31 | 2005000492 | 383 | 373
32 | 2005000492 | 381 | 371
33 | 2005000492 | 379 | 369
34 | 2005000492 | 378.3333 | 368.3333
35 | 2005000492 | 377.6667 | 367.6667
36 | 2005000492 | 377 | 367
37 | 2005000492 | 377.3333 | 367.3333
38 | 2005000492 | 377.6667 | 367.6667
39 | 2005000492 | 378 | 368
40 | 2005000492 | 379.6667 | 369.6667
41 | 2005000492 | 381.3333 | 371.3333
42 | 2005000492 | 383 | 373
43 | 2005000492 | 385.3333 | 375.3333
44 | 2005000492 | 387.6667 | 377.6667
45 | 2005000492 | 390 | 380
46 | 2005000492 | 391.3333 | 381.3333
47 | 2005000492 | 392.6667 | 382.6667
48 | 2005000492 | 394 | 384
49 | 2005000492 | 393.3333 | 383.3333
50 | 2005000492 | 392.6667 | 382.6667
51 | 2005000492 | 392 | 382
52 | 2005000492 | 387.6667 | 377.6667
53 | 2005000492 | 383.3333 | 373.3333
54 | 2005000492 | 379 | 369
55 | 2005000492 | 372.3333 | 362.3333
56 | 2005000492 | 365.6667 | 355.6667
57 | 2005000492 | 359 | 349
58 | 2005000492 | 353.6667 | 343.6667
59 | 2005000492 | 348.3333 | 338.3333
60 | 2005000492 | 343 | 333
61 | 2005000492 | 338.3333 | 328.3333
62 | 2005000492 | 333.6667 | 323.6667
63 | 2005000492 | 329 | 319
64 | 2005000492 | 326 | 316
65 | 2005000492 | 323 | 313
66 | 2005000492 | 320 | 310
67 | 2005000492 | 318.3333 | 308.3333
68 | 2005000492 | 316.6667 | 306.6667
69 | 2005000492 | 315 | 305
70 | 2005000492 | 315.3333 | 305.3333
71 | 2005000492 | 315.6667 | 305.6667
72 | 2005000492 | 316 | 306
73 | 2005000492 | 316.3333 | 306.3333
74 | 2005000492 | 316.6667 | 306.6667
75 | 2005000492 | 317 | 307
76 | 2005000492 | 316.3333 | 306.3333
77 | 2005000492 | 315.6667 | 305.6667
78 | 2005000492 | 315 | 305
79 | 2005000492 | 314.6667 | 304.6667
80 | 2005000492 | 314.3333 | 304.3333
81 | 2005000492 | 314 | 304
82 | 2005000492 | 316.3333 | 306.3333
83 | 2005000492 | 318.6667 | 308.6667
84 | 2005000492 | 321 | 311
85 | 2005000492 | 323.3333 | 313.3333
86 | 2005000492 | 325.6667 | 315.6667
87 | 2005000492 | 328 | 318
88 | 2005000492 | 328.3333 | 318.3333
89 | 2005000492 | 328.6667 | 318.6667
90 | 2005000492 | 329 | 339
91 | 2005000492 | 329 | 339
92 | 2005000492 | 329 | 339
93 | 2005000492 | 329 | 339
94 | 2005000492 | 328.6667 | 338.6667
95 | 2005000492 | 328.3333 | 338.3333
96 | 2005000492 | 328 | 338
97 | 2005000492 | 327.6667 | 337.6667
98 | 2005000492 | 327.3333 | 337.3333
99 | 2005000492 | 327 | 337
100 | 2005000492 | 328.6667 | 338.6667
101 | 2005000492 | 330.3333 | 340.3333
102 | 2005000492 | 332 | 342
103 | 2005000492 | 334.3333 | 344.3333
104 | 2005000492 | 336.6667 | 346.6667
105 | 2005000492 | 339 | 349
106 | 2005000492 | 339.3333 | 349.3333
107 | 2005000492 | 339.6667 | 349.6667
108 | 2005000492 | 340 | 350
109 | 2005000492 | 342.3333 | 352.3333
110 | 2005000492 | 344.6667 | 354.6667
111 | 2005000492 | 347 | 357
112 | 2005000492 | 349.6667 | 359.6667
113 | 2005000492 | 352.3333 | 362.3333
114 | 2005000492 | 355 | 365
115 | 2005000492 | 360.3333 | 370.3333
116 | 2005000492 | 365.6667 | 375.6667
117 | 2005000492 | 371 | 381
118 | 2005000492 | 373.6667 | 383.6667
119 | 2005000492 | 376.3333 | 386.3333
120 | 2005000492 | 379 | 389
121 | 2005000492 | 383.3333 | 393.3333
122 | 2005000492 | 387.6667 | 377.6667
123 | 2005000492 | 392 | 382
124 | 2005000492 | 395.3333 | 385.3333
125 | 2005000492 | 398.6667 | 388.6667
126 | 2005000492 | 402 | 392
127 | 2005000492 | 404.3333 | 394.3333
128 | 2005000492 | 406.6667 | 396.6667
129 | 2005000492 | 409 | 399
130 | 2005000492 | 409 | 399
131 | 2005000492 | 409 | 399
132 | 2005000492 | 409 | 399
133 | 2005000492 | 408.3333 | 398.3333
134 | 2005000492 | 407.6667 | 397.6667
135 | 2005000492 | 407 | 397
136 | 2005000492 | 407 | 397
137 | 2005000492 | 407 | 397
138 | 2005000492 | 407 | 397
139 | 2005000492 | 407 | 397
140 | 2005000492 | 407 | 397
141 | 2005000492 | 407 | 397
142 | 2005000492 | 406 | 396
143 | 2005000492 | 405 | 395
0 | 2004007763 | 343 | 333
1 | 2004007763 | 344 | 334
2 | 2004007763 | 345 | 335
3 | 2004007763 | 346 | 336
4 | 2004007763 | 348 | 338
5 | 2004007763 | 350 | 340
6 | 2004007763 | 352 | 342
7 | 2004007763 | 353 | 343
8 | 2004007763 | 354 | 344
9 | 2004007763 | 355 | 345
10 | 2004007763 | 356.6667 | 346.6667
11 | 2004007763 | 358.3333 | 348.3333
12 | 2004007763 | 360 | 350
13 | 2004007763 | 363.6667 | 353.6667
14 | 2004007763 | 367.3333 | 357.3333
15 | 2004007763 | 371 | 361
16 | 2004007763 | 373.3333 | 363.3333
17 | 2004007763 | 375.6667 | 365.6667
18 | 2004007763 | 378 | 368
19 | 2004007763 | 378.6667 | 368.6667
20 | 2004007763 | 379.3333 | 369.3333
21 | 2004007763 | 380 | 370
22 | 2004007763 | 381.3333 | 371.3333
23 | 2004007763 | 382.6667 | 372.6667
24 | 2004007763 | 384 | 374
25 | 2004007763 | 385.3333 | 375.3333
26 | 2004007763 | 386.6667 | 376.6667
27 | 2004007763 | 388 | 378
28 | 2004007763 | 387 | 377
29 | 2004007763 | 386 | 376
30 | 2004007763 | 385 | 375
31 | 2004007763 | 383 | 373
32 | 2004007763 | 381 | 371
33 | 2004007763 | 379 | 369
34 | 2004007763 | 378.3333 | 368.3333
35 | 2004007763 | 377.6667 | 367.6667
36 | 2004007763 | 377 | 367
37 | 2004007763 | 377.3333 | 367.3333
38 | 2004007763 | 377.6667 | 367.6667
39 | 2004007763 | 378 | 368
40 | 2004007763 | 379.6667 | 369.6667
41 | 2004007763 | 381.3333 | 371.3333
42 | 2004007763 | 383 | 373
43 | 2004007763 | 385.3333 | 375.3333
44 | 2004007763 | 387.6667 | 377.6667
45 | 2004007763 | 390 | 380
46 | 2004007763 | 391.3333 | 381.3333
47 | 2004007763 | 392.6667 | 382.6667
48 | 2004007763 | 394 | 384
49 | 2004007763 | 393.3333 | 383.3333
50 | 2004007763 | 392.6667 | 382.6667
51 | 2004007763 | 392 | 382
52 | 2004007763 | 387.6667 | 377.6667
53 | 2004007763 | 383.3333 | 373.3333
54 | 2004007763 | 379 | 369
55 | 2004007763 | 372.3333 | 362.3333
56 | 2004007763 | 365.6667 | 355.6667
57 | 2004007763 | 359 | 349
58 | 2004007763 | 353.6667 | 343.6667
59 | 2004007763 | 348.3333 | 338.3333
60 | 2004007763 | 343 | 333
61 | 2004007763 | 338.3333 | 328.3333
62 | 2004007763 | 333.6667 | 323.6667
63 | 2004007763 | 329 | 319
64 | 2004007763 | 326 | 316
65 | 2004007763 | 323 | 313
66 | 2004007763 | 320 | 310
67 | 2004007763 | 318.3333 | 308.3333
68 | 2004007763 | 316.6667 | 306.6667
69 | 2004007763 | 315 | 305
70 | 2004007763 | 315.3333 | 305.3333
71 | 2004007763 | 315.6667 | 305.6667
72 | 2004007763 | 316 | 306
73 | 2004007763 | 316.3333 | 306.3333
74 | 2004007763 | 316.6667 | 306.6667
75 | 2004007763 | 317 | 307
76 | 2004007763 | 316.3333 | 306.3333
77 | 2004007763 | 315.6667 | 305.6667
78 | 2004007763 | 315 | 305
79 | 2004007763 | 314.6667 | 304.6667
80 | 2004007763 | 314.3333 | 304.3333
81 | 2004007763 | 314 | 304
82 | 2004007763 | 316.3333 | 306.3333
83 | 2004007763 | 318.6667 | 308.6667
84 | 2004007763 | 321 | 311
85 | 2004007763 | 323.3333 | 313.3333
86 | 2004007763 | 325.6667 | 315.6667
87 | 2004007763 | 328 | 318
88 | 2004007763 | 328.3333 | 318.3333
89 | 2004007763 | 328.6667 | 318.6667
90 | 2004007763 | 329 | 339
91 | 2004007763 | 329 | 339
92 | 2004007763 | 329 | 339
93 | 2004007763 | 329 | 339
94 | 2004007763 | 328.6667 | 338.6667
95 | 2004007763 | 328.3333 | 338.3333
96 | 2004007763 | 328 | 338
97 | 2004007763 | 327.6667 | 337.6667
98 | 2004007763 | 327.3333 | 337.3333
99 | 2004007763 | 327 | 337
100 | 2004007763 | 328.6667 | 338.6667
101 | 2004007763 | 330.3333 | 340.3333
102 | 2004007763 | 332 | 342
103 | 2004007763 | 334.3333 | 344.3333
104 | 2004007763 | 336.6667 | 346.6667
105 | 2004007763 | 339 | 349
106 | 2004007763 | 339.3333 | 349.3333
107 | 2004007763 | 339.6667 | 349.6667
108 | 2004007763 | 340 | 350
109 | 2004007763 | 342.3333 | 352.3333
110 | 2004007763 | 344.6667 | 354.6667
111 | 2004007763 | 347 | 357
112 | 2004007763 | 349.6667 | 359.6667
113 | 2004007763 | 352.3333 | 362.3333
114 | 2004007763 | 355 | 365
115 | 2004007763 | 360.3333 | 370.3333
116 | 2004007763 | 365.6667 | 375.6667
117 | 2004007763 | 371 | 381
118 | 2004007763 | 373.6667 | 383.6667
119 | 2004007763 | 376.3333 | 386.3333
120 | 2004007763 | 379 | 389
121 | 2004007763 | 383.3333 | 393.3333
122 | 2004007763 | 387.6667 | 377.6667
123 | 2004007763 | 392 | 382
124 | 2004007763 | 395.3333 | 385.3333
125 | 2004007763 | 398.6667 | 388.6667
126 | 2004007763 | 402 | 392
127 | 2004007763 | 404.3333 | 394.3333
128 | 2004007763 | 406.6667 | 396.6667
129 | 2004007763 | 409 | 399
130 | 2004007763 | 409 | 399
131 | 2004007763 | 409 | 399
132 | 2004007763 | 409 | 399
133 | 2004007763 | 408.3333 | 398.3333
134 | 2004007763 | 407.6667 | 397.6667
135 | 2004007763 | 407 | 397
136 | 2004007763 | 407 | 397
137 | 2004007763 | 407 | 397
138 | 2004007763 | 407 | 397
139 | 2004007763 | 407 | 397
140 | 2004007763 | 407 | 397
141 | 2004007763 | 407 | 397
142 | 2004007763 | 406 | 396
143 | 2004007763 | 405 | 395
0 | 2015007870 | 343 | 333
1 | 2015007870 | 344 | 334
2 | 2015007870 | 345 | 335
3 | 2015007870 | 346 | 336
4 | 2015007870 | 348 | 338
5 | 2015007870 | 350 | 340
6 | 2015007870 | 352 | 342
7 | 2015007870 | 353 | 343
8 | 2015007870 | 354 | 344
9 | 2015007870 | 355 | 345
10 | 2015007870 | 356.6667 | 346.6667
11 | 2015007870 | 358.3333 | 348.3333
12 | 2015007870 | 360 | 350
13 | 2015007870 | 363.6667 | 353.6667
14 | 2015007870 | 367.3333 | 357.3333
15 | 2015007870 | 371 | 361
16 | 2015007870 | 373.3333 | 363.3333
17 | 2015007870 | 375.6667 | 365.6667
18 | 2015007870 | 378 | 368
19 | 2015007870 | 378.6667 | 368.6667
20 | 2015007870 | 379.3333 | 369.3333
21 | 2015007870 | 380 | 370
22 | 2015007870 | 381.3333 | 371.3333
23 | 2015007870 | 382.6667 | 372.6667
24 | 2015007870 | 384 | 374
25 | 2015007870 | 385.3333 | 375.3333
26 | 2015007870 | 386.6667 | 376.6667
27 | 2015007870 | 388 | 378
28 | 2015007870 | 387 | 377
29 | 2015007870 | 386 | 376
30 | 2015007870 | 385 | 375
31 | 2015007870 | 383 | 373
32 | 2015007870 | 381 | 371
33 | 2015007870 | 379 | 369
34 | 2015007870 | 378.3333 | 368.3333
35 | 2015007870 | 377.6667 | 367.6667
36 | 2015007870 | 377 | 367
37 | 2015007870 | 377.3333 | 367.3333
38 | 2015007870 | 377.6667 | 367.6667
39 | 2015007870 | 378 | 368
40 | 2015007870 | 379.6667 | 369.6667
41 | 2015007870 | 381.3333 | 371.3333
42 | 2015007870 | 383 | 373
43 | 2015007870 | 385.3333 | 375.3333
44 | 2015007870 | 387.6667 | 377.6667
45 | 2015007870 | 390 | 380
46 | 2015007870 | 391.3333 | 381.3333
47 | 2015007870 | 392.6667 | 382.6667
48 | 2015007870 | 394 | 384
49 | 2015007870 | 393.3333 | 383.3333
50 | 2015007870 | 392.6667 | 382.6667
51 | 2015007870 | 392 | 382
52 | 2015007870 | 387.6667 | 377.6667
53 | 2015007870 | 383.3333 | 373.3333
54 | 2015007870 | 379 | 369
55 | 2015007870 | 372.3333 | 362.3333
56 | 2015007870 | 365.6667 | 355.6667
57 | 2015007870 | 359 | 349
58 | 2015007870 | 353.6667 | 343.6667
59 | 2015007870 | 348.3333 | 338.3333
60 | 2015007870 | 343 | 333
61 | 2015007870 | 338.3333 | 328.3333
62 | 2015007870 | 333.6667 | 323.6667
63 | 2015007870 | 329 | 319
64 | 2015007870 | 326 | 316
65 | 2015007870 | 323 | 313
66 | 2015007870 | 320 | 310
67 | 2015007870 | 318.3333 | 308.3333
68 | 2015007870 | 316.6667 | 306.6667
69 | 2015007870 | 315 | 305
70 | 2015007870 | 315.3333 | 305.3333
71 | 2015007870 | 315.6667 | 305.6667
72 | 2015007870 | 316 | 306
73 | 2015007870 | 316.3333 | 306.3333
74 | 2015007870 | 316.6667 | 306.6667
75 | 2015007870 | 317 | 307
76 | 2015007870 | 316.3333 | 306.3333
77 | 2015007870 | 315.6667 | 305.6667
78 | 2015007870 | 315 | 305
79 | 2015007870 | 314.6667 | 304.6667
80 | 2015007870 | 314.3333 | 304.3333
81 | 2015007870 | 314 | 304
82 | 2015007870 | 316.3333 | 306.3333
83 | 2015007870 | 318.6667 | 308.6667
84 | 2015007870 | 321 | 311
85 | 2015007870 | 323.3333 | 313.3333
86 | 2015007870 | 325.6667 | 315.6667
87 | 2015007870 | 328 | 318
88 | 2015007870 | 328.3333 | 318.3333
89 | 2015007870 | 328.6667 | 318.6667
90 | 2015007870 | 329 | 339
91 | 2015007870 | 329 | 339
92 | 2015007870 | 329 | 339
93 | 2015007870 | 329 | 339
94 | 2015007870 | 328.6667 | 338.6667
95 | 2015007870 | 328.3333 | 338.3333
96 | 2015007870 | 328 | 338
97 | 2015007870 | 327.6667 | 337.6667
98 | 2015007870 | 327.3333 | 337.3333
99 | 2015007870 | 327 | 337
100 | 2015007870 | 328.6667 | 338.6667
101 | 2015007870 | 330.3333 | 340.3333
102 | 2015007870 | 332 | 342
103 | 2015007870 | 334.3333 | 344.3333
104 | 2015007870 | 336.6667 | 346.6667
105 | 2015007870 | 339 | 349
106 | 2015007870 | 339.3333 | 349.3333
107 | 2015007870 | 339.6667 | 349.6667
108 | 2015007870 | 340 | 350
109 | 2015007870 | 342.3333 | 352.3333
110 | 2015007870 | 344.6667 | 354.6667
111 | 2015007870 | 347 | 357
112 | 2015007870 | 349.6667 | 359.6667
113 | 2015007870 | 352.3333 | 362.3333
114 | 2015007870 | 355 | 365
115 | 2015007870 | 360.3333 | 370.3333
116 | 2015007870 | 365.6667 | 375.6667
117 | 2015007870 | 371 | 381
118 | 2015007870 | 373.6667 | 383.6667
119 | 2015007870 | 376.3333 | 386.3333
120 | 2015007870 | 379 | 389
121 | 2015007870 | 383.3333 | 393.3333
122 | 2015007870 | 387.6667 | 377.6667
123 | 2015007870 | 392 | 382
124 | 2015007870 | 395.3333 | 385.3333
125 | 2015007870 | 398.6667 | 388.6667
126 | 2015007870 | 402 | 392
127 | 2015007870 | 404.3333 | 394.3333
128 | 2015007870 | 406.6667 | 396.6667
129 | 2015007870 | 409 | 399
130 | 2015007870 | 409 | 399
131 | 2015007870 | 409 | 399
132 | 2015007870 | 409 | 399
133 | 2015007870 | 408.3333 | 398.3333
134 | 2015007870 | 407.6667 | 397.6667
135 | 2015007870 | 407 | 397
136 | 2015007870 | 407 | 397
137 | 2015007870 | 407 | 397
138 | 2015007870 | 407 | 397
139 | 2015007870 | 407 | 397
140 | 2015007870 | 407 | 397
141 | 2015007870 | 407 | 397
142 | 2015007870 | 406 | 396
143 | 2015007870 | 405 | 395
0 | 2013002419 | 343 | 333
1 | 2013002419 | 344 | 334
2 | 2013002419 | 345 | 335
3 | 2013002419 | 346 | 336
4 | 2013002419 | 348 | 338
5 | 2013002419 | 350 | 340
6 | 2013002419 | 352 | 342
7 | 2013002419 | 353 | 343
8 | 2013002419 | 354 | 344
9 | 2013002419 | 355 | 345
10 | 2013002419 | 356.6667 | 346.6667
11 | 2013002419 | 358.3333 | 348.3333
12 | 2013002419 | 360 | 350
13 | 2013002419 | 363.6667 | 353.6667
14 | 2013002419 | 367.3333 | 357.3333
15 | 2013002419 | 371 | 361
16 | 2013002419 | 373.3333 | 363.3333
17 | 2013002419 | 375.6667 | 365.6667
18 | 2013002419 | 378 | 368
19 | 2013002419 | 378.6667 | 368.6667
20 | 2013002419 | 379.3333 | 369.3333
21 | 2013002419 | 380 | 370
22 | 2013002419 | 381.3333 | 371.3333
23 | 2013002419 | 382.6667 | 372.6667
24 | 2013002419 | 384 | 374
25 | 2013002419 | 385.3333 | 375.3333
26 | 2013002419 | 386.6667 | 376.6667
27 | 2013002419 | 388 | 378
28 | 2013002419 | 387 | 377
29 | 2013002419 | 386 | 376
30 | 2013002419 | 385 | 375
31 | 2013002419 | 383 | 373
32 | 2013002419 | 381 | 371
33 | 2013002419 | 379 | 369
34 | 2013002419 | 378.3333 | 368.3333
35 | 2013002419 | 377.6667 | 367.6667
36 | 2013002419 | 377 | 367
37 | 2013002419 | 377.3333 | 367.3333
38 | 2013002419 | 377.6667 | 367.6667
39 | 2013002419 | 378 | 368
40 | 2013002419 | 379.6667 | 369.6667
41 | 2013002419 | 381.3333 | 371.3333
42 | 2013002419 | 383 | 373
43 | 2013002419 | 385.3333 | 375.3333
44 | 2013002419 | 387.6667 | 377.6667
45 | 2013002419 | 390 | 380
46 | 2013002419 | 391.3333 | 381.3333
47 | 2013002419 | 392.6667 | 382.6667
48 | 2013002419 | 394 | 384
49 | 2013002419 | 393.3333 | 383.3333
50 | 2013002419 | 392.6667 | 382.6667
51 | 2013002419 | 392 | 382
52 | 2013002419 | 387.6667 | 377.6667
53 | 2013002419 | 383.3333 | 373.3333
54 | 2013002419 | 379 | 369
55 | 2013002419 | 372.3333 | 362.3333
56 | 2013002419 | 365.6667 | 355.6667
57 | 2013002419 | 359 | 349
58 | 2013002419 | 353.6667 | 343.6667
59 | 2013002419 | 348.3333 | 338.3333
60 | 2013002419 | 343 | 333
61 | 2013002419 | 338.3333 | 328.3333
62 | 2013002419 | 333.6667 | 323.6667
63 | 2013002419 | 329 | 319
64 | 2013002419 | 326 | 316
65 | 2013002419 | 323 | 313
66 | 2013002419 | 320 | 310
67 | 2013002419 | 318.3333 | 308.3333
68 | 2013002419 | 316.6667 | 306.6667
69 | 2013002419 | 315 | 305
70 | 2013002419 | 315.3333 | 305.3333
71 | 2013002419 | 315.6667 | 305.6667
72 | 2013002419 | 316 | 306
73 | 2013002419 | 316.3333 | 306.3333
74 | 2013002419 | 316.6667 | 306.6667
75 | 2013002419 | 317 | 307
76 | 2013002419 | 316.3333 | 306.3333
77 | 2013002419 | 315.6667 | 305.6667
78 | 2013002419 | 315 | 305
79 | 2013002419 | 314.6667 | 304.6667
80 | 2013002419 | 314.3333 | 304.3333
81 | 2013002419 | 314 | 304
82 | 2013002419 | 316.3333 | 306.3333
83 | 2013002419 | 318.6667 | 308.6667
84 | 2013002419 | 321 | 311
85 | 2013002419 | 323.3333 | 313.3333
86 | 2013002419 | 325.6667 | 315.6667
87 | 2013002419 | 328 | 318
88 | 2013002419 | 328.3333 | 318.3333
89 | 2013002419 | 328.6667 | 318.6667
90 | 2013002419 | 329 | 339
91 | 2013002419 | 329 | 339
92 | 2013002419 | 329 | 339
93 | 2013002419 | 329 | 339
94 | 2013002419 | 328.6667 | 338.6667
95 | 2013002419 | 328.3333 | 338.3333
96 | 2013002419 | 328 | 338
97 | 2013002419 | 327.6667 | 337.6667
98 | 2013002419 | 327.3333 | 337.3333
99 | 2013002419 | 327 | 337
100 | 2013002419 | 328.6667 | 338.6667
101 | 2013002419 | 330.3333 | 340.3333
102 | 2013002419 | 332 | 342
103 | 2013002419 | 334.3333 | 344.3333
104 | 2013002419 | 336.6667 | 346.6667
105 | 2013002419 | 339 | 349
106 | 2013002419 | 339.3333 | 349.3333
107 | 2013002419 | 339.6667 | 349.6667
108 | 2013002419 | 340 | 350
109 | 2013002419 | 342.3333 | 352.3333
110 | 2013002419 | 344.6667 | 354.6667
111 | 2013002419 | 347 | 357
112 | 2013002419 | 349.6667 | 359.6667
113 | 2013002419 | 352.3333 | 362.3333
114 | 2013002419 | 355 | 365
115 | 2013002419 | 360.3333 | 370.3333
116 | 2013002419 | 365.6667 | 375.6667
117 | 2013002419 | 371 | 381
118 | 2013002419 | 373.6667 | 383.6667
119 | 2013002419 | 376.3333 | 386.3333
120 | 2013002419 | 379 | 389
121 | 2013002419 | 383.3333 | 393.3333
122 | 2013002419 | 387.6667 | 377.6667
123 | 2013002419 | 392 | 382
124 | 2013002419 | 395.3333 | 385.3333
125 | 2013002419 | 398.6667 | 388.6667
126 | 2013002419 | 402 | 392
127 | 2013002419 | 404.3333 | 394.3333
128 | 2013002419 | 406.6667 | 396.6667
129 | 2013002419 | 409 | 399
130 | 2013002419 | 409 | 399
131 | 2013002419 | 409 | 399
132 | 2013002419 | 409 | 399
133 | 2013002419 | 408.3333 | 398.3333
134 | 2013002419 | 407.6667 | 397.6667
135 | 2013002419 | 407 | 397
136 | 2013002419 | 407 | 397
137 | 2013002419 | 407 | 397
138 | 2013002419 | 407 | 397
139 | 2013002419 | 407 | 397
140 | 2013002419 | 407 | 397
141 | 2013002419 | 407 | 397
142 | 2013002419 | 406 | 396
143 | 2013002419 | 405 | 395
0 | 2003007093 | 343 | 333
1 | 2003007093 | 344 | 334
2 | 2003007093 | 345 | 335
3 | 2003007093 | 346 | 336
4 | 2003007093 | 348 | 338
5 | 2003007093 | 350 | 340
6 | 2003007093 | 352 | 342
7 | 2003007093 | 353 | 343
8 | 2003007093 | 354 | 344
9 | 2003007093 | 355 | 345
10 | 2003007093 | 356.6667 | 346.6667
11 | 2003007093 | 358.3333 | 348.3333
12 | 2003007093 | 360 | 350
13 | 2003007093 | 363.6667 | 353.6667
14 | 2003007093 | 367.3333 | 357.3333
15 | 2003007093 | 371 | 361
16 | 2003007093 | 373.3333 | 363.3333
17 | 2003007093 | 375.6667 | 365.6667
18 | 2003007093 | 378 | 368
19 | 2003007093 | 378.6667 | 368.6667
20 | 2003007093 | 379.3333 | 369.3333
21 | 2003007093 | 380 | 370
22 | 2003007093 | 381.3333 | 371.3333
23 | 2003007093 | 382.6667 | 372.6667
24 | 2003007093 | 384 | 374
25 | 2003007093 | 385.3333 | 375.3333
26 | 2003007093 | 386.6667 | 376.6667
27 | 2003007093 | 388 | 378
28 | 2003007093 | 387 | 377
29 | 2003007093 | 386 | 376
30 | 2003007093 | 385 | 375
31 | 2003007093 | 383 | 373
32 | 2003007093 | 381 | 371
33 | 2003007093 | 379 | 369
34 | 2003007093 | 378.3333 | 368.3333
35 | 2003007093 | 377.6667 | 367.6667
36 | 2003007093 | 377 | 367
37 | 2003007093 | 377.3333 | 367.3333
38 | 2003007093 | 377.6667 | 367.6667
39 | 2003007093 | 378 | 368
40 | 2003007093 | 379.6667 | 369.6667
41 | 2003007093 | 381.3333 | 371.3333
42 | 2003007093 | 383 | 373
43 | 2003007093 | 385.3333 | 375.3333
44 | 2003007093 | 387.6667 | 377.6667
45 | 2003007093 | 390 | 380
46 | 2003007093 | 391.3333 | 381.3333
47 | 2003007093 | 392.6667 | 382.6667
48 | 2003007093 | 394 | 384
49 | 2003007093 | 393.3333 | 383.3333
50 | 2003007093 | 392.6667 | 382.6667
51 | 2003007093 | 392 | 382
52 | 2003007093 | 387.6667 | 377.6667
53 | 2003007093 | 383.3333 | 373.3333
54 | 2003007093 | 379 | 369
55 | 2003007093 | 372.3333 | 362.3333
56 | 2003007093 | 365.6667 | 355.6667
57 | 2003007093 | 359 | 349
58 | 2003007093 | 353.6667 | 343.6667
59 | 2003007093 | 348.3333 | 338.3333
60 | 2003007093 | 343 | 333
61 | 2003007093 | 338.3333 | 328.3333
62 | 2003007093 | 333.6667 | 323.6667
63 | 2003007093 | 329 | 319
64 | 2003007093 | 326 | 316
65 | 2003007093 | 323 | 313
66 | 2003007093 | 320 | 310
67 | 2003007093 | 318.3333 | 308.3333
68 | 2003007093 | 316.6667 | 306.6667
69 | 2003007093 | 315 | 305
70 | 2003007093 | 315.3333 | 305.3333
71 | 2003007093 | 315.6667 | 305.6667
72 | 2003007093 | 316 | 306
73 | 2003007093 | 316.3333 | 306.3333
74 | 2003007093 | 316.6667 | 306.6667
75 | 2003007093 | 317 | 307
76 | 2003007093 | 316.3333 | 306.3333
77 | 2003007093 | 315.6667 | 305.6667
78 | 2003007093 | 315 | 305
79 | 2003007093 | 314.6667 | 304.6667
80 | 2003007093 | 314.3333 | 304.3333
81 | 2003007093 | 314 | 304
82 | 2003007093 | 316.3333 | 306.3333
83 | 2003007093 | 318.6667 | 308.6667
84 | 2003007093 | 321 | 311
85 | 2003007093 | 323.3333 | 313.3333
86 | 2003007093 | 325.6667 | 315.6667
87 | 2003007093 | 328 | 318
88 | 2003007093 | 328.3333 | 318.3333
89 | 2003007093 | 328.6667 | 318.6667
90 | 2003007093 | 329 | 339
91 | 2003007093 | 329 | 339
92 | 2003007093 | 329 | 339
93 | 2003007093 | 329 | 339
94 | 2003007093 | 328.6667 | 338.6667
95 | 2003007093 | 328.3333 | 338.3333
96 | 2003007093 | 328 | 338
97 | 2003007093 | 327.6667 | 337.6667
98 | 2003007093 | 327.3333 | 337.3333
99 | 2003007093 | 327 | 337
100 | 2003007093 | 328.6667 | 338.6667
101 | 2003007093 | 330.3333 | 340.3333
102 | 2003007093 | 332 | 342
103 | 2003007093 | 334.3333 | 344.3333
104 | 2003007093 | 336.6667 | 346.6667
105 | 2003007093 | 339 | 349
106 | 2003007093 | 339.3333 | 349.3333
107 | 2003007093 | 339.6667 | 349.6667
108 | 2003007093 | 340 | 350
109 | 2003007093 | 342.3333 | 352.3333
110 | 2003007093 | 344.6667 | 354.6667
111 | 2003007093 | 347 | 357
112 | 2003007093 | 349.6667 | 359.6667
113 | 2003007093 | 352.3333 | 362.3333
114 | 2003007093 | 355 | 365
115 | 2003007093 | 360.3333 | 370.3333
116 | 2003007093 | 365.6667 | 375.6667
117 | 2003007093 | 371 | 381
118 | 2003007093 | 373.6667 | 383.6667
119 | 2003007093 | 376.3333 | 386.3333
120 | 2003007093 | 379 | 389
121 | 2003007093 | 383.3333 | 393.3333
122 | 2003007093 | 387.6667 | 377.6667
123 | 2003007093 | 392 | 382
124 | 2003007093 | 395.3333 | 385.3333
125 | 2003007093 | 398.6667 | 388.6667
126 | 2003007093 | 402 | 392
127 | 2003007093 | 404.3333 | 394.3333
128 | 2003007093 | 406.6667 | 396.6667
129 | 2003007093 | 409 | 399
130 | 2003007093 | 409 | 399
131 | 2003007093 | 409 | 399
132 | 2003007093 | 409 | 399
133 | 2003007093 | 408.3333 | 398.3333
134 | 2003007093 | 407.6667 | 397.6667
135 | 2003007093 | 407 | 397
136 | 2003007093 | 407 | 397
137 | 2003007093 | 407 | 397
138 | 2003007093 | 407 | 397
139 | 2003007093 | 407 | 397
140 | 2003007093 | 407 | 397
141 | 2003007093 | 407 | 397
142 | 2003007093 | 406 | 396
143 | 2003007093 | 405 | 395
0 | 2005004134 | 343 | 333
1 | 2005004134 | 344 | 334
2 | 2005004134 | 345 | 335
3 | 2005004134 | 346 | 336
4 | 2005004134 | 348 | 338
5 | 2005004134 | 350 | 340
6 | 2005004134 | 352 | 342
7 | 2005004134 | 353 | 343
8 | 2005004134 | 354 | 344
9 | 2005004134 | 355 | 345
10 | 2005004134 | 356.6667 | 346.6667
11 | 2005004134 | 358.3333 | 348.3333
12 | 2005004134 | 360 | 350
13 | 2005004134 | 363.6667 | 353.6667
14 | 2005004134 | 367.3333 | 357.3333
15 | 2005004134 | 371 | 361
16 | 2005004134 | 373.3333 | 363.3333
17 | 2005004134 | 375.6667 | 365.6667
18 | 2005004134 | 378 | 368
19 | 2005004134 | 378.6667 | 368.6667
20 | 2005004134 | 379.3333 | 369.3333
21 | 2005004134 | 380 | 370
22 | 2005004134 | 381.3333 | 371.3333
23 | 2005004134 | 382.6667 | 372.6667
24 | 2005004134 | 384 | 374
25 | 2005004134 | 385.3333 | 375.3333
26 | 2005004134 | 386.6667 | 376.6667
27 | 2005004134 | 388 | 378
28 | 2005004134 | 387 | 377
29 | 2005004134 | 386 | 376
30 | 2005004134 | 385 | 375
31 | 2005004134 | 383 | 373
32 | 2005004134 | 381 | 371
33 | 2005004134 | 379 | 369
34 | 2005004134 | 378.3333 | 368.3333
35 | 2005004134 | 377.6667 | 367.6667
36 | 2005004134 | 377 | 367
37 | 2005004134 | 377.3333 | 367.3333
38 | 2005004134 | 377.6667 | 367.6667
39 | 2005004134 | 378 | 368
40 | 2005004134 | 379.6667 | 369.6667
41 | 2005004134 | 381.3333 | 371.3333
42 | 2005004134 | 383 | 373
43 | 2005004134 | 385.3333 | 375.3333
44 | 2005004134 | 387.6667 | 377.6667
45 | 2005004134 | 390 | 380
46 | 2005004134 | 391.3333 | 381.3333
47 | 2005004134 | 392.6667 | 382.6667
48 | 2005004134 | 394 | 384
49 | 2005004134 | 393.3333 | 383.3333
50 | 2005004134 | 392.6667 | 382.6667
51 | 2005004134 | 392 | 382
52 | 2005004134 | 387.6667 | 377.6667
53 | 2005004134 | 383.3333 | 373.3333
54 | 2005004134 | 379 | 369
55 | 2005004134 | 372.3333 | 362.3333
56 | 2005004134 | 365.6667 | 355.6667
57 | 2005004134 | 359 | 349
58 | 2005004134 | 353.6667 | 343.6667
59 | 2005004134 | 348.3333 | 338.3333
60 | 2005004134 | 343 | 333
61 | 2005004134 | 338.3333 | 328.3333
62 | 2005004134 | 333.6667 | 323.6667
63 | 2005004134 | 329 | 319
64 | 2005004134 | 326 | 316
65 | 2005004134 | 323 | 313
66 | 2005004134 | 320 | 310
67 | 2005004134 | 318.3333 | 308.3333
68 | 2005004134 | 316.6667 | 306.6667
69 | 2005004134 | 315 | 305
70 | 2005004134 | 315.3333 | 305.3333
71 | 2005004134 | 315.6667 | 305.6667
72 | 2005004134 | 316 | 306
73 | 2005004134 | 316.3333 | 306.3333
74 | 2005004134 | 316.6667 | 306.6667
75 | 2005004134 | 317 | 307
76 | 2005004134 | 316.3333 | 306.3333
77 | 2005004134 | 315.6667 | 305.6667
78 | 2005004134 | 315 | 305
79 | 2005004134 | 314.6667 | 304.6667
80 | 2005004134 | 314.3333 | 304.3333
81 | 2005004134 | 314 | 304
82 | 2005004134 | 316.3333 | 306.3333
83 | 2005004134 | 318.6667 | 308.6667
84 | 2005004134 | 321 | 311
85 | 2005004134 | 323.3333 | 313.3333
86 | 2005004134 | 325.6667 | 315.6667
87 | 2005004134 | 328 | 318
88 | 2005004134 | 328.3333 | 318.3333
89 | 2005004134 | 328.6667 | 318.6667
90 | 2005004134 | 329 | 339
91 | 2005004134 | 329 | 339
92 | 2005004134 | 329 | 339
93 | 2005004134 | 329 | 339
94 | 2005004134 | 328.6667 | 338.6667
95 | 2005004134 | 328.3333 | 338.3333
96 | 2005004134 | 328 | 338
97 | 2005004134 | 327.6667 | 337.6667
98 | 2005004134 | 327.3333 | 337.3333
99 | 2005004134 | 327 | 337
100 | 2005004134 | 328.6667 | 338.6667
101 | 2005004134 | 330.3333 | 340.3333
102 | 2005004134 | 332 | 342
103 | 2005004134 | 334.3333 | 344.3333
104 | 2005004134 | 336.6667 | 346.6667
105 | 2005004134 | 339 | 349
106 | 2005004134 | 339.3333 | 349.3333
107 | 2005004134 | 339.6667 | 349.6667
108 | 2005004134 | 340 | 350
109 | 2005004134 | 342.3333 | 352.3333
110 | 2005004134 | 344.6667 | 354.6667
111 | 2005004134 | 347 | 357
112 | 2005004134 | 349.6667 | 359.6667
113 | 2005004134 | 352.3333 | 362.3333
114 | 2005004134 | 355 | 365
115 | 2005004134 | 360.3333 | 370.3333
116 | 2005004134 | 365.6667 | 375.6667
117 | 2005004134 | 371 | 381
118 | 2005004134 | 373.6667 | 383.6667
119 | 2005004134 | 376.3333 | 386.3333
120 | 2005004134 | 379 | 389
121 | 2005004134 | 383.3333 | 393.3333
122 | 2005004134 | 387.6667 | 377.6667
123 | 2005004134 | 392 | 382
124 | 2005004134 | 395.3333 | 385.3333
125 | 2005004134 | 398.6667 | 388.6667
126 | 2005004134 | 402 | 392
127 | 2005004134 | 404.3333 | 394.3333
128 | 2005004134 | 406.6667 | 396.6667
129 | 2005004134 | 409 | 399
130 | 2005004134 | 409 | 399
131 | 2005004134 | 409 | 399
132 | 2005004134 | 409 | 399
133 | 2005004134 | 408.3333 | 398.3333
134 | 2005004134 | 407.6667 | 397.6667
135 | 2005004134 | 407 | 397
136 | 2005004134 | 407 | 397
137 | 2005004134 | 407 | 397
138 | 2005004134 | 407 | 397
139 | 2005004134 | 407 | 397
140 | 2005004134 | 407 | 397
141 | 2005004134 | 407 | 397
142 | 2005004134 | 406 | 396
143 | 2005004134 | 405 | 395
0 | 2009002626 | 343 | 333
1 | 2009002626 | 344 | 334
2 | 2009002626 | 345 | 335
3 | 2009002626 | 346 | 336
4 | 2009002626 | 348 | 338
5 | 2009002626 | 350 | 340
6 | 2009002626 | 352 | 342
7 | 2009002626 | 353 | 343
8 | 2009002626 | 354 | 344
9 | 2009002626 | 355 | 345
10 | 2009002626 | 356.6667 | 346.6667
11 | 2009002626 | 358.3333 | 348.3333
12 | 2009002626 | 360 | 350
13 | 2009002626 | 363.6667 | 353.6667
14 | 2009002626 | 367.3333 | 357.3333
15 | 2009002626 | 371 | 361
16 | 2009002626 | 373.3333 | 363.3333
17 | 2009002626 | 375.6667 | 365.6667
18 | 2009002626 | 378 | 368
19 | 2009002626 | 378.6667 | 368.6667
20 | 2009002626 | 379.3333 | 369.3333
21 | 2009002626 | 380 | 370
22 | 2009002626 | 381.3333 | 371.3333
23 | 2009002626 | 382.6667 | 372.6667
24 | 2009002626 | 384 | 374
25 | 2009002626 | 385.3333 | 375.3333
26 | 2009002626 | 386.6667 | 376.6667
27 | 2009002626 | 388 | 378
28 | 2009002626 | 387 | 377
29 | 2009002626 | 386 | 376
30 | 2009002626 | 385 | 375
31 | 2009002626 | 383 | 373
32 | 2009002626 | 381 | 371
33 | 2009002626 | 379 | 369
34 | 2009002626 | 378.3333 | 368.3333
35 | 2009002626 | 377.6667 | 367.6667
36 | 2009002626 | 377 | 367
37 | 2009002626 | 377.3333 | 367.3333
38 | 2009002626 | 377.6667 | 367.6667
39 | 2009002626 | 378 | 368
40 | 2009002626 | 379.6667 | 369.6667
41 | 2009002626 | 381.3333 | 371.3333
42 | 2009002626 | 383 | 373
43 | 2009002626 | 385.3333 | 375.3333
44 | 2009002626 | 387.6667 | 377.6667
45 | 2009002626 | 390 | 380
46 | 2009002626 | 391.3333 | 381.3333
47 | 2009002626 | 392.6667 | 382.6667
48 | 2009002626 | 394 | 384
49 | 2009002626 | 393.3333 | 383.3333
50 | 2009002626 | 392.6667 | 382.6667
51 | 2009002626 | 392 | 382
52 | 2009002626 | 387.6667 | 377.6667
53 | 2009002626 | 383.3333 | 373.3333
54 | 2009002626 | 379 | 369
55 | 2009002626 | 372.3333 | 362.3333
56 | 2009002626 | 365.6667 | 355.6667
57 | 2009002626 | 359 | 349
58 | 2009002626 | 353.6667 | 343.6667
59 | 2009002626 | 348.3333 | 338.3333
60 | 2009002626 | 343 | 333
61 | 2009002626 | 338.3333 | 328.3333
62 | 2009002626 | 333.6667 | 323.6667
63 | 2009002626 | 329 | 319
64 | 2009002626 | 326 | 316
65 | 2009002626 | 323 | 313
66 | 2009002626 | 320 | 310
67 | 2009002626 | 318.3333 | 308.3333
68 | 2009002626 | 316.6667 | 306.6667
69 | 2009002626 | 315 | 305
70 | 2009002626 | 315.3333 | 305.3333
71 | 2009002626 | 315.6667 | 305.6667
72 | 2009002626 | 316 | 306
73 | 2009002626 | 316.3333 | 306.3333
74 | 2009002626 | 316.6667 | 306.6667
75 | 2009002626 | 317 | 307
76 | 2009002626 | 316.3333 | 306.3333
77 | 2009002626 | 315.6667 | 305.6667
78 | 2009002626 | 315 | 305
79 | 2009002626 | 314.6667 | 304.6667
80 | 2009002626 | 314.3333 | 304.3333
81 | 2009002626 | 314 | 304
82 | 2009002626 | 316.3333 | 306.3333
83 | 2009002626 | 318.6667 | 308.6667
84 | 2009002626 | 321 | 311
85 | 2009002626 | 323.3333 | 313.3333
86 | 2009002626 | 325.6667 | 315.6667
87 | 2009002626 | 328 | 318
88 | 2009002626 | 328.3333 | 318.3333
89 | 2009002626 | 328.6667 | 318.6667
90 | 2009002626 | 329 | 339
91 | 2009002626 | 329 | 339
92 | 2009002626 | 329 | 339
93 | 2009002626 | 329 | 339
94 | 2009002626 | 328.6667 | 338.6667
95 | 2009002626 | 328.3333 | 338.3333
96 | 2009002626 | 328 | 338
97 | 2009002626 | 327.6667 | 337.6667
98 | 2009002626 | 327.3333 | 337.3333
99 | 2009002626 | 327 | 337
100 | 2009002626 | 328.6667 | 338.6667
101 | 2009002626 | 330.3333 | 340.3333
102 | 2009002626 | 332 | 342
103 | 2009002626 | 334.3333 | 344.3333
104 | 2009002626 | 336.6667 | 346.6667
105 | 2009002626 | 339 | 349
106 | 2009002626 | 339.3333 | 349.3333
107 | 2009002626 | 339.6667 | 349.6667
108 | 2009002626 | 340 | 350
109 | 2009002626 | 342.3333 | 352.3333
110 | 2009002626 | 344.6667 | 354.6667
111 | 2009002626 | 347 | 357
112 | 2009002626 | 349.6667 | 359.6667
113 | 2009002626 | 352.3333 | 362.3333
114 | 2009002626 | 355 | 365
115 | 2009002626 | 360.3333 | 370.3333
116 | 2009002626 | 365.6667 | 375.6667
117 | 2009002626 | 371 | 381
118 | 2009002626 | 373.6667 | 383.6667
119 | 2009002626 | 376.3333 | 386.3333
120 | 2009002626 | 379 | 389
121 | 2009002626 | 383.3333 | 393.3333
122 | 2009002626 | 387.6667 | 377.6667
123 | 2009002626 | 392 | 382
124 | 2009002626 | 395.3333 | 385.3333
125 | 2009002626 | 398.6667 | 388.6667
126 | 2009002626 | 402 | 392
127 | 2009002626 | 404.3333 | 394.3333
128 | 2009002626 | 406.6667 | 396.6667
129 | 2009002626 | 409 | 399
130 | 2009002626 | 409 | 399
131 | 2009002626 | 409 | 399
132 | 2009002626 | 409 | 399
133 | 2009002626 | 408.3333 | 398.3333
134 | 2009002626 | 407.6667 | 397.6667
135 | 2009002626 | 407 | 397
136 | 2009002626 | 407 | 397
137 | 2009002626 | 407 | 397
138 | 2009002626 | 407 | 397
139 | 2009002626 | 407 | 397
140 | 2009002626 | 407 | 397
141 | 2009002626 | 407 | 397
142 | 2009002626 | 406 | 396
143 | 2009002626 | 405 | 395
0 | 2012001661 | 343 | 333
1 | 2012001661 | 344 | 334
2 | 2012001661 | 345 | 335
3 | 2012001661 | 346 | 336
4 | 2012001661 | 348 | 338
5 | 2012001661 | 350 | 340
6 | 2012001661 | 352 | 342
7 | 2012001661 | 353 | 343
8 | 2012001661 | 354 | 344
9 | 2012001661 | 355 | 345
10 | 2012001661 | 356.6667 | 346.6667
11 | 2012001661 | 358.3333 | 348.3333
12 | 2012001661 | 360 | 350
13 | 2012001661 | 363.6667 | 353.6667
14 | 2012001661 | 367.3333 | 357.3333
15 | 2012001661 | 371 | 361
16 | 2012001661 | 373.3333 | 363.3333
17 | 2012001661 | 375.6667 | 365.6667
18 | 2012001661 | 378 | 368
19 | 2012001661 | 378.6667 | 368.6667
20 | 2012001661 | 379.3333 | 369.3333
21 | 2012001661 | 380 | 370
22 | 2012001661 | 381.3333 | 371.3333
23 | 2012001661 | 382.6667 | 372.6667
24 | 2012001661 | 384 | 374
25 | 2012001661 | 385.3333 | 375.3333
26 | 2012001661 | 386.6667 | 376.6667
27 | 2012001661 | 388 | 378
28 | 2012001661 | 387 | 377
29 | 2012001661 | 386 | 376
30 | 2012001661 | 385 | 375
31 | 2012001661 | 383 | 373
32 | 2012001661 | 381 | 371
33 | 2012001661 | 379 | 369
34 | 2012001661 | 378.3333 | 368.3333
35 | 2012001661 | 377.6667 | 367.6667
36 | 2012001661 | 377 | 367
37 | 2012001661 | 377.3333 | 367.3333
38 | 2012001661 | 377.6667 | 367.6667
39 | 2012001661 | 378 | 368
40 | 2012001661 | 379.6667 | 369.6667
41 | 2012001661 | 381.3333 | 371.3333
42 | 2012001661 | 383 | 373
43 | 2012001661 | 385.3333 | 375.3333
44 | 2012001661 | 387.6667 | 377.6667
45 | 2012001661 | 390 | 380
46 | 2012001661 | 391.3333 | 381.3333
47 | 2012001661 | 392.6667 | 382.6667
48 | 2012001661 | 394 | 384
49 | 2012001661 | 393.3333 | 383.3333
50 | 2012001661 | 392.6667 | 382.6667
51 | 2012001661 | 392 | 382
52 | 2012001661 | 387.6667 | 377.6667
53 | 2012001661 | 383.3333 | 373.3333
54 | 2012001661 | 379 | 369
55 | 2012001661 | 372.3333 | 362.3333
56 | 2012001661 | 365.6667 | 355.6667
57 | 2012001661 | 359 | 349
58 | 2012001661 | 353.6667 | 343.6667
59 | 2012001661 | 348.3333 | 338.3333
60 | 2012001661 | 343 | 333
61 | 2012001661 | 338.3333 | 328.3333
62 | 2012001661 | 333.6667 | 323.6667
63 | 2012001661 | 329 | 319
64 | 2012001661 | 326 | 316
65 | 2012001661 | 323 | 313
66 | 2012001661 | 320 | 310
67 | 2012001661 | 318.3333 | 308.3333
68 | 2012001661 | 316.6667 | 306.6667
69 | 2012001661 | 315 | 305
70 | 2012001661 | 315.3333 | 305.3333
71 | 2012001661 | 315.6667 | 305.6667
72 | 2012001661 | 316 | 306
73 | 2012001661 | 316.3333 | 306.3333
74 | 2012001661 | 316.6667 | 306.6667
75 | 2012001661 | 317 | 307
76 | 2012001661 | 316.3333 | 306.3333
77 | 2012001661 | 315.6667 | 305.6667
78 | 2012001661 | 315 | 305
79 | 2012001661 | 314.6667 | 304.6667
80 | 2012001661 | 314.3333 | 304.3333
81 | 2012001661 | 314 | 304
82 | 2012001661 | 316.3333 | 306.3333
83 | 2012001661 | 318.6667 | 308.6667
84 | 2012001661 | 321 | 311
85 | 2012001661 | 323.3333 | 313.3333
86 | 2012001661 | 325.6667 | 315.6667
87 | 2012001661 | 328 | 318
88 | 2012001661 | 328.3333 | 318.3333
89 | 2012001661 | 328.6667 | 318.6667
90 | 2012001661 | 329 | 339
91 | 2012001661 | 329 | 339
92 | 2012001661 | 329 | 339
93 | 2012001661 | 329 | 339
94 | 2012001661 | 328.6667 | 338.6667
95 | 2012001661 | 328.3333 | 338.3333
96 | 2012001661 | 328 | 338
97 | 2012001661 | 327.6667 | 337.6667
98 | 2012001661 | 327.3333 | 337.3333
99 | 2012001661 | 327 | 337
100 | 2012001661 | 328.6667 | 338.6667
101 | 2012001661 | 330.3333 | 340.3333
102 | 2012001661 | 332 | 342
103 | 2012001661 | 334.3333 | 344.3333
104 | 2012001661 | 336.6667 | 346.6667
105 | 2012001661 | 339 | 349
106 | 2012001661 | 339.3333 | 349.3333
107 | 2012001661 | 339.6667 | 349.6667
108 | 2012001661 | 340 | 350
109 | 2012001661 | 342.3333 | 352.3333
110 | 2012001661 | 344.6667 | 354.6667
111 | 2012001661 | 347 | 357
112 | 2012001661 | 349.6667 | 359.6667
113 | 2012001661 | 352.3333 | 362.3333
114 | 2012001661 | 355 | 365
115 | 2012001661 | 360.3333 | 370.3333
116 | 2012001661 | 365.6667 | 375.6667
117 | 2012001661 | 371 | 381
118 | 2012001661 | 373.6667 | 383.6667
119 | 2012001661 | 376.3333 | 386.3333
120 | 2012001661 | 379 | 389
121 | 2012001661 | 383.3333 | 393.3333
122 | 2012001661 | 387.6667 | 377.6667
123 | 2012001661 | 392 | 382
124 | 2012001661 | 395.3333 | 385.3333
125 | 2012001661 | 398.6667 | 388.6667
126 | 2012001661 | 402 | 392
127 | 2012001661 | 404.3333 | 394.3333
128 | 2012001661 | 406.6667 | 396.6667
129 | 2012001661 | 409 | 399
130 | 2012001661 | 409 | 399
131 | 2012001661 | 409 | 399
132 | 2012001661 | 409 | 399
133 | 2012001661 | 408.3333 | 398.3333
134 | 2012001661 | 407.6667 | 397.6667
135 | 2012001661 | 407 | 397
136 | 2012001661 | 407 | 397
137 | 2012001661 | 407 | 397
138 | 2012001661 | 407 | 397
139 | 2012001661 | 407 | 397
140 | 2012001661 | 407 | 397
141 | 2012001661 | 407 | 397
142 | 2012001661 | 406 | 396
143 | 2012001661 | 405 | 395
0 | 2006007745 | 343 | 333
1 | 2006007745 | 344 | 334
2 | 2006007745 | 345 | 335
3 | 2006007745 | 346 | 336
4 | 2006007745 | 348 | 338
5 | 2006007745 | 350 | 340
6 | 2006007745 | 352 | 342
7 | 2006007745 | 353 | 343
8 | 2006007745 | 354 | 344
9 | 2006007745 | 355 | 345
10 | 2006007745 | 356.6667 | 346.6667
11 | 2006007745 | 358.3333 | 348.3333
12 | 2006007745 | 360 | 350
13 | 2006007745 | 363.6667 | 353.6667
14 | 2006007745 | 367.3333 | 357.3333
15 | 2006007745 | 371 | 361
16 | 2006007745 | 373.3333 | 363.3333
17 | 2006007745 | 375.6667 | 365.6667
18 | 2006007745 | 378 | 368
19 | 2006007745 | 378.6667 | 368.6667
20 | 2006007745 | 379.3333 | 369.3333
21 | 2006007745 | 380 | 370
22 | 2006007745 | 381.3333 | 371.3333
23 | 2006007745 | 382.6667 | 372.6667
24 | 2006007745 | 384 | 374
25 | 2006007745 | 385.3333 | 375.3333
26 | 2006007745 | 386.6667 | 376.6667
27 | 2006007745 | 388 | 378
28 | 2006007745 | 387 | 377
29 | 2006007745 | 386 | 376
30 | 2006007745 | 385 | 375
31 | 2006007745 | 383 | 373
32 | 2006007745 | 381 | 371
33 | 2006007745 | 379 | 369
34 | 2006007745 | 378.3333 | 368.3333
35 | 2006007745 | 377.6667 | 367.6667
36 | 2006007745 | 377 | 367
37 | 2006007745 | 377.3333 | 367.3333
38 | 2006007745 | 377.6667 | 367.6667
39 | 2006007745 | 378 | 368
40 | 2006007745 | 379.6667 | 369.6667
41 | 2006007745 | 381.3333 | 371.3333
42 | 2006007745 | 383 | 373
43 | 2006007745 | 385.3333 | 375.3333
44 | 2006007745 | 387.6667 | 377.6667
45 | 2006007745 | 390 | 380
46 | 2006007745 | 391.3333 | 381.3333
47 | 2006007745 | 392.6667 | 382.6667
48 | 2006007745 | 394 | 384
49 | 2006007745 | 393.3333 | 383.3333
50 | 2006007745 | 392.6667 | 382.6667
51 | 2006007745 | 392 | 382
52 | 2006007745 | 387.6667 | 377.6667
53 | 2006007745 | 383.3333 | 373.3333
54 | 2006007745 | 379 | 369
55 | 2006007745 | 372.3333 | 362.3333
56 | 2006007745 | 365.6667 | 355.6667
57 | 2006007745 | 359 | 349
58 | 2006007745 | 353.6667 | 343.6667
59 | 2006007745 | 348.3333 | 338.3333
60 | 2006007745 | 343 | 333
61 | 2006007745 | 338.3333 | 328.3333
62 | 2006007745 | 333.6667 | 323.6667
63 | 2006007745 | 329 | 319
64 | 2006007745 | 326 | 316
65 | 2006007745 | 323 | 313
66 | 2006007745 | 320 | 310
67 | 2006007745 | 318.3333 | 308.3333
68 | 2006007745 | 316.6667 | 306.6667
69 | 2006007745 | 315 | 305
70 | 2006007745 | 315.3333 | 305.3333
71 | 2006007745 | 315.6667 | 305.6667
72 | 2006007745 | 316 | 306
73 | 2006007745 | 316.3333 | 306.3333
74 | 2006007745 | 316.6667 | 306.6667
75 | 2006007745 | 317 | 307
76 | 2006007745 | 316.3333 | 306.3333
77 | 2006007745 | 315.6667 | 305.6667
78 | 2006007745 | 315 | 305
79 | 2006007745 | 314.6667 | 304.6667
80 | 2006007745 | 314.3333 | 304.3333
81 | 2006007745 | 314 | 304
82 | 2006007745 | 316.3333 | 306.3333
83 | 2006007745 | 318.6667 | 308.6667
84 | 2006007745 | 321 | 311
85 | 2006007745 | 323.3333 | 313.3333
86 | 2006007745 | 325.6667 | 315.6667
87 | 2006007745 | 328 | 318
88 | 2006007745 | 328.3333 | 318.3333
89 | 2006007745 | 328.6667 | 318.6667
90 | 2006007745 | 329 | 339
91 | 2006007745 | 329 | 339
92 | 2006007745 | 329 | 339
93 | 2006007745 | 329 | 339
94 | 2006007745 | 328.6667 | 338.6667
95 | 2006007745 | 328.3333 | 338.3333
96 | 2006007745 | 328 | 338
97 | 2006007745 | 327.6667 | 337.6667
98 | 2006007745 | 327.3333 | 337.3333
99 | 2006007745 | 327 | 337
100 | 2006007745 | 328.6667 | 338.6667
101 | 2006007745 | 330.3333 | 340.3333
102 | 2006007745 | 332 | 342
103 | 2006007745 | 334.3333 | 344.3333
104 | 2006007745 | 336.6667 | 346.6667
105 | 2006007745 | 339 | 349
106 | 2006007745 | 339.3333 | 349.3333
107 | 2006007745 | 339.6667 | 349.6667
108 | 2006007745 | 340 | 350
109 | 2006007745 | 342.3333 | 352.3333
110 | 2006007745 | 344.6667 | 354.6667
111 | 2006007745 | 347 | 357
112 | 2006007745 | 349.6667 | 359.6667
113 | 2006007745 | 352.3333 | 362.3333
114 | 2006007745 | 355 | 365
115 | 2006007745 | 360.3333 | 370.3333
116 | 2006007745 | 365.6667 | 375.6667
117 | 2006007745 | 371 | 381
118 | 2006007745 | 373.6667 | 383.6667
119 | 2006007745 | 376.3333 | 386.3333
120 | 2006007745 | 379 | 389
121 | 2006007745 | 383.3333 | 393.3333
122 | 2006007745 | 387.6667 | 377.6667
123 | 2006007745 | 392 | 382
124 | 2006007745 | 395.3333 | 385.3333
125 | 2006007745 | 398.6667 | 388.6667
126 | 2006007745 | 402 | 392
127 | 2006007745 | 404.3333 | 394.3333
128 | 2006007745 | 406.6667 | 396.6667
129 | 2006007745 | 409 | 399
130 | 2006007745 | 409 | 399
131 | 2006007745 | 409 | 399
132 | 2006007745 | 409 | 399
133 | 2006007745 | 408.3333 | 398.3333
134 | 2006007745 | 407.6667 | 397.6667
135 | 2006007745 | 407 | 397
136 | 2006007745 | 407 | 397
137 | 2006007745 | 407 | 397
138 | 2006007745 | 407 | 397
139 | 2006007745 | 407 | 397
140 | 2006007745 | 407 | 397
141 | 2006007745 | 407 | 397
142 | 2006007745 | 406 | 396
143 | 2006007745 | 405 | 395
0 | 2007007628 | 343 | 333
1 | 2007007628 | 344 | 334
2 | 2007007628 | 345 | 335
3 | 2007007628 | 346 | 336
4 | 2007007628 | 348 | 338
5 | 2007007628 | 350 | 340
6 | 2007007628 | 352 | 342
7 | 2007007628 | 353 | 343
8 | 2007007628 | 354 | 344
9 | 2007007628 | 355 | 345
10 | 2007007628 | 356.6667 | 346.6667
11 | 2007007628 | 358.3333 | 348.3333
12 | 2007007628 | 360 | 350
13 | 2007007628 | 363.6667 | 353.6667
14 | 2007007628 | 367.3333 | 357.3333
15 | 2007007628 | 371 | 361
16 | 2007007628 | 373.3333 | 363.3333
17 | 2007007628 | 375.6667 | 365.6667
18 | 2007007628 | 378 | 368
19 | 2007007628 | 378.6667 | 368.6667
20 | 2007007628 | 379.3333 | 369.3333
21 | 2007007628 | 380 | 370
22 | 2007007628 | 381.3333 | 371.3333
23 | 2007007628 | 382.6667 | 372.6667
24 | 2007007628 | 384 | 374
25 | 2007007628 | 385.3333 | 375.3333
26 | 2007007628 | 386.6667 | 376.6667
27 | 2007007628 | 388 | 378
28 | 2007007628 | 387 | 377
29 | 2007007628 | 386 | 376
30 | 2007007628 | 385 | 375
31 | 2007007628 | 383 | 373
32 | 2007007628 | 381 | 371
33 | 2007007628 | 379 | 369
34 | 2007007628 | 378.3333 | 368.3333
35 | 2007007628 | 377.6667 | 367.6667
36 | 2007007628 | 377 | 367
37 | 2007007628 | 377.3333 | 367.3333
38 | 2007007628 | 377.6667 | 367.6667
39 | 2007007628 | 378 | 368
40 | 2007007628 | 379.6667 | 369.6667
41 | 2007007628 | 381.3333 | 371.3333
42 | 2007007628 | 383 | 373
43 | 2007007628 | 385.3333 | 375.3333
44 | 2007007628 | 387.6667 | 377.6667
45 | 2007007628 | 390 | 380
46 | 2007007628 | 391.3333 | 381.3333
47 | 2007007628 | 392.6667 | 382.6667
48 | 2007007628 | 394 | 384
49 | 2007007628 | 393.3333 | 383.3333
50 | 2007007628 | 392.6667 | 382.6667
51 | 2007007628 | 392 | 382
52 | 2007007628 | 387.6667 | 377.6667
53 | 2007007628 | 383.3333 | 373.3333
54 | 2007007628 | 379 | 369
55 | 2007007628 | 372.3333 | 362.3333
56 | 2007007628 | 365.6667 | 355.6667
57 | 2007007628 | 359 | 349
58 | 2007007628 | 353.6667 | 343.6667
59 | 2007007628 | 348.3333 | 338.3333
60 | 2007007628 | 343 | 333
61 | 2007007628 | 338.3333 | 328.3333
62 | 2007007628 | 333.6667 | 323.6667
63 | 2007007628 | 329 | 319
64 | 2007007628 | 326 | 316
65 | 2007007628 | 323 | 313
66 | 2007007628 | 320 | 310
67 | 2007007628 | 318.3333 | 308.3333
68 | 2007007628 | 316.6667 | 306.6667
69 | 2007007628 | 315 | 305
70 | 2007007628 | 315.3333 | 305.3333
71 | 2007007628 | 315.6667 | 305.6667
72 | 2007007628 | 316 | 306
73 | 2007007628 | 316.3333 | 306.3333
74 | 2007007628 | 316.6667 | 306.6667
75 | 2007007628 | 317 | 307
76 | 2007007628 | 316.3333 | 306.3333
77 | 2007007628 | 315.6667 | 305.6667
78 | 2007007628 | 315 | 305
79 | 2007007628 | 314.6667 | 304.6667
80 | 2007007628 | 314.3333 | 304.3333
81 | 2007007628 | 314 | 304
82 | 2007007628 | 316.3333 | 306.3333
83 | 2007007628 | 318.6667 | 308.6667
84 | 2007007628 | 321 | 311
85 | 2007007628 | 323.3333 | 313.3333
86 | 2007007628 | 325.6667 | 315.6667
87 | 2007007628 | 328 | 318
88 | 2007007628 | 328.3333 | 318.3333
89 | 2007007628 | 328.6667 | 318.6667
90 | 2007007628 | 329 | 339
91 | 2007007628 | 329 | 339
92 | 2007007628 | 329 | 339
93 | 2007007628 | 329 | 339
94 | 2007007628 | 328.6667 | 338.6667
95 | 2007007628 | 328.3333 | 338.3333
96 | 2007007628 | 328 | 338
97 | 2007007628 | 327.6667 | 337.6667
98 | 2007007628 | 327.3333 | 337.3333
99 | 2007007628 | 327 | 337
100 | 2007007628 | 328.6667 | 338.6667
101 | 2007007628 | 330.3333 | 340.3333
102 | 2007007628 | 332 | 342
103 | 2007007628 | 334.3333 | 344.3333
104 | 2007007628 | 336.6667 | 346.6667
105 | 2007007628 | 339 | 349
106 | 2007007628 | 339.3333 | 349.3333
107 | 2007007628 | 339.6667 | 349.6667
108 | 2007007628 | 340 | 350
109 | 2007007628 | 342.3333 | 352.3333
110 | 2007007628 | 344.6667 | 354.6667
111 | 2007007628 | 347 | 357
112 | 2007007628 | 349.6667 | 359.6667
113 | 2007007628 | 352.3333 | 362.3333
114 | 2007007628 | 355 | 365
115 | 2007007628 | 360.3333 | 370.3333
116 | 2007007628 | 365.6667 | 375.6667
117 | 2007007628 | 371 | 381
118 | 2007007628 | 373.6667 | 383.6667
119 | 2007007628 | 376.3333 | 386.3333
120 | 2007007628 | 379 | 389
121 | 2007007628 | 383.3333 | 393.3333
122 | 2007007628 | 387.6667 | 377.6667
123 | 2007007628 | 392 | 382
124 | 2007007628 | 395.3333 | 385.3333
125 | 2007007628 | 398.6667 | 388.6667
126 | 2007007628 | 402 | 392
127 | 2007007628 | 404.3333 | 394.3333
128 | 2007007628 | 406.6667 | 396.6667
129 | 2007007628 | 409 | 399
130 | 2007007628 | 409 | 399
131 | 2007007628 | 409 | 399
132 | 2007007628 | 409 | 399
133 | 2007007628 | 408.3333 | 398.3333
134 | 2007007628 | 407.6667 | 397.6667
135 | 2007007628 | 407 | 397
136 | 2007007628 | 407 | 397
137 | 2007007628 | 407 | 397
138 | 2007007628 | 407 | 397
139 | 2007007628 | 407 | 397
140 | 2007007628 | 407 | 397
141 | 2007007628 | 407 | 397
142 | 2007007628 | 406 | 396
143 | 2007007628 | 405 | 395
0 | 2015008842 | 343 | 333
1 | 2015008842 | 344 | 334
2 | 2015008842 | 345 | 335
3 | 2015008842 | 346 | 336
4 | 2015008842 | 348 | 338
5 | 2015008842 | 350 | 340
6 | 2015008842 | 352 | 342
7 | 2015008842 | 353 | 343
8 | 2015008842 | 354 | 344
9 | 2015008842 | 355 | 345
10 | 2015008842 | 356.6667 | 346.6667
11 | 2015008842 | 358.3333 | 348.3333
12 | 2015008842 | 360 | 350
13 | 2015008842 | 363.6667 | 353.6667
14 | 2015008842 | 367.3333 | 357.3333
15 | 2015008842 | 371 | 361
16 | 2015008842 | 373.3333 | 363.3333
17 | 2015008842 | 375.6667 | 365.6667
18 | 2015008842 | 378 | 368
19 | 2015008842 | 378.6667 | 368.6667
20 | 2015008842 | 379.3333 | 369.3333
21 | 2015008842 | 380 | 370
22 | 2015008842 | 381.3333 | 371.3333
23 | 2015008842 | 382.6667 | 372.6667
24 | 2015008842 | 384 | 374
25 | 2015008842 | 385.3333 | 375.3333
26 | 2015008842 | 386.6667 | 376.6667
27 | 2015008842 | 388 | 378
28 | 2015008842 | 387 | 377
29 | 2015008842 | 386 | 376
30 | 2015008842 | 385 | 375
31 | 2015008842 | 383 | 373
32 | 2015008842 | 381 | 371
33 | 2015008842 | 379 | 369
34 | 2015008842 | 378.3333 | 368.3333
35 | 2015008842 | 377.6667 | 367.6667
36 | 2015008842 | 377 | 367
37 | 2015008842 | 377.3333 | 367.3333
38 | 2015008842 | 377.6667 | 367.6667
39 | 2015008842 | 378 | 368
40 | 2015008842 | 379.6667 | 369.6667
41 | 2015008842 | 381.3333 | 371.3333
42 | 2015008842 | 383 | 373
43 | 2015008842 | 385.3333 | 375.3333
44 | 2015008842 | 387.6667 | 377.6667
45 | 2015008842 | 390 | 380
46 | 2015008842 | 391.3333 | 381.3333
47 | 2015008842 | 392.6667 | 382.6667
48 | 2015008842 | 394 | 384
49 | 2015008842 | 393.3333 | 383.3333
50 | 2015008842 | 392.6667 | 382.6667
51 | 2015008842 | 392 | 382
52 | 2015008842 | 387.6667 | 377.6667
53 | 2015008842 | 383.3333 | 373.3333
54 | 2015008842 | 379 | 369
55 | 2015008842 | 372.3333 | 362.3333
56 | 2015008842 | 365.6667 | 355.6667
57 | 2015008842 | 359 | 349
58 | 2015008842 | 353.6667 | 343.6667
59 | 2015008842 | 348.3333 | 338.3333
60 | 2015008842 | 343 | 333
61 | 2015008842 | 338.3333 | 328.3333
62 | 2015008842 | 333.6667 | 323.6667
63 | 2015008842 | 329 | 319
64 | 2015008842 | 326 | 316
65 | 2015008842 | 323 | 313
66 | 2015008842 | 320 | 310
67 | 2015008842 | 318.3333 | 308.3333
68 | 2015008842 | 316.6667 | 306.6667
69 | 2015008842 | 315 | 305
70 | 2015008842 | 315.3333 | 305.3333
71 | 2015008842 | 315.6667 | 305.6667
72 | 2015008842 | 316 | 306
73 | 2015008842 | 316.3333 | 306.3333
74 | 2015008842 | 316.6667 | 306.6667
75 | 2015008842 | 317 | 307
76 | 2015008842 | 316.3333 | 306.3333
77 | 2015008842 | 315.6667 | 305.6667
78 | 2015008842 | 315 | 305
79 | 2015008842 | 314.6667 | 304.6667
80 | 2015008842 | 314.3333 | 304.3333
81 | 2015008842 | 314 | 304
82 | 2015008842 | 316.3333 | 306.3333
83 | 2015008842 | 318.6667 | 308.6667
84 | 2015008842 | 321 | 311
85 | 2015008842 | 323.3333 | 313.3333
86 | 2015008842 | 325.6667 | 315.6667
87 | 2015008842 | 328 | 318
88 | 2015008842 | 328.3333 | 318.3333
89 | 2015008842 | 328.6667 | 318.6667
90 | 2015008842 | 329 | 339
91 | 2015008842 | 329 | 339
92 | 2015008842 | 329 | 339
93 | 2015008842 | 329 | 339
94 | 2015008842 | 328.6667 | 338.6667
95 | 2015008842 | 328.3333 | 338.3333
96 | 2015008842 | 328 | 338
97 | 2015008842 | 327.6667 | 337.6667
98 | 2015008842 | 327.3333 | 337.3333
99 | 2015008842 | 327 | 337
100 | 2015008842 | 328.6667 | 338.6667
101 | 2015008842 | 330.3333 | 340.3333
102 | 2015008842 | 332 | 342
103 | 2015008842 | 334.3333 | 344.3333
104 | 2015008842 | 336.6667 | 346.6667
105 | 2015008842 | 339 | 349
106 | 2015008842 | 339.3333 | 349.3333
107 | 2015008842 | 339.6667 | 349.6667
108 | 2015008842 | 340 | 350
109 | 2015008842 | 342.3333 | 352.3333
110 | 2015008842 | 344.6667 | 354.6667
111 | 2015008842 | 347 | 357
112 | 2015008842 | 349.6667 | 359.6667
113 | 2015008842 | 352.3333 | 362.3333
114 | 2015008842 | 355 | 365
115 | 2015008842 | 360.3333 | 370.3333
116 | 2015008842 | 365.6667 | 375.6667
117 | 2015008842 | 371 | 381
118 | 2015008842 | 373.6667 | 383.6667
119 | 2015008842 | 376.3333 | 386.3333
120 | 2015008842 | 379 | 389
121 | 2015008842 | 383.3333 | 393.3333
122 | 2015008842 | 387.6667 | 377.6667
123 | 2015008842 | 392 | 382
124 | 2015008842 | 395.3333 | 385.3333
125 | 2015008842 | 398.6667 | 388.6667
126 | 2015008842 | 402 | 392
127 | 2015008842 | 404.3333 | 394.3333
128 | 2015008842 | 406.6667 | 396.6667
129 | 2015008842 | 409 | 399
130 | 2015008842 | 409 | 399
131 | 2015008842 | 409 | 399
132 | 2015008842 | 409 | 399
133 | 2015008842 | 408.3333 | 398.3333
134 | 2015008842 | 407.6667 | 397.6667
135 | 2015008842 | 407 | 397
136 | 2015008842 | 407 | 397
137 | 2015008842 | 407 | 397
138 | 2015008842 | 407 | 397
139 | 2015008842 | 407 | 397
140 | 2015008842 | 407 | 397
141 | 2015008842 | 407 | 397
142 | 2015008842 | 406 | 396
143 | 2015008842 | 405 | 395
0 | 2002001888 | 343 | 333
1 | 2002001888 | 344 | 334
2 | 2002001888 | 345 | 335
3 | 2002001888 | 346 | 336
4 | 2002001888 | 348 | 338
5 | 2002001888 | 350 | 340
6 | 2002001888 | 352 | 342
7 | 2002001888 | 353 | 343
8 | 2002001888 | 354 | 344
9 | 2002001888 | 355 | 345
10 | 2002001888 | 356.6667 | 346.6667
11 | 2002001888 | 358.3333 | 348.3333
12 | 2002001888 | 360 | 350
13 | 2002001888 | 363.6667 | 353.6667
14 | 2002001888 | 367.3333 | 357.3333
15 | 2002001888 | 371 | 361
16 | 2002001888 | 373.3333 | 363.3333
17 | 2002001888 | 375.6667 | 365.6667
18 | 2002001888 | 378 | 368
19 | 2002001888 | 378.6667 | 368.6667
20 | 2002001888 | 379.3333 | 369.3333
21 | 2002001888 | 380 | 370
22 | 2002001888 | 381.3333 | 371.3333
23 | 2002001888 | 382.6667 | 372.6667
24 | 2002001888 | 384 | 374
25 | 2002001888 | 385.3333 | 375.3333
26 | 2002001888 | 386.6667 | 376.6667
27 | 2002001888 | 388 | 378
28 | 2002001888 | 387 | 377
29 | 2002001888 | 386 | 376
30 | 2002001888 | 385 | 375
31 | 2002001888 | 383 | 373
32 | 2002001888 | 381 | 371
33 | 2002001888 | 379 | 369
34 | 2002001888 | 378.3333 | 368.3333
35 | 2002001888 | 377.6667 | 367.6667
36 | 2002001888 | 377 | 367
37 | 2002001888 | 377.3333 | 367.3333
38 | 2002001888 | 377.6667 | 367.6667
39 | 2002001888 | 378 | 368
40 | 2002001888 | 379.6667 | 369.6667
41 | 2002001888 | 381.3333 | 371.3333
42 | 2002001888 | 383 | 373
43 | 2002001888 | 385.3333 | 375.3333
44 | 2002001888 | 387.6667 | 377.6667
45 | 2002001888 | 390 | 380
46 | 2002001888 | 391.3333 | 381.3333
47 | 2002001888 | 392.6667 | 382.6667
48 | 2002001888 | 394 | 384
49 | 2002001888 | 393.3333 | 383.3333
50 | 2002001888 | 392.6667 | 382.6667
51 | 2002001888 | 392 | 382
52 | 2002001888 | 387.6667 | 377.6667
53 | 2002001888 | 383.3333 | 373.3333
54 | 2002001888 | 379 | 369
55 | 2002001888 | 372.3333 | 362.3333
56 | 2002001888 | 365.6667 | 355.6667
57 | 2002001888 | 359 | 349
58 | 2002001888 | 353.6667 | 343.6667
59 | 2002001888 | 348.3333 | 338.3333
60 | 2002001888 | 343 | 333
61 | 2002001888 | 338.3333 | 328.3333
62 | 2002001888 | 333.6667 | 323.6667
63 | 2002001888 | 329 | 319
64 | 2002001888 | 326 | 316
65 | 2002001888 | 323 | 313
66 | 2002001888 | 320 | 310
67 | 2002001888 | 318.3333 | 308.3333
68 | 2002001888 | 316.6667 | 306.6667
69 | 2002001888 | 315 | 305
70 | 2002001888 | 315.3333 | 305.3333
71 | 2002001888 | 315.6667 | 305.6667
72 | 2002001888 | 316 | 306
73 | 2002001888 | 316.3333 | 306.3333
74 | 2002001888 | 316.6667 | 306.6667
75 | 2002001888 | 317 | 307
76 | 2002001888 | 316.3333 | 306.3333
77 | 2002001888 | 315.6667 | 305.6667
78 | 2002001888 | 315 | 305
79 | 2002001888 | 314.6667 | 304.6667
80 | 2002001888 | 314.3333 | 304.3333
81 | 2002001888 | 314 | 304
82 | 2002001888 | 316.3333 | 306.3333
83 | 2002001888 | 318.6667 | 308.6667
84 | 2002001888 | 321 | 311
85 | 2002001888 | 323.3333 | 313.3333
86 | 2002001888 | 325.6667 | 315.6667
87 | 2002001888 | 328 | 318
88 | 2002001888 | 328.3333 | 318.3333
89 | 2002001888 | 328.6667 | 318.6667
90 | 2002001888 | 329 | 339
91 | 2002001888 | 329 | 339
92 | 2002001888 | 329 | 339
93 | 2002001888 | 329 | 339
94 | 2002001888 | 328.6667 | 338.6667
95 | 2002001888 | 328.3333 | 338.3333
96 | 2002001888 | 328 | 338
97 | 2002001888 | 327.6667 | 337.6667
98 | 2002001888 | 327.3333 | 337.3333
99 | 2002001888 | 327 | 337
100 | 2002001888 | 328.6667 | 338.6667
101 | 2002001888 | 330.3333 | 340.3333
102 | 2002001888 | 332 | 342
103 | 2002001888 | 334.3333 | 344.3333
104 | 2002001888 | 336.6667 | 346.6667
105 | 2002001888 | 339 | 349
106 | 2002001888 | 339.3333 | 349.3333
107 | 2002001888 | 339.6667 | 349.6667
108 | 2002001888 | 340 | 350
109 | 2002001888 | 342.3333 | 352.3333
110 | 2002001888 | 344.6667 | 354.6667
111 | 2002001888 | 347 | 357
112 | 2002001888 | 349.6667 | 359.6667
113 | 2002001888 | 352.3333 | 362.3333
114 | 2002001888 | 355 | 365
115 | 2002001888 | 360.3333 | 370.3333
116 | 2002001888 | 365.6667 | 375.6667
117 | 2002001888 | 371 | 381
118 | 2002001888 | 373.6667 | 383.6667
119 | 2002001888 | 376.3333 | 386.3333
120 | 2002001888 | 379 | 389
121 | 2002001888 | 383.3333 | 393.3333
122 | 2002001888 | 387.6667 | 377.6667
123 | 2002001888 | 392 | 382
124 | 2002001888 | 395.3333 | 385.3333
125 | 2002001888 | 398.6667 | 388.6667
126 | 2002001888 | 402 | 392
127 | 2002001888 | 404.3333 | 394.3333
128 | 2002001888 | 406.6667 | 396.6667
129 | 2002001888 | 409 | 399
130 | 2002001888 | 409 | 399
131 | 2002001888 | 409 | 399
132 | 2002001888 | 409 | 399
133 | 2002001888 | 408.3333 | 398.3333
134 | 2002001888 | 407.6667 | 397.6667
135 | 2002001888 | 407 | 397
136 | 2002001888 | 407 | 397
137 | 2002001888 | 407 | 397
138 | 2002001888 | 407 | 397
139 | 2002001888 | 407 | 397
140 | 2002001888 | 407 | 397
141 | 2002001888 | 407 | 397
142 | 2002001888 | 406 | 396
143 | 2002001888 | 405 | 395
0 | 2015005550 | 343 | 333
1 | 2015005550 | 344 | 334
2 | 2015005550 | 345 | 335
3 | 2015005550 | 346 | 336
4 | 2015005550 | 348 | 338
5 | 2015005550 | 350 | 340
6 | 2015005550 | 352 | 342
7 | 2015005550 | 353 | 343
8 | 2015005550 | 354 | 344
9 | 2015005550 | 355 | 345
10 | 2015005550 | 356.6667 | 346.6667
11 | 2015005550 | 358.3333 | 348.3333
12 | 2015005550 | 360 | 350
13 | 2015005550 | 363.6667 | 353.6667
14 | 2015005550 | 367.3333 | 357.3333
15 | 2015005550 | 371 | 361
16 | 2015005550 | 373.3333 | 363.3333
17 | 2015005550 | 375.6667 | 365.6667
18 | 2015005550 | 378 | 368
19 | 2015005550 | 378.6667 | 368.6667
20 | 2015005550 | 379.3333 | 369.3333
21 | 2015005550 | 380 | 370
22 | 2015005550 | 381.3333 | 371.3333
23 | 2015005550 | 382.6667 | 372.6667
24 | 2015005550 | 384 | 374
25 | 2015005550 | 385.3333 | 375.3333
26 | 2015005550 | 386.6667 | 376.6667
27 | 2015005550 | 388 | 378
28 | 2015005550 | 387 | 377
29 | 2015005550 | 386 | 376
30 | 2015005550 | 385 | 375
31 | 2015005550 | 383 | 373
32 | 2015005550 | 381 | 371
33 | 2015005550 | 379 | 369
34 | 2015005550 | 378.3333 | 368.3333
35 | 2015005550 | 377.6667 | 367.6667
36 | 2015005550 | 377 | 367
37 | 2015005550 | 377.3333 | 367.3333
38 | 2015005550 | 377.6667 | 367.6667
39 | 2015005550 | 378 | 368
40 | 2015005550 | 379.6667 | 369.6667
41 | 2015005550 | 381.3333 | 371.3333
42 | 2015005550 | 383 | 373
43 | 2015005550 | 385.3333 | 375.3333
44 | 2015005550 | 387.6667 | 377.6667
45 | 2015005550 | 390 | 380
46 | 2015005550 | 391.3333 | 381.3333
47 | 2015005550 | 392.6667 | 382.6667
48 | 2015005550 | 394 | 384
49 | 2015005550 | 393.3333 | 383.3333
50 | 2015005550 | 392.6667 | 382.6667
51 | 2015005550 | 392 | 382
52 | 2015005550 | 387.6667 | 377.6667
53 | 2015005550 | 383.3333 | 373.3333
54 | 2015005550 | 379 | 369
55 | 2015005550 | 372.3333 | 362.3333
56 | 2015005550 | 365.6667 | 355.6667
57 | 2015005550 | 359 | 349
58 | 2015005550 | 353.6667 | 343.6667
59 | 2015005550 | 348.3333 | 338.3333
60 | 2015005550 | 343 | 333
61 | 2015005550 | 338.3333 | 328.3333
62 | 2015005550 | 333.6667 | 323.6667
63 | 2015005550 | 329 | 319
64 | 2015005550 | 326 | 316
65 | 2015005550 | 323 | 313
66 | 2015005550 | 320 | 310
67 | 2015005550 | 318.3333 | 308.3333
68 | 2015005550 | 316.6667 | 306.6667
69 | 2015005550 | 315 | 305
70 | 2015005550 | 315.3333 | 305.3333
71 | 2015005550 | 315.6667 | 305.6667
72 | 2015005550 | 316 | 306
73 | 2015005550 | 316.3333 | 306.3333
74 | 2015005550 | 316.6667 | 306.6667
75 | 2015005550 | 317 | 307
76 | 2015005550 | 316.3333 | 306.3333
77 | 2015005550 | 315.6667 | 305.6667
78 | 2015005550 | 315 | 305
79 | 2015005550 | 314.6667 | 304.6667
80 | 2015005550 | 314.3333 | 304.3333
81 | 2015005550 | 314 | 304
82 | 2015005550 | 316.3333 | 306.3333
83 | 2015005550 | 318.6667 | 308.6667
84 | 2015005550 | 321 | 311
85 | 2015005550 | 323.3333 | 313.3333
86 | 2015005550 | 325.6667 | 315.6667
87 | 2015005550 | 328 | 318
88 | 2015005550 | 328.3333 | 318.3333
89 | 2015005550 | 328.6667 | 318.6667
90 | 2015005550 | 329 | 339
91 | 2015005550 | 329 | 339
92 | 2015005550 | 329 | 339
93 | 2015005550 | 329 | 339
94 | 2015005550 | 328.6667 | 338.6667
95 | 2015005550 | 328.3333 | 338.3333
96 | 2015005550 | 328 | 338
97 | 2015005550 | 327.6667 | 337.6667
98 | 2015005550 | 327.3333 | 337.3333
99 | 2015005550 | 327 | 337
100 | 2015005550 | 328.6667 | 338.6667
101 | 2015005550 | 330.3333 | 340.3333
102 | 2015005550 | 332 | 342
103 | 2015005550 | 334.3333 | 344.3333
104 | 2015005550 | 336.6667 | 346.6667
105 | 2015005550 | 339 | 349
106 | 2015005550 | 339.3333 | 349.3333
107 | 2015005550 | 339.6667 | 349.6667
108 | 2015005550 | 340 | 350
109 | 2015005550 | 342.3333 | 352.3333
110 | 2015005550 | 344.6667 | 354.6667
111 | 2015005550 | 347 | 357
112 | 2015005550 | 349.6667 | 359.6667
113 | 2015005550 | 352.3333 | 362.3333
114 | 2015005550 | 355 | 365
115 | 2015005550 | 360.3333 | 370.3333
116 | 2015005550 | 365.6667 | 375.6667
117 | 2015005550 | 371 | 381
118 | 2015005550 | 373.6667 | 383.6667
119 | 2015005550 | 376.3333 | 386.3333
120 | 2015005550 | 379 | 389
121 | 2015005550 | 383.3333 | 393.3333
122 | 2015005550 | 387.6667 | 377.6667
123 | 2015005550 | 392 | 382
124 | 2015005550 | 395.3333 | 385.3333
125 | 2015005550 | 398.6667 | 388.6667
126 | 2015005550 | 402 | 392
127 | 2015005550 | 404.3333 | 394.3333
128 | 2015005550 | 406.6667 | 396.6667
129 | 2015005550 | 409 | 399
130 | 2015005550 | 409 | 399
131 | 2015005550 | 409 | 399
132 | 2015005550 | 409 | 399
133 | 2015005550 | 408.3333 | 398.3333
134 | 2015005550 | 407.6667 | 397.6667
135 | 2015005550 | 407 | 397
136 | 2015005550 | 407 | 397
137 | 2015005550 | 407 | 397
138 | 2015005550 | 407 | 397
139 | 2015005550 | 407 | 397
140 | 2015005550 | 407 | 397
141 | 2015005550 | 407 | 397
142 | 2015005550 | 406 | 396
143 | 2015005550 | 405 | 395
0 | 2009003074 | 343 | 333
1 | 2009003074 | 344 | 334
2 | 2009003074 | 345 | 335
3 | 2009003074 | 346 | 336
4 | 2009003074 | 348 | 338
5 | 2009003074 | 350 | 340
6 | 2009003074 | 352 | 342
7 | 2009003074 | 353 | 343
8 | 2009003074 | 354 | 344
9 | 2009003074 | 355 | 345
10 | 2009003074 | 356.6667 | 346.6667
11 | 2009003074 | 358.3333 | 348.3333
12 | 2009003074 | 360 | 350
13 | 2009003074 | 363.6667 | 353.6667
14 | 2009003074 | 367.3333 | 357.3333
15 | 2009003074 | 371 | 361
16 | 2009003074 | 373.3333 | 363.3333
17 | 2009003074 | 375.6667 | 365.6667
18 | 2009003074 | 378 | 368
19 | 2009003074 | 378.6667 | 368.6667
20 | 2009003074 | 379.3333 | 369.3333
21 | 2009003074 | 380 | 370
22 | 2009003074 | 381.3333 | 371.3333
23 | 2009003074 | 382.6667 | 372.6667
24 | 2009003074 | 384 | 374
25 | 2009003074 | 385.3333 | 375.3333
26 | 2009003074 | 386.6667 | 376.6667
27 | 2009003074 | 388 | 378
28 | 2009003074 | 387 | 377
29 | 2009003074 | 386 | 376
30 | 2009003074 | 385 | 375
31 | 2009003074 | 383 | 373
32 | 2009003074 | 381 | 371
33 | 2009003074 | 379 | 369
34 | 2009003074 | 378.3333 | 368.3333
35 | 2009003074 | 377.6667 | 367.6667
36 | 2009003074 | 377 | 367
37 | 2009003074 | 377.3333 | 367.3333
38 | 2009003074 | 377.6667 | 367.6667
39 | 2009003074 | 378 | 368
40 | 2009003074 | 379.6667 | 369.6667
41 | 2009003074 | 381.3333 | 371.3333
42 | 2009003074 | 383 | 373
43 | 2009003074 | 385.3333 | 375.3333
44 | 2009003074 | 387.6667 | 377.6667
45 | 2009003074 | 390 | 380
46 | 2009003074 | 391.3333 | 381.3333
47 | 2009003074 | 392.6667 | 382.6667
48 | 2009003074 | 394 | 384
49 | 2009003074 | 393.3333 | 383.3333
50 | 2009003074 | 392.6667 | 382.6667
51 | 2009003074 | 392 | 382
52 | 2009003074 | 387.6667 | 377.6667
53 | 2009003074 | 383.3333 | 373.3333
54 | 2009003074 | 379 | 369
55 | 2009003074 | 372.3333 | 362.3333
56 | 2009003074 | 365.6667 | 355.6667
57 | 2009003074 | 359 | 349
58 | 2009003074 | 353.6667 | 343.6667
59 | 2009003074 | 348.3333 | 338.3333
60 | 2009003074 | 343 | 333
61 | 2009003074 | 338.3333 | 328.3333
62 | 2009003074 | 333.6667 | 323.6667
63 | 2009003074 | 329 | 319
64 | 2009003074 | 326 | 316
65 | 2009003074 | 323 | 313
66 | 2009003074 | 320 | 310
67 | 2009003074 | 318.3333 | 308.3333
68 | 2009003074 | 316.6667 | 306.6667
69 | 2009003074 | 315 | 305
70 | 2009003074 | 315.3333 | 305.3333
71 | 2009003074 | 315.6667 | 305.6667
72 | 2009003074 | 316 | 306
73 | 2009003074 | 316.3333 | 306.3333
74 | 2009003074 | 316.6667 | 306.6667
75 | 2009003074 | 317 | 307
76 | 2009003074 | 316.3333 | 306.3333
77 | 2009003074 | 315.6667 | 305.6667
78 | 2009003074 | 315 | 305
79 | 2009003074 | 314.6667 | 304.6667
80 | 2009003074 | 314.3333 | 304.3333
81 | 2009003074 | 314 | 304
82 | 2009003074 | 316.3333 | 306.3333
83 | 2009003074 | 318.6667 | 308.6667
84 | 2009003074 | 321 | 311
85 | 2009003074 | 323.3333 | 313.3333
86 | 2009003074 | 325.6667 | 315.6667
87 | 2009003074 | 328 | 318
88 | 2009003074 | 328.3333 | 318.3333
89 | 2009003074 | 328.6667 | 318.6667
90 | 2009003074 | 329 | 339
91 | 2009003074 | 329 | 339
92 | 2009003074 | 329 | 339
93 | 2009003074 | 329 | 339
94 | 2009003074 | 328.6667 | 338.6667
95 | 2009003074 | 328.3333 | 338.3333
96 | 2009003074 | 328 | 338
97 | 2009003074 | 327.6667 | 337.6667
98 | 2009003074 | 327.3333 | 337.3333
99 | 2009003074 | 327 | 337
100 | 2009003074 | 328.6667 | 338.6667
101 | 2009003074 | 330.3333 | 340.3333
102 | 2009003074 | 332 | 342
103 | 2009003074 | 334.3333 | 344.3333
104 | 2009003074 | 336.6667 | 346.6667
105 | 2009003074 | 339 | 349
106 | 2009003074 | 339.3333 | 349.3333
107 | 2009003074 | 339.6667 | 349.6667
108 | 2009003074 | 340 | 350
109 | 2009003074 | 342.3333 | 352.3333
110 | 2009003074 | 344.6667 | 354.6667
111 | 2009003074 | 347 | 357
112 | 2009003074 | 349.6667 | 359.6667
113 | 2009003074 | 352.3333 | 362.3333
114 | 2009003074 | 355 | 365
115 | 2009003074 | 360.3333 | 370.3333
116 | 2009003074 | 365.6667 | 375.6667
117 | 2009003074 | 371 | 381
118 | 2009003074 | 373.6667 | 383.6667
119 | 2009003074 | 376.3333 | 386.3333
120 | 2009003074 | 379 | 389
121 | 2009003074 | 383.3333 | 393.3333
122 | 2009003074 | 387.6667 | 377.6667
123 | 2009003074 | 392 | 382
124 | 2009003074 | 395.3333 | 385.3333
125 | 2009003074 | 398.6667 | 388.6667
126 | 2009003074 | 402 | 392
127 | 2009003074 | 404.3333 | 394.3333
128 | 2009003074 | 406.6667 | 396.6667
129 | 2009003074 | 409 | 399
130 | 2009003074 | 409 | 399
131 | 2009003074 | 409 | 399
132 | 2009003074 | 409 | 399
133 | 2009003074 | 408.3333 | 398.3333
134 | 2009003074 | 407.6667 | 397.6667
135 | 2009003074 | 407 | 397
136 | 2009003074 | 407 | 397
137 | 2009003074 | 407 | 397
138 | 2009003074 | 407 | 397
139 | 2009003074 | 407 | 397
140 | 2009003074 | 407 | 397
141 | 2009003074 | 407 | 397
142 | 2009003074 | 406 | 396
143 | 2009003074 | 405 | 395
0 | 2015006541 | 343 | 333
1 | 2015006541 | 344 | 334
2 | 2015006541 | 345 | 335
3 | 2015006541 | 346 | 336
4 | 2015006541 | 348 | 338
5 | 2015006541 | 350 | 340
6 | 2015006541 | 352 | 342
7 | 2015006541 | 353 | 343
8 | 2015006541 | 354 | 344
9 | 2015006541 | 355 | 345
10 | 2015006541 | 356.6667 | 346.6667
11 | 2015006541 | 358.3333 | 348.3333
12 | 2015006541 | 360 | 350
13 | 2015006541 | 363.6667 | 353.6667
14 | 2015006541 | 367.3333 | 357.3333
15 | 2015006541 | 371 | 361
16 | 2015006541 | 373.3333 | 363.3333
17 | 2015006541 | 375.6667 | 365.6667
18 | 2015006541 | 378 | 368
19 | 2015006541 | 378.6667 | 368.6667
20 | 2015006541 | 379.3333 | 369.3333
21 | 2015006541 | 380 | 370
22 | 2015006541 | 381.3333 | 371.3333
23 | 2015006541 | 382.6667 | 372.6667
24 | 2015006541 | 384 | 374
25 | 2015006541 | 385.3333 | 375.3333
26 | 2015006541 | 386.6667 | 376.6667
27 | 2015006541 | 388 | 378
28 | 2015006541 | 387 | 377
29 | 2015006541 | 386 | 376
30 | 2015006541 | 385 | 375
31 | 2015006541 | 383 | 373
32 | 2015006541 | 381 | 371
33 | 2015006541 | 379 | 369
34 | 2015006541 | 378.3333 | 368.3333
35 | 2015006541 | 377.6667 | 367.6667
36 | 2015006541 | 377 | 367
37 | 2015006541 | 377.3333 | 367.3333
38 | 2015006541 | 377.6667 | 367.6667
39 | 2015006541 | 378 | 368
40 | 2015006541 | 379.6667 | 369.6667
41 | 2015006541 | 381.3333 | 371.3333
42 | 2015006541 | 383 | 373
43 | 2015006541 | 385.3333 | 375.3333
44 | 2015006541 | 387.6667 | 377.6667
45 | 2015006541 | 390 | 380
46 | 2015006541 | 391.3333 | 381.3333
47 | 2015006541 | 392.6667 | 382.6667
48 | 2015006541 | 394 | 384
49 | 2015006541 | 393.3333 | 383.3333
50 | 2015006541 | 392.6667 | 382.6667
51 | 2015006541 | 392 | 382
52 | 2015006541 | 387.6667 | 377.6667
53 | 2015006541 | 383.3333 | 373.3333
54 | 2015006541 | 379 | 369
55 | 2015006541 | 372.3333 | 362.3333
56 | 2015006541 | 365.6667 | 355.6667
57 | 2015006541 | 359 | 349
58 | 2015006541 | 353.6667 | 343.6667
59 | 2015006541 | 348.3333 | 338.3333
60 | 2015006541 | 343 | 333
61 | 2015006541 | 338.3333 | 328.3333
62 | 2015006541 | 333.6667 | 323.6667
63 | 2015006541 | 329 | 319
64 | 2015006541 | 326 | 316
65 | 2015006541 | 323 | 313
66 | 2015006541 | 320 | 310
67 | 2015006541 | 318.3333 | 308.3333
68 | 2015006541 | 316.6667 | 306.6667
69 | 2015006541 | 315 | 305
70 | 2015006541 | 315.3333 | 305.3333
71 | 2015006541 | 315.6667 | 305.6667
72 | 2015006541 | 316 | 306
73 | 2015006541 | 316.3333 | 306.3333
74 | 2015006541 | 316.6667 | 306.6667
75 | 2015006541 | 317 | 307
76 | 2015006541 | 316.3333 | 306.3333
77 | 2015006541 | 315.6667 | 305.6667
78 | 2015006541 | 315 | 305
79 | 2015006541 | 314.6667 | 304.6667
80 | 2015006541 | 314.3333 | 304.3333
81 | 2015006541 | 314 | 304
82 | 2015006541 | 316.3333 | 306.3333
83 | 2015006541 | 318.6667 | 308.6667
84 | 2015006541 | 321 | 311
85 | 2015006541 | 323.3333 | 313.3333
86 | 2015006541 | 325.6667 | 315.6667
87 | 2015006541 | 328 | 318
88 | 2015006541 | 328.3333 | 318.3333
89 | 2015006541 | 328.6667 | 318.6667
90 | 2015006541 | 329 | 339
91 | 2015006541 | 329 | 339
92 | 2015006541 | 329 | 339
93 | 2015006541 | 329 | 339
94 | 2015006541 | 328.6667 | 338.6667
95 | 2015006541 | 328.3333 | 338.3333
96 | 2015006541 | 328 | 338
97 | 2015006541 | 327.6667 | 337.6667
98 | 2015006541 | 327.3333 | 337.3333
99 | 2015006541 | 327 | 337
100 | 2015006541 | 328.6667 | 338.6667
101 | 2015006541 | 330.3333 | 340.3333
102 | 2015006541 | 332 | 342
103 | 2015006541 | 334.3333 | 344.3333
104 | 2015006541 | 336.6667 | 346.6667
105 | 2015006541 | 339 | 349
106 | 2015006541 | 339.3333 | 349.3333
107 | 2015006541 | 339.6667 | 349.6667
108 | 2015006541 | 340 | 350
109 | 2015006541 | 342.3333 | 352.3333
110 | 2015006541 | 344.6667 | 354.6667
111 | 2015006541 | 347 | 357
112 | 2015006541 | 349.6667 | 359.6667
113 | 2015006541 | 352.3333 | 362.3333
114 | 2015006541 | 355 | 365
115 | 2015006541 | 360.3333 | 370.3333
116 | 2015006541 | 365.6667 | 375.6667
117 | 2015006541 | 371 | 381
118 | 2015006541 | 373.6667 | 383.6667
119 | 2015006541 | 376.3333 | 386.3333
120 | 2015006541 | 379 | 389
121 | 2015006541 | 383.3333 | 393.3333
122 | 2015006541 | 387.6667 | 377.6667
123 | 2015006541 | 392 | 382
124 | 2015006541 | 395.3333 | 385.3333
125 | 2015006541 | 398.6667 | 388.6667
126 | 2015006541 | 402 | 392
127 | 2015006541 | 404.3333 | 394.3333
128 | 2015006541 | 406.6667 | 396.6667
129 | 2015006541 | 409 | 399
130 | 2015006541 | 409 | 399
131 | 2015006541 | 409 | 399
132 | 2015006541 | 409 | 399
133 | 2015006541 | 408.3333 | 398.3333
134 | 2015006541 | 407.6667 | 397.6667
135 | 2015006541 | 407 | 397
136 | 2015006541 | 407 | 397
137 | 2015006541 | 407 | 397
138 | 2015006541 | 407 | 397
139 | 2015006541 | 407 | 397
140 | 2015006541 | 407 | 397
141 | 2015006541 | 407 | 397
142 | 2015006541 | 406 | 396
143 | 2015006541 | 405 | 395
0 | 2004004626 | 343 | 333
1 | 2004004626 | 344 | 334
2 | 2004004626 | 345 | 335
3 | 2004004626 | 346 | 336
4 | 2004004626 | 348 | 338
5 | 2004004626 | 350 | 340
6 | 2004004626 | 352 | 342
7 | 2004004626 | 353 | 343
8 | 2004004626 | 354 | 344
9 | 2004004626 | 355 | 345
10 | 2004004626 | 356.6667 | 346.6667
11 | 2004004626 | 358.3333 | 348.3333
12 | 2004004626 | 360 | 350
13 | 2004004626 | 363.6667 | 353.6667
14 | 2004004626 | 367.3333 | 357.3333
15 | 2004004626 | 371 | 361
16 | 2004004626 | 373.3333 | 363.3333
17 | 2004004626 | 375.6667 | 365.6667
18 | 2004004626 | 378 | 368
19 | 2004004626 | 378.6667 | 368.6667
20 | 2004004626 | 379.3333 | 369.3333
21 | 2004004626 | 380 | 370
22 | 2004004626 | 381.3333 | 371.3333
23 | 2004004626 | 382.6667 | 372.6667
24 | 2004004626 | 384 | 374
25 | 2004004626 | 385.3333 | 375.3333
26 | 2004004626 | 386.6667 | 376.6667
27 | 2004004626 | 388 | 378
28 | 2004004626 | 387 | 377
29 | 2004004626 | 386 | 376
30 | 2004004626 | 385 | 375
31 | 2004004626 | 383 | 373
32 | 2004004626 | 381 | 371
33 | 2004004626 | 379 | 369
34 | 2004004626 | 378.3333 | 368.3333
35 | 2004004626 | 377.6667 | 367.6667
36 | 2004004626 | 377 | 367
37 | 2004004626 | 377.3333 | 367.3333
38 | 2004004626 | 377.6667 | 367.6667
39 | 2004004626 | 378 | 368
40 | 2004004626 | 379.6667 | 369.6667
41 | 2004004626 | 381.3333 | 371.3333
42 | 2004004626 | 383 | 373
43 | 2004004626 | 385.3333 | 375.3333
44 | 2004004626 | 387.6667 | 377.6667
45 | 2004004626 | 390 | 380
46 | 2004004626 | 391.3333 | 381.3333
47 | 2004004626 | 392.6667 | 382.6667
48 | 2004004626 | 394 | 384
49 | 2004004626 | 393.3333 | 383.3333
50 | 2004004626 | 392.6667 | 382.6667
51 | 2004004626 | 392 | 382
52 | 2004004626 | 387.6667 | 377.6667
53 | 2004004626 | 383.3333 | 373.3333
54 | 2004004626 | 379 | 369
55 | 2004004626 | 372.3333 | 362.3333
56 | 2004004626 | 365.6667 | 355.6667
57 | 2004004626 | 359 | 349
58 | 2004004626 | 353.6667 | 343.6667
59 | 2004004626 | 348.3333 | 338.3333
60 | 2004004626 | 343 | 333
61 | 2004004626 | 338.3333 | 328.3333
62 | 2004004626 | 333.6667 | 323.6667
63 | 2004004626 | 329 | 319
64 | 2004004626 | 326 | 316
65 | 2004004626 | 323 | 313
66 | 2004004626 | 320 | 310
67 | 2004004626 | 318.3333 | 308.3333
68 | 2004004626 | 316.6667 | 306.6667
69 | 2004004626 | 315 | 305
70 | 2004004626 | 315.3333 | 305.3333
71 | 2004004626 | 315.6667 | 305.6667
72 | 2004004626 | 316 | 306
73 | 2004004626 | 316.3333 | 306.3333
74 | 2004004626 | 316.6667 | 306.6667
75 | 2004004626 | 317 | 307
76 | 2004004626 | 316.3333 | 306.3333
77 | 2004004626 | 315.6667 | 305.6667
78 | 2004004626 | 315 | 305
79 | 2004004626 | 314.6667 | 304.6667
80 | 2004004626 | 314.3333 | 304.3333
81 | 2004004626 | 314 | 304
82 | 2004004626 | 316.3333 | 306.3333
83 | 2004004626 | 318.6667 | 308.6667
84 | 2004004626 | 321 | 311
85 | 2004004626 | 323.3333 | 313.3333
86 | 2004004626 | 325.6667 | 315.6667
87 | 2004004626 | 328 | 318
88 | 2004004626 | 328.3333 | 318.3333
89 | 2004004626 | 328.6667 | 318.6667
90 | 2004004626 | 329 | 339
91 | 2004004626 | 329 | 339
92 | 2004004626 | 329 | 339
93 | 2004004626 | 329 | 339
94 | 2004004626 | 328.6667 | 338.6667
95 | 2004004626 | 328.3333 | 338.3333
96 | 2004004626 | 328 | 338
97 | 2004004626 | 327.6667 | 337.6667
98 | 2004004626 | 327.3333 | 337.3333
99 | 2004004626 | 327 | 337
100 | 2004004626 | 328.6667 | 338.6667
101 | 2004004626 | 330.3333 | 340.3333
102 | 2004004626 | 332 | 342
103 | 2004004626 | 334.3333 | 344.3333
104 | 2004004626 | 336.6667 | 346.6667
105 | 2004004626 | 339 | 349
106 | 2004004626 | 339.3333 | 349.3333
107 | 2004004626 | 339.6667 | 349.6667
108 | 2004004626 | 340 | 350
109 | 2004004626 | 342.3333 | 352.3333
110 | 2004004626 | 344.6667 | 354.6667
111 | 2004004626 | 347 | 357
112 | 2004004626 | 349.6667 | 359.6667
113 | 2004004626 | 352.3333 | 362.3333
114 | 2004004626 | 355 | 365
115 | 2004004626 | 360.3333 | 370.3333
116 | 2004004626 | 365.6667 | 375.6667
117 | 2004004626 | 371 | 381
118 | 2004004626 | 373.6667 | 383.6667
119 | 2004004626 | 376.3333 | 386.3333
120 | 2004004626 | 379 | 389
121 | 2004004626 | 383.3333 | 393.3333
122 | 2004004626 | 387.6667 | 377.6667
123 | 2004004626 | 392 | 382
124 | 2004004626 | 395.3333 | 385.3333
125 | 2004004626 | 398.6667 | 388.6667
126 | 2004004626 | 402 | 392
127 | 2004004626 | 404.3333 | 394.3333
128 | 2004004626 | 406.6667 | 396.6667
129 | 2004004626 | 409 | 399
130 | 2004004626 | 409 | 399
131 | 2004004626 | 409 | 399
132 | 2004004626 | 409 | 399
133 | 2004004626 | 408.3333 | 398.3333
134 | 2004004626 | 407.6667 | 397.6667
135 | 2004004626 | 407 | 397
136 | 2004004626 | 407 | 397
137 | 2004004626 | 407 | 397
138 | 2004004626 | 407 | 397
139 | 2004004626 | 407 | 397
140 | 2004004626 | 407 | 397
141 | 2004004626 | 407 | 397
142 | 2004004626 | 406 | 396
143 | 2004004626 | 405 | 395
0 | 2009007029 | 343 | 333
1 | 2009007029 | 344 | 334
2 | 2009007029 | 345 | 335
3 | 2009007029 | 346 | 336
4 | 2009007029 | 348 | 338
5 | 2009007029 | 350 | 340
6 | 2009007029 | 352 | 342
7 | 2009007029 | 353 | 343
8 | 2009007029 | 354 | 344
9 | 2009007029 | 355 | 345
10 | 2009007029 | 356.6667 | 346.6667
11 | 2009007029 | 358.3333 | 348.3333
12 | 2009007029 | 360 | 350
13 | 2009007029 | 363.6667 | 353.6667
14 | 2009007029 | 367.3333 | 357.3333
15 | 2009007029 | 371 | 361
16 | 2009007029 | 373.3333 | 363.3333
17 | 2009007029 | 375.6667 | 365.6667
18 | 2009007029 | 378 | 368
19 | 2009007029 | 378.6667 | 368.6667
20 | 2009007029 | 379.3333 | 369.3333
21 | 2009007029 | 380 | 370
22 | 2009007029 | 381.3333 | 371.3333
23 | 2009007029 | 382.6667 | 372.6667
24 | 2009007029 | 384 | 374
25 | 2009007029 | 385.3333 | 375.3333
26 | 2009007029 | 386.6667 | 376.6667
27 | 2009007029 | 388 | 378
28 | 2009007029 | 387 | 377
29 | 2009007029 | 386 | 376
30 | 2009007029 | 385 | 375
31 | 2009007029 | 383 | 373
32 | 2009007029 | 381 | 371
33 | 2009007029 | 379 | 369
34 | 2009007029 | 378.3333 | 368.3333
35 | 2009007029 | 377.6667 | 367.6667
36 | 2009007029 | 377 | 367
37 | 2009007029 | 377.3333 | 367.3333
38 | 2009007029 | 377.6667 | 367.6667
39 | 2009007029 | 378 | 368
40 | 2009007029 | 379.6667 | 369.6667
41 | 2009007029 | 381.3333 | 371.3333
42 | 2009007029 | 383 | 373
43 | 2009007029 | 385.3333 | 375.3333
44 | 2009007029 | 387.6667 | 377.6667
45 | 2009007029 | 390 | 380
46 | 2009007029 | 391.3333 | 381.3333
47 | 2009007029 | 392.6667 | 382.6667
48 | 2009007029 | 394 | 384
49 | 2009007029 | 393.3333 | 383.3333
50 | 2009007029 | 392.6667 | 382.6667
51 | 2009007029 | 392 | 382
52 | 2009007029 | 387.6667 | 377.6667
53 | 2009007029 | 383.3333 | 373.3333
54 | 2009007029 | 379 | 369
55 | 2009007029 | 372.3333 | 362.3333
56 | 2009007029 | 365.6667 | 355.6667
57 | 2009007029 | 359 | 349
58 | 2009007029 | 353.6667 | 343.6667
59 | 2009007029 | 348.3333 | 338.3333
60 | 2009007029 | 343 | 333
61 | 2009007029 | 338.3333 | 328.3333
62 | 2009007029 | 333.6667 | 323.6667
63 | 2009007029 | 329 | 319
64 | 2009007029 | 326 | 316
65 | 2009007029 | 323 | 313
66 | 2009007029 | 320 | 310
67 | 2009007029 | 318.3333 | 308.3333
68 | 2009007029 | 316.6667 | 306.6667
69 | 2009007029 | 315 | 305
70 | 2009007029 | 315.3333 | 305.3333
71 | 2009007029 | 315.6667 | 305.6667
72 | 2009007029 | 316 | 306
73 | 2009007029 | 316.3333 | 306.3333
74 | 2009007029 | 316.6667 | 306.6667
75 | 2009007029 | 317 | 307
76 | 2009007029 | 316.3333 | 306.3333
77 | 2009007029 | 315.6667 | 305.6667
78 | 2009007029 | 315 | 305
79 | 2009007029 | 314.6667 | 304.6667
80 | 2009007029 | 314.3333 | 304.3333
81 | 2009007029 | 314 | 304
82 | 2009007029 | 316.3333 | 306.3333
83 | 2009007029 | 318.6667 | 308.6667
84 | 2009007029 | 321 | 311
85 | 2009007029 | 323.3333 | 313.3333
86 | 2009007029 | 325.6667 | 315.6667
87 | 2009007029 | 328 | 318
88 | 2009007029 | 328.3333 | 318.3333
89 | 2009007029 | 328.6667 | 318.6667
90 | 2009007029 | 329 | 339
91 | 2009007029 | 329 | 339
92 | 2009007029 | 329 | 339
93 | 2009007029 | 329 | 339
94 | 2009007029 | 328.6667 | 338.6667
95 | 2009007029 | 328.3333 | 338.3333
96 | 2009007029 | 328 | 338
97 | 2009007029 | 327.6667 | 337.6667
98 | 2009007029 | 327.3333 | 337.3333
99 | 2009007029 | 327 | 337
100 | 2009007029 | 328.6667 | 338.6667
101 | 2009007029 | 330.3333 | 340.3333
102 | 2009007029 | 332 | 342
103 | 2009007029 | 334.3333 | 344.3333
104 | 2009007029 | 336.6667 | 346.6667
105 | 2009007029 | 339 | 349
106 | 2009007029 | 339.3333 | 349.3333
107 | 2009007029 | 339.6667 | 349.6667
108 | 2009007029 | 340 | 350
109 | 2009007029 | 342.3333 | 352.3333
110 | 2009007029 | 344.6667 | 354.6667
111 | 2009007029 | 347 | 357
112 | 2009007029 | 349.6667 | 359.6667
113 | 2009007029 | 352.3333 | 362.3333
114 | 2009007029 | 355 | 365
115 | 2009007029 | 360.3333 | 370.3333
116 | 2009007029 | 365.6667 | 375.6667
117 | 2009007029 | 371 | 381
118 | 2009007029 | 373.6667 | 383.6667
119 | 2009007029 | 376.3333 | 386.3333
120 | 2009007029 | 379 | 389
121 | 2009007029 | 383.3333 | 393.3333
122 | 2009007029 | 387.6667 | 377.6667
123 | 2009007029 | 392 | 382
124 | 2009007029 | 395.3333 | 385.3333
125 | 2009007029 | 398.6667 | 388.6667
126 | 2009007029 | 402 | 392
127 | 2009007029 | 404.3333 | 394.3333
128 | 2009007029 | 406.6667 | 396.6667
129 | 2009007029 | 409 | 399
130 | 2009007029 | 409 | 399
131 | 2009007029 | 409 | 399
132 | 2009007029 | 409 | 399
133 | 2009007029 | 408.3333 | 398.3333
134 | 2009007029 | 407.6667 | 397.6667
135 | 2009007029 | 407 | 397
136 | 2009007029 | 407 | 397
137 | 2009007029 | 407 | 397
138 | 2009007029 | 407 | 397
139 | 2009007029 | 407 | 397
140 | 2009007029 | 407 | 397
141 | 2009007029 | 407 | 397
142 | 2009007029 | 406 | 396
143 | 2009007029 | 405 | 395
0 | 2011003601 | 343 | 333
1 | 2011003601 | 344 | 334
2 | 2011003601 | 345 | 335
3 | 2011003601 | 346 | 336
4 | 2011003601 | 348 | 338
5 | 2011003601 | 350 | 340
6 | 2011003601 | 352 | 342
7 | 2011003601 | 353 | 343
8 | 2011003601 | 354 | 344
9 | 2011003601 | 355 | 345
10 | 2011003601 | 356.6667 | 346.6667
11 | 2011003601 | 358.3333 | 348.3333
12 | 2011003601 | 360 | 350
13 | 2011003601 | 363.6667 | 353.6667
14 | 2011003601 | 367.3333 | 357.3333
15 | 2011003601 | 371 | 361
16 | 2011003601 | 373.3333 | 363.3333
17 | 2011003601 | 375.6667 | 365.6667
18 | 2011003601 | 378 | 368
19 | 2011003601 | 378.6667 | 368.6667
20 | 2011003601 | 379.3333 | 369.3333
21 | 2011003601 | 380 | 370
22 | 2011003601 | 381.3333 | 371.3333
23 | 2011003601 | 382.6667 | 372.6667
24 | 2011003601 | 384 | 374
25 | 2011003601 | 385.3333 | 375.3333
26 | 2011003601 | 386.6667 | 376.6667
27 | 2011003601 | 388 | 378
28 | 2011003601 | 387 | 377
29 | 2011003601 | 386 | 376
30 | 2011003601 | 385 | 375
31 | 2011003601 | 383 | 373
32 | 2011003601 | 381 | 371
33 | 2011003601 | 379 | 369
34 | 2011003601 | 378.3333 | 368.3333
35 | 2011003601 | 377.6667 | 367.6667
36 | 2011003601 | 377 | 367
37 | 2011003601 | 377.3333 | 367.3333
38 | 2011003601 | 377.6667 | 367.6667
39 | 2011003601 | 378 | 368
40 | 2011003601 | 379.6667 | 369.6667
41 | 2011003601 | 381.3333 | 371.3333
42 | 2011003601 | 383 | 373
43 | 2011003601 | 385.3333 | 375.3333
44 | 2011003601 | 387.6667 | 377.6667
45 | 2011003601 | 390 | 380
46 | 2011003601 | 391.3333 | 381.3333
47 | 2011003601 | 392.6667 | 382.6667
48 | 2011003601 | 394 | 384
49 | 2011003601 | 393.3333 | 383.3333
50 | 2011003601 | 392.6667 | 382.6667
51 | 2011003601 | 392 | 382
52 | 2011003601 | 387.6667 | 377.6667
53 | 2011003601 | 383.3333 | 373.3333
54 | 2011003601 | 379 | 369
55 | 2011003601 | 372.3333 | 362.3333
56 | 2011003601 | 365.6667 | 355.6667
57 | 2011003601 | 359 | 349
58 | 2011003601 | 353.6667 | 343.6667
59 | 2011003601 | 348.3333 | 338.3333
60 | 2011003601 | 343 | 333
61 | 2011003601 | 338.3333 | 328.3333
62 | 2011003601 | 333.6667 | 323.6667
63 | 2011003601 | 329 | 319
64 | 2011003601 | 326 | 316
65 | 2011003601 | 323 | 313
66 | 2011003601 | 320 | 310
67 | 2011003601 | 318.3333 | 308.3333
68 | 2011003601 | 316.6667 | 306.6667
69 | 2011003601 | 315 | 305
70 | 2011003601 | 315.3333 | 305.3333
71 | 2011003601 | 315.6667 | 305.6667
72 | 2011003601 | 316 | 306
73 | 2011003601 | 316.3333 | 306.3333
74 | 2011003601 | 316.6667 | 306.6667
75 | 2011003601 | 317 | 307
76 | 2011003601 | 316.3333 | 306.3333
77 | 2011003601 | 315.6667 | 305.6667
78 | 2011003601 | 315 | 305
79 | 2011003601 | 314.6667 | 304.6667
80 | 2011003601 | 314.3333 | 304.3333
81 | 2011003601 | 314 | 304
82 | 2011003601 | 316.3333 | 306.3333
83 | 2011003601 | 318.6667 | 308.6667
84 | 2011003601 | 321 | 311
85 | 2011003601 | 323.3333 | 313.3333
86 | 2011003601 | 325.6667 | 315.6667
87 | 2011003601 | 328 | 318
88 | 2011003601 | 328.3333 | 318.3333
89 | 2011003601 | 328.6667 | 318.6667
90 | 2011003601 | 329 | 339
91 | 2011003601 | 329 | 339
92 | 2011003601 | 329 | 339
93 | 2011003601 | 329 | 339
94 | 2011003601 | 328.6667 | 338.6667
95 | 2011003601 | 328.3333 | 338.3333
96 | 2011003601 | 328 | 338
97 | 2011003601 | 327.6667 | 337.6667
98 | 2011003601 | 327.3333 | 337.3333
99 | 2011003601 | 327 | 337
100 | 2011003601 | 328.6667 | 338.6667
101 | 2011003601 | 330.3333 | 340.3333
102 | 2011003601 | 332 | 342
103 | 2011003601 | 334.3333 | 344.3333
104 | 2011003601 | 336.6667 | 346.6667
105 | 2011003601 | 339 | 349
106 | 2011003601 | 339.3333 | 349.3333
107 | 2011003601 | 339.6667 | 349.6667
108 | 2011003601 | 340 | 350
109 | 2011003601 | 342.3333 | 352.3333
110 | 2011003601 | 344.6667 | 354.6667
111 | 2011003601 | 347 | 357
112 | 2011003601 | 349.6667 | 359.6667
113 | 2011003601 | 352.3333 | 362.3333
114 | 2011003601 | 355 | 365
115 | 2011003601 | 360.3333 | 370.3333
116 | 2011003601 | 365.6667 | 375.6667
117 | 2011003601 | 371 | 381
118 | 2011003601 | 373.6667 | 383.6667
119 | 2011003601 | 376.3333 | 386.3333
120 | 2011003601 | 379 | 389
121 | 2011003601 | 383.3333 | 393.3333
122 | 2011003601 | 387.6667 | 377.6667
123 | 2011003601 | 392 | 382
124 | 2011003601 | 395.3333 | 385.3333
125 | 2011003601 | 398.6667 | 388.6667
126 | 2011003601 | 402 | 392
127 | 2011003601 | 404.3333 | 394.3333
128 | 2011003601 | 406.6667 | 396.6667
129 | 2011003601 | 409 | 399
130 | 2011003601 | 409 | 399
131 | 2011003601 | 409 | 399
132 | 2011003601 | 409 | 399
133 | 2011003601 | 408.3333 | 398.3333
134 | 2011003601 | 407.6667 | 397.6667
135 | 2011003601 | 407 | 397
136 | 2011003601 | 407 | 397
137 | 2011003601 | 407 | 397
138 | 2011003601 | 407 | 397
139 | 2011003601 | 407 | 397
140 | 2011003601 | 407 | 397
141 | 2011003601 | 407 | 397
142 | 2011003601 | 406 | 396
143 | 2011003601 | 405 | 395
0 | 2005002977 | 343 | 333
1 | 2005002977 | 344 | 334
2 | 2005002977 | 345 | 335
3 | 2005002977 | 346 | 336
4 | 2005002977 | 348 | 338
5 | 2005002977 | 350 | 340
6 | 2005002977 | 352 | 342
7 | 2005002977 | 353 | 343
8 | 2005002977 | 354 | 344
9 | 2005002977 | 355 | 345
10 | 2005002977 | 356.6667 | 346.6667
11 | 2005002977 | 358.3333 | 348.3333
12 | 2005002977 | 360 | 350
13 | 2005002977 | 363.6667 | 353.6667
14 | 2005002977 | 367.3333 | 357.3333
15 | 2005002977 | 371 | 361
16 | 2005002977 | 373.3333 | 363.3333
17 | 2005002977 | 375.6667 | 365.6667
18 | 2005002977 | 378 | 368
19 | 2005002977 | 378.6667 | 368.6667
20 | 2005002977 | 379.3333 | 369.3333
21 | 2005002977 | 380 | 370
22 | 2005002977 | 381.3333 | 371.3333
23 | 2005002977 | 382.6667 | 372.6667
24 | 2005002977 | 384 | 374
25 | 2005002977 | 385.3333 | 375.3333
26 | 2005002977 | 386.6667 | 376.6667
27 | 2005002977 | 388 | 378
28 | 2005002977 | 387 | 377
29 | 2005002977 | 386 | 376
30 | 2005002977 | 385 | 375
31 | 2005002977 | 383 | 373
32 | 2005002977 | 381 | 371
33 | 2005002977 | 379 | 369
34 | 2005002977 | 378.3333 | 368.3333
35 | 2005002977 | 377.6667 | 367.6667
36 | 2005002977 | 377 | 367
37 | 2005002977 | 377.3333 | 367.3333
38 | 2005002977 | 377.6667 | 367.6667
39 | 2005002977 | 378 | 368
40 | 2005002977 | 379.6667 | 369.6667
41 | 2005002977 | 381.3333 | 371.3333
42 | 2005002977 | 383 | 373
43 | 2005002977 | 385.3333 | 375.3333
44 | 2005002977 | 387.6667 | 377.6667
45 | 2005002977 | 390 | 380
46 | 2005002977 | 391.3333 | 381.3333
47 | 2005002977 | 392.6667 | 382.6667
48 | 2005002977 | 394 | 384
49 | 2005002977 | 393.3333 | 383.3333
50 | 2005002977 | 392.6667 | 382.6667
51 | 2005002977 | 392 | 382
52 | 2005002977 | 387.6667 | 377.6667
53 | 2005002977 | 383.3333 | 373.3333
54 | 2005002977 | 379 | 369
55 | 2005002977 | 372.3333 | 362.3333
56 | 2005002977 | 365.6667 | 355.6667
57 | 2005002977 | 359 | 349
58 | 2005002977 | 353.6667 | 343.6667
59 | 2005002977 | 348.3333 | 338.3333
60 | 2005002977 | 343 | 333
61 | 2005002977 | 338.3333 | 328.3333
62 | 2005002977 | 333.6667 | 323.6667
63 | 2005002977 | 329 | 319
64 | 2005002977 | 326 | 316
65 | 2005002977 | 323 | 313
66 | 2005002977 | 320 | 310
67 | 2005002977 | 318.3333 | 308.3333
68 | 2005002977 | 316.6667 | 306.6667
69 | 2005002977 | 315 | 305
70 | 2005002977 | 315.3333 | 305.3333
71 | 2005002977 | 315.6667 | 305.6667
72 | 2005002977 | 316 | 306
73 | 2005002977 | 316.3333 | 306.3333
74 | 2005002977 | 316.6667 | 306.6667
75 | 2005002977 | 317 | 307
76 | 2005002977 | 316.3333 | 306.3333
77 | 2005002977 | 315.6667 | 305.6667
78 | 2005002977 | 315 | 305
79 | 2005002977 | 314.6667 | 304.6667
80 | 2005002977 | 314.3333 | 304.3333
81 | 2005002977 | 314 | 304
82 | 2005002977 | 316.3333 | 306.3333
83 | 2005002977 | 318.6667 | 308.6667
84 | 2005002977 | 321 | 311
85 | 2005002977 | 323.3333 | 313.3333
86 | 2005002977 | 325.6667 | 315.6667
87 | 2005002977 | 328 | 318
88 | 2005002977 | 328.3333 | 318.3333
89 | 2005002977 | 328.6667 | 318.6667
90 | 2005002977 | 329 | 339
91 | 2005002977 | 329 | 339
92 | 2005002977 | 329 | 339
93 | 2005002977 | 329 | 339
94 | 2005002977 | 328.6667 | 338.6667
95 | 2005002977 | 328.3333 | 338.3333
96 | 2005002977 | 328 | 338
97 | 2005002977 | 327.6667 | 337.6667
98 | 2005002977 | 327.3333 | 337.3333
99 | 2005002977 | 327 | 337
100 | 2005002977 | 328.6667 | 338.6667
101 | 2005002977 | 330.3333 | 340.3333
102 | 2005002977 | 332 | 342
103 | 2005002977 | 334.3333 | 344.3333
104 | 2005002977 | 336.6667 | 346.6667
105 | 2005002977 | 339 | 349
106 | 2005002977 | 339.3333 | 349.3333
107 | 2005002977 | 339.6667 | 349.6667
108 | 2005002977 | 340 | 350
109 | 2005002977 | 342.3333 | 352.3333
110 | 2005002977 | 344.6667 | 354.6667
111 | 2005002977 | 347 | 357
112 | 2005002977 | 349.6667 | 359.6667
113 | 2005002977 | 352.3333 | 362.3333
114 | 2005002977 | 355 | 365
115 | 2005002977 | 360.3333 | 370.3333
116 | 2005002977 | 365.6667 | 375.6667
117 | 2005002977 | 371 | 381
118 | 2005002977 | 373.6667 | 383.6667
119 | 2005002977 | 376.3333 | 386.3333
120 | 2005002977 | 379 | 389
121 | 2005002977 | 383.3333 | 393.3333
122 | 2005002977 | 387.6667 | 377.6667
123 | 2005002977 | 392 | 382
124 | 2005002977 | 395.3333 | 385.3333
125 | 2005002977 | 398.6667 | 388.6667
126 | 2005002977 | 402 | 392
127 | 2005002977 | 404.3333 | 394.3333
128 | 2005002977 | 406.6667 | 396.6667
129 | 2005002977 | 409 | 399
130 | 2005002977 | 409 | 399
131 | 2005002977 | 409 | 399
132 | 2005002977 | 409 | 399
133 | 2005002977 | 408.3333 | 398.3333
134 | 2005002977 | 407.6667 | 397.6667
135 | 2005002977 | 407 | 397
136 | 2005002977 | 407 | 397
137 | 2005002977 | 407 | 397
138 | 2005002977 | 407 | 397
139 | 2005002977 | 407 | 397
140 | 2005002977 | 407 | 397
141 | 2005002977 | 407 | 397
142 | 2005002977 | 406 | 396
143 | 2005002977 | 405 | 395
0 | 2009007798 | 343 | 333
1 | 2009007798 | 344 | 334
2 | 2009007798 | 345 | 335
3 | 2009007798 | 346 | 336
4 | 2009007798 | 348 | 338
5 | 2009007798 | 350 | 340
6 | 2009007798 | 352 | 342
7 | 2009007798 | 353 | 343
8 | 2009007798 | 354 | 344
9 | 2009007798 | 355 | 345
10 | 2009007798 | 356.6667 | 346.6667
11 | 2009007798 | 358.3333 | 348.3333
12 | 2009007798 | 360 | 350
13 | 2009007798 | 363.6667 | 353.6667
14 | 2009007798 | 367.3333 | 357.3333
15 | 2009007798 | 371 | 361
16 | 2009007798 | 373.3333 | 363.3333
17 | 2009007798 | 375.6667 | 365.6667
18 | 2009007798 | 378 | 368
19 | 2009007798 | 378.6667 | 368.6667
20 | 2009007798 | 379.3333 | 369.3333
21 | 2009007798 | 380 | 370
22 | 2009007798 | 381.3333 | 371.3333
23 | 2009007798 | 382.6667 | 372.6667
24 | 2009007798 | 384 | 374
25 | 2009007798 | 385.3333 | 375.3333
26 | 2009007798 | 386.6667 | 376.6667
27 | 2009007798 | 388 | 378
28 | 2009007798 | 387 | 377
29 | 2009007798 | 386 | 376
30 | 2009007798 | 385 | 375
31 | 2009007798 | 383 | 373
32 | 2009007798 | 381 | 371
33 | 2009007798 | 379 | 369
34 | 2009007798 | 378.3333 | 368.3333
35 | 2009007798 | 377.6667 | 367.6667
36 | 2009007798 | 377 | 367
37 | 2009007798 | 377.3333 | 367.3333
38 | 2009007798 | 377.6667 | 367.6667
39 | 2009007798 | 378 | 368
40 | 2009007798 | 379.6667 | 369.6667
41 | 2009007798 | 381.3333 | 371.3333
42 | 2009007798 | 383 | 373
43 | 2009007798 | 385.3333 | 375.3333
44 | 2009007798 | 387.6667 | 377.6667
45 | 2009007798 | 390 | 380
46 | 2009007798 | 391.3333 | 381.3333
47 | 2009007798 | 392.6667 | 382.6667
48 | 2009007798 | 394 | 384
49 | 2009007798 | 393.3333 | 383.3333
50 | 2009007798 | 392.6667 | 382.6667
51 | 2009007798 | 392 | 382
52 | 2009007798 | 387.6667 | 377.6667
53 | 2009007798 | 383.3333 | 373.3333
54 | 2009007798 | 379 | 369
55 | 2009007798 | 372.3333 | 362.3333
56 | 2009007798 | 365.6667 | 355.6667
57 | 2009007798 | 359 | 349
58 | 2009007798 | 353.6667 | 343.6667
59 | 2009007798 | 348.3333 | 338.3333
60 | 2009007798 | 343 | 333
61 | 2009007798 | 338.3333 | 328.3333
62 | 2009007798 | 333.6667 | 323.6667
63 | 2009007798 | 329 | 319
64 | 2009007798 | 326 | 316
65 | 2009007798 | 323 | 313
66 | 2009007798 | 320 | 310
67 | 2009007798 | 318.3333 | 308.3333
68 | 2009007798 | 316.6667 | 306.6667
69 | 2009007798 | 315 | 305
70 | 2009007798 | 315.3333 | 305.3333
71 | 2009007798 | 315.6667 | 305.6667
72 | 2009007798 | 316 | 306
73 | 2009007798 | 316.3333 | 306.3333
74 | 2009007798 | 316.6667 | 306.6667
75 | 2009007798 | 317 | 307
76 | 2009007798 | 316.3333 | 306.3333
77 | 2009007798 | 315.6667 | 305.6667
78 | 2009007798 | 315 | 305
79 | 2009007798 | 314.6667 | 304.6667
80 | 2009007798 | 314.3333 | 304.3333
81 | 2009007798 | 314 | 304
82 | 2009007798 | 316.3333 | 306.3333
83 | 2009007798 | 318.6667 | 308.6667
84 | 2009007798 | 321 | 311
85 | 2009007798 | 323.3333 | 313.3333
86 | 2009007798 | 325.6667 | 315.6667
87 | 2009007798 | 328 | 318
88 | 2009007798 | 328.3333 | 318.3333
89 | 2009007798 | 328.6667 | 318.6667
90 | 2009007798 | 329 | 339
91 | 2009007798 | 329 | 339
92 | 2009007798 | 329 | 339
93 | 2009007798 | 329 | 339
94 | 2009007798 | 328.6667 | 338.6667
95 | 2009007798 | 328.3333 | 338.3333
96 | 2009007798 | 328 | 338
97 | 2009007798 | 327.6667 | 337.6667
98 | 2009007798 | 327.3333 | 337.3333
99 | 2009007798 | 327 | 337
100 | 2009007798 | 328.6667 | 338.6667
101 | 2009007798 | 330.3333 | 340.3333
102 | 2009007798 | 332 | 342
103 | 2009007798 | 334.3333 | 344.3333
104 | 2009007798 | 336.6667 | 346.6667
105 | 2009007798 | 339 | 349
106 | 2009007798 | 339.3333 | 349.3333
107 | 2009007798 | 339.6667 | 349.6667
108 | 2009007798 | 340 | 350
109 | 2009007798 | 342.3333 | 352.3333
110 | 2009007798 | 344.6667 | 354.6667
111 | 2009007798 | 347 | 357
112 | 2009007798 | 349.6667 | 359.6667
113 | 2009007798 | 352.3333 | 362.3333
114 | 2009007798 | 355 | 365
115 | 2009007798 | 360.3333 | 370.3333
116 | 2009007798 | 365.6667 | 375.6667
117 | 2009007798 | 371 | 381
118 | 2009007798 | 373.6667 | 383.6667
119 | 2009007798 | 376.3333 | 386.3333
120 | 2009007798 | 379 | 389
121 | 2009007798 | 383.3333 | 393.3333
122 | 2009007798 | 387.6667 | 377.6667
123 | 2009007798 | 392 | 382
124 | 2009007798 | 395.3333 | 385.3333
125 | 2009007798 | 398.6667 | 388.6667
126 | 2009007798 | 402 | 392
127 | 2009007798 | 404.3333 | 394.3333
128 | 2009007798 | 406.6667 | 396.6667
129 | 2009007798 | 409 | 399
130 | 2009007798 | 409 | 399
131 | 2009007798 | 409 | 399
132 | 2009007798 | 409 | 399
133 | 2009007798 | 408.3333 | 398.3333
134 | 2009007798 | 407.6667 | 397.6667
135 | 2009007798 | 407 | 397
136 | 2009007798 | 407 | 397
137 | 2009007798 | 407 | 397
138 | 2009007798 | 407 | 397
139 | 2009007798 | 407 | 397
140 | 2009007798 | 407 | 397
141 | 2009007798 | 407 | 397
142 | 2009007798 | 406 | 396
143 | 2009007798 | 405 | 395
0 | 2003001779 | 343 | 333
1 | 2003001779 | 344 | 334
2 | 2003001779 | 345 | 335
3 | 2003001779 | 346 | 336
4 | 2003001779 | 348 | 338
5 | 2003001779 | 350 | 340
6 | 2003001779 | 352 | 342
7 | 2003001779 | 353 | 343
8 | 2003001779 | 354 | 344
9 | 2003001779 | 355 | 345
10 | 2003001779 | 356.6667 | 346.6667
11 | 2003001779 | 358.3333 | 348.3333
12 | 2003001779 | 360 | 350
13 | 2003001779 | 363.6667 | 353.6667
14 | 2003001779 | 367.3333 | 357.3333
15 | 2003001779 | 371 | 361
16 | 2003001779 | 373.3333 | 363.3333
17 | 2003001779 | 375.6667 | 365.6667
18 | 2003001779 | 378 | 368
19 | 2003001779 | 378.6667 | 368.6667
20 | 2003001779 | 379.3333 | 369.3333
21 | 2003001779 | 380 | 370
22 | 2003001779 | 381.3333 | 371.3333
23 | 2003001779 | 382.6667 | 372.6667
24 | 2003001779 | 384 | 374
25 | 2003001779 | 385.3333 | 375.3333
26 | 2003001779 | 386.6667 | 376.6667
27 | 2003001779 | 388 | 378
28 | 2003001779 | 387 | 377
29 | 2003001779 | 386 | 376
30 | 2003001779 | 385 | 375
31 | 2003001779 | 383 | 373
32 | 2003001779 | 381 | 371
33 | 2003001779 | 379 | 369
34 | 2003001779 | 378.3333 | 368.3333
35 | 2003001779 | 377.6667 | 367.6667
36 | 2003001779 | 377 | 367
37 | 2003001779 | 377.3333 | 367.3333
38 | 2003001779 | 377.6667 | 367.6667
39 | 2003001779 | 378 | 368
40 | 2003001779 | 379.6667 | 369.6667
41 | 2003001779 | 381.3333 | 371.3333
42 | 2003001779 | 383 | 373
43 | 2003001779 | 385.3333 | 375.3333
44 | 2003001779 | 387.6667 | 377.6667
45 | 2003001779 | 390 | 380
46 | 2003001779 | 391.3333 | 381.3333
47 | 2003001779 | 392.6667 | 382.6667
48 | 2003001779 | 394 | 384
49 | 2003001779 | 393.3333 | 383.3333
50 | 2003001779 | 392.6667 | 382.6667
51 | 2003001779 | 392 | 382
52 | 2003001779 | 387.6667 | 377.6667
53 | 2003001779 | 383.3333 | 373.3333
54 | 2003001779 | 379 | 369
55 | 2003001779 | 372.3333 | 362.3333
56 | 2003001779 | 365.6667 | 355.6667
57 | 2003001779 | 359 | 349
58 | 2003001779 | 353.6667 | 343.6667
59 | 2003001779 | 348.3333 | 338.3333
60 | 2003001779 | 343 | 333
61 | 2003001779 | 338.3333 | 328.3333
62 | 2003001779 | 333.6667 | 323.6667
63 | 2003001779 | 329 | 319
64 | 2003001779 | 326 | 316
65 | 2003001779 | 323 | 313
66 | 2003001779 | 320 | 310
67 | 2003001779 | 318.3333 | 308.3333
68 | 2003001779 | 316.6667 | 306.6667
69 | 2003001779 | 315 | 305
70 | 2003001779 | 315.3333 | 305.3333
71 | 2003001779 | 315.6667 | 305.6667
72 | 2003001779 | 316 | 306
73 | 2003001779 | 316.3333 | 306.3333
74 | 2003001779 | 316.6667 | 306.6667
75 | 2003001779 | 317 | 307
76 | 2003001779 | 316.3333 | 306.3333
77 | 2003001779 | 315.6667 | 305.6667
78 | 2003001779 | 315 | 305
79 | 2003001779 | 314.6667 | 304.6667
80 | 2003001779 | 314.3333 | 304.3333
81 | 2003001779 | 314 | 304
82 | 2003001779 | 316.3333 | 306.3333
83 | 2003001779 | 318.6667 | 308.6667
84 | 2003001779 | 321 | 311
85 | 2003001779 | 323.3333 | 313.3333
86 | 2003001779 | 325.6667 | 315.6667
87 | 2003001779 | 328 | 318
88 | 2003001779 | 328.3333 | 318.3333
89 | 2003001779 | 328.6667 | 318.6667
90 | 2003001779 | 329 | 339
91 | 2003001779 | 329 | 339
92 | 2003001779 | 329 | 339
93 | 2003001779 | 329 | 339
94 | 2003001779 | 328.6667 | 338.6667
95 | 2003001779 | 328.3333 | 338.3333
96 | 2003001779 | 328 | 338
97 | 2003001779 | 327.6667 | 337.6667
98 | 2003001779 | 327.3333 | 337.3333
99 | 2003001779 | 327 | 337
100 | 2003001779 | 328.6667 | 338.6667
101 | 2003001779 | 330.3333 | 340.3333
102 | 2003001779 | 332 | 342
103 | 2003001779 | 334.3333 | 344.3333
104 | 2003001779 | 336.6667 | 346.6667
105 | 2003001779 | 339 | 349
106 | 2003001779 | 339.3333 | 349.3333
107 | 2003001779 | 339.6667 | 349.6667
108 | 2003001779 | 340 | 350
109 | 2003001779 | 342.3333 | 352.3333
110 | 2003001779 | 344.6667 | 354.6667
111 | 2003001779 | 347 | 357
112 | 2003001779 | 349.6667 | 359.6667
113 | 2003001779 | 352.3333 | 362.3333
114 | 2003001779 | 355 | 365
115 | 2003001779 | 360.3333 | 370.3333
116 | 2003001779 | 365.6667 | 375.6667
117 | 2003001779 | 371 | 381
118 | 2003001779 | 373.6667 | 383.6667
119 | 2003001779 | 376.3333 | 386.3333
120 | 2003001779 | 379 | 389
121 | 2003001779 | 383.3333 | 393.3333
122 | 2003001779 | 387.6667 | 377.6667
123 | 2003001779 | 392 | 382
124 | 2003001779 | 395.3333 | 385.3333
125 | 2003001779 | 398.6667 | 388.6667
126 | 2003001779 | 402 | 392
127 | 2003001779 | 404.3333 | 394.3333
128 | 2003001779 | 406.6667 | 396.6667
129 | 2003001779 | 409 | 399
130 | 2003001779 | 409 | 399
131 | 2003001779 | 409 | 399
132 | 2003001779 | 409 | 399
133 | 2003001779 | 408.3333 | 398.3333
134 | 2003001779 | 407.6667 | 397.6667
135 | 2003001779 | 407 | 397
136 | 2003001779 | 407 | 397
137 | 2003001779 | 407 | 397
138 | 2003001779 | 407 | 397
139 | 2003001779 | 407 | 397
140 | 2003001779 | 407 | 397
141 | 2003001779 | 407 | 397
142 | 2003001779 | 406 | 396
143 | 2003001779 | 405 | 395
0 | 2016005133 | 343 | 333
1 | 2016005133 | 344 | 334
2 | 2016005133 | 345 | 335
3 | 2016005133 | 346 | 336
4 | 2016005133 | 348 | 338
5 | 2016005133 | 350 | 340
6 | 2016005133 | 352 | 342
7 | 2016005133 | 353 | 343
8 | 2016005133 | 354 | 344
9 | 2016005133 | 355 | 345
10 | 2016005133 | 356.6667 | 346.6667
11 | 2016005133 | 358.3333 | 348.3333
12 | 2016005133 | 360 | 350
13 | 2016005133 | 363.6667 | 353.6667
14 | 2016005133 | 367.3333 | 357.3333
15 | 2016005133 | 371 | 361
16 | 2016005133 | 373.3333 | 363.3333
17 | 2016005133 | 375.6667 | 365.6667
18 | 2016005133 | 378 | 368
19 | 2016005133 | 378.6667 | 368.6667
20 | 2016005133 | 379.3333 | 369.3333
21 | 2016005133 | 380 | 370
22 | 2016005133 | 381.3333 | 371.3333
23 | 2016005133 | 382.6667 | 372.6667
24 | 2016005133 | 384 | 374
25 | 2016005133 | 385.3333 | 375.3333
26 | 2016005133 | 386.6667 | 376.6667
27 | 2016005133 | 388 | 378
28 | 2016005133 | 387 | 377
29 | 2016005133 | 386 | 376
30 | 2016005133 | 385 | 375
31 | 2016005133 | 383 | 373
32 | 2016005133 | 381 | 371
33 | 2016005133 | 379 | 369
34 | 2016005133 | 378.3333 | 368.3333
35 | 2016005133 | 377.6667 | 367.6667
36 | 2016005133 | 377 | 367
37 | 2016005133 | 377.3333 | 367.3333
38 | 2016005133 | 377.6667 | 367.6667
39 | 2016005133 | 378 | 368
40 | 2016005133 | 379.6667 | 369.6667
41 | 2016005133 | 381.3333 | 371.3333
42 | 2016005133 | 383 | 373
43 | 2016005133 | 385.3333 | 375.3333
44 | 2016005133 | 387.6667 | 377.6667
45 | 2016005133 | 390 | 380
46 | 2016005133 | 391.3333 | 381.3333
47 | 2016005133 | 392.6667 | 382.6667
48 | 2016005133 | 394 | 384
49 | 2016005133 | 393.3333 | 383.3333
50 | 2016005133 | 392.6667 | 382.6667
51 | 2016005133 | 392 | 382
52 | 2016005133 | 387.6667 | 377.6667
53 | 2016005133 | 383.3333 | 373.3333
54 | 2016005133 | 379 | 369
55 | 2016005133 | 372.3333 | 362.3333
56 | 2016005133 | 365.6667 | 355.6667
57 | 2016005133 | 359 | 349
58 | 2016005133 | 353.6667 | 343.6667
59 | 2016005133 | 348.3333 | 338.3333
60 | 2016005133 | 343 | 333
61 | 2016005133 | 338.3333 | 328.3333
62 | 2016005133 | 333.6667 | 323.6667
63 | 2016005133 | 329 | 319
64 | 2016005133 | 326 | 316
65 | 2016005133 | 323 | 313
66 | 2016005133 | 320 | 310
67 | 2016005133 | 318.3333 | 308.3333
68 | 2016005133 | 316.6667 | 306.6667
69 | 2016005133 | 315 | 305
70 | 2016005133 | 315.3333 | 305.3333
71 | 2016005133 | 315.6667 | 305.6667
72 | 2016005133 | 316 | 306
73 | 2016005133 | 316.3333 | 306.3333
74 | 2016005133 | 316.6667 | 306.6667
75 | 2016005133 | 317 | 307
76 | 2016005133 | 316.3333 | 306.3333
77 | 2016005133 | 315.6667 | 305.6667
78 | 2016005133 | 315 | 305
79 | 2016005133 | 314.6667 | 304.6667
80 | 2016005133 | 314.3333 | 304.3333
81 | 2016005133 | 314 | 304
82 | 2016005133 | 316.3333 | 306.3333
83 | 2016005133 | 318.6667 | 308.6667
84 | 2016005133 | 321 | 311
85 | 2016005133 | 323.3333 | 313.3333
86 | 2016005133 | 325.6667 | 315.6667
87 | 2016005133 | 328 | 318
88 | 2016005133 | 328.3333 | 318.3333
89 | 2016005133 | 328.6667 | 318.6667
90 | 2016005133 | 329 | 339
91 | 2016005133 | 329 | 339
92 | 2016005133 | 329 | 339
93 | 2016005133 | 329 | 339
94 | 2016005133 | 328.6667 | 338.6667
95 | 2016005133 | 328.3333 | 338.3333
96 | 2016005133 | 328 | 338
97 | 2016005133 | 327.6667 | 337.6667
98 | 2016005133 | 327.3333 | 337.3333
99 | 2016005133 | 327 | 337
100 | 2016005133 | 328.6667 | 338.6667
101 | 2016005133 | 330.3333 | 340.3333
102 | 2016005133 | 332 | 342
103 | 2016005133 | 334.3333 | 344.3333
104 | 2016005133 | 336.6667 | 346.6667
105 | 2016005133 | 339 | 349
106 | 2016005133 | 339.3333 | 349.3333
107 | 2016005133 | 339.6667 | 349.6667
108 | 2016005133 | 340 | 350
109 | 2016005133 | 342.3333 | 352.3333
110 | 2016005133 | 344.6667 | 354.6667
111 | 2016005133 | 347 | 357
112 | 2016005133 | 349.6667 | 359.6667
113 | 2016005133 | 352.3333 | 362.3333
114 | 2016005133 | 355 | 365
115 | 2016005133 | 360.3333 | 370.3333
116 | 2016005133 | 365.6667 | 375.6667
117 | 2016005133 | 371 | 381
118 | 2016005133 | 373.6667 | 383.6667
119 | 2016005133 | 376.3333 | 386.3333
120 | 2016005133 | 379 | 389
121 | 2016005133 | 383.3333 | 393.3333
122 | 2016005133 | 387.6667 | 377.6667
123 | 2016005133 | 392 | 382
124 | 2016005133 | 395.3333 | 385.3333
125 | 2016005133 | 398.6667 | 388.6667
126 | 2016005133 | 402 | 392
127 | 2016005133 | 404.3333 | 394.3333
128 | 2016005133 | 406.6667 | 396.6667
129 | 2016005133 | 409 | 399
130 | 2016005133 | 409 | 399
131 | 2016005133 | 409 | 399
132 | 2016005133 | 409 | 399
133 | 2016005133 | 408.3333 | 398.3333
134 | 2016005133 | 407.6667 | 397.6667
135 | 2016005133 | 407 | 397
136 | 2016005133 | 407 | 397
137 | 2016005133 | 407 | 397
138 | 2016005133 | 407 | 397
139 | 2016005133 | 407 | 397
140 | 2016005133 | 407 | 397
141 | 2016005133 | 407 | 397
142 | 2016005133 | 406 | 396
143 | 2016005133 | 405 | 395
0 | 2014007104 | 343 | 333
1 | 2014007104 | 344 | 334
2 | 2014007104 | 345 | 335
3 | 2014007104 | 346 | 336
4 | 2014007104 | 348 | 338
5 | 2014007104 | 350 | 340
6 | 2014007104 | 352 | 342
7 | 2014007104 | 353 | 343
8 | 2014007104 | 354 | 344
9 | 2014007104 | 355 | 345
10 | 2014007104 | 356.6667 | 346.6667
11 | 2014007104 | 358.3333 | 348.3333
12 | 2014007104 | 360 | 350
13 | 2014007104 | 363.6667 | 353.6667
14 | 2014007104 | 367.3333 | 357.3333
15 | 2014007104 | 371 | 361
16 | 2014007104 | 373.3333 | 363.3333
17 | 2014007104 | 375.6667 | 365.6667
18 | 2014007104 | 378 | 368
19 | 2014007104 | 378.6667 | 368.6667
20 | 2014007104 | 379.3333 | 369.3333
21 | 2014007104 | 380 | 370
22 | 2014007104 | 381.3333 | 371.3333
23 | 2014007104 | 382.6667 | 372.6667
24 | 2014007104 | 384 | 374
25 | 2014007104 | 385.3333 | 375.3333
26 | 2014007104 | 386.6667 | 376.6667
27 | 2014007104 | 388 | 378
28 | 2014007104 | 387 | 377
29 | 2014007104 | 386 | 376
30 | 2014007104 | 385 | 375
31 | 2014007104 | 383 | 373
32 | 2014007104 | 381 | 371
33 | 2014007104 | 379 | 369
34 | 2014007104 | 378.3333 | 368.3333
35 | 2014007104 | 377.6667 | 367.6667
36 | 2014007104 | 377 | 367
37 | 2014007104 | 377.3333 | 367.3333
38 | 2014007104 | 377.6667 | 367.6667
39 | 2014007104 | 378 | 368
40 | 2014007104 | 379.6667 | 369.6667
41 | 2014007104 | 381.3333 | 371.3333
42 | 2014007104 | 383 | 373
43 | 2014007104 | 385.3333 | 375.3333
44 | 2014007104 | 387.6667 | 377.6667
45 | 2014007104 | 390 | 380
46 | 2014007104 | 391.3333 | 381.3333
47 | 2014007104 | 392.6667 | 382.6667
48 | 2014007104 | 394 | 384
49 | 2014007104 | 393.3333 | 383.3333
50 | 2014007104 | 392.6667 | 382.6667
51 | 2014007104 | 392 | 382
52 | 2014007104 | 387.6667 | 377.6667
53 | 2014007104 | 383.3333 | 373.3333
54 | 2014007104 | 379 | 369
55 | 2014007104 | 372.3333 | 362.3333
56 | 2014007104 | 365.6667 | 355.6667
57 | 2014007104 | 359 | 349
58 | 2014007104 | 353.6667 | 343.6667
59 | 2014007104 | 348.3333 | 338.3333
60 | 2014007104 | 343 | 333
61 | 2014007104 | 338.3333 | 328.3333
62 | 2014007104 | 333.6667 | 323.6667
63 | 2014007104 | 329 | 319
64 | 2014007104 | 326 | 316
65 | 2014007104 | 323 | 313
66 | 2014007104 | 320 | 310
67 | 2014007104 | 318.3333 | 308.3333
68 | 2014007104 | 316.6667 | 306.6667
69 | 2014007104 | 315 | 305
70 | 2014007104 | 315.3333 | 305.3333
71 | 2014007104 | 315.6667 | 305.6667
72 | 2014007104 | 316 | 306
73 | 2014007104 | 316.3333 | 306.3333
74 | 2014007104 | 316.6667 | 306.6667
75 | 2014007104 | 317 | 307
76 | 2014007104 | 316.3333 | 306.3333
77 | 2014007104 | 315.6667 | 305.6667
78 | 2014007104 | 315 | 305
79 | 2014007104 | 314.6667 | 304.6667
80 | 2014007104 | 314.3333 | 304.3333
81 | 2014007104 | 314 | 304
82 | 2014007104 | 316.3333 | 306.3333
83 | 2014007104 | 318.6667 | 308.6667
84 | 2014007104 | 321 | 311
85 | 2014007104 | 323.3333 | 313.3333
86 | 2014007104 | 325.6667 | 315.6667
87 | 2014007104 | 328 | 318
88 | 2014007104 | 328.3333 | 318.3333
89 | 2014007104 | 328.6667 | 318.6667
90 | 2014007104 | 329 | 339
91 | 2014007104 | 329 | 339
92 | 2014007104 | 329 | 339
93 | 2014007104 | 329 | 339
94 | 2014007104 | 328.6667 | 338.6667
95 | 2014007104 | 328.3333 | 338.3333
96 | 2014007104 | 328 | 338
97 | 2014007104 | 327.6667 | 337.6667
98 | 2014007104 | 327.3333 | 337.3333
99 | 2014007104 | 327 | 337
100 | 2014007104 | 328.6667 | 338.6667
101 | 2014007104 | 330.3333 | 340.3333
102 | 2014007104 | 332 | 342
103 | 2014007104 | 334.3333 | 344.3333
104 | 2014007104 | 336.6667 | 346.6667
105 | 2014007104 | 339 | 349
106 | 2014007104 | 339.3333 | 349.3333
107 | 2014007104 | 339.6667 | 349.6667
108 | 2014007104 | 340 | 350
109 | 2014007104 | 342.3333 | 352.3333
110 | 2014007104 | 344.6667 | 354.6667
111 | 2014007104 | 347 | 357
112 | 2014007104 | 349.6667 | 359.6667
113 | 2014007104 | 352.3333 | 362.3333
114 | 2014007104 | 355 | 365
115 | 2014007104 | 360.3333 | 370.3333
116 | 2014007104 | 365.6667 | 375.6667
117 | 2014007104 | 371 | 381
118 | 2014007104 | 373.6667 | 383.6667
119 | 2014007104 | 376.3333 | 386.3333
120 | 2014007104 | 379 | 389
121 | 2014007104 | 383.3333 | 393.3333
122 | 2014007104 | 387.6667 | 377.6667
123 | 2014007104 | 392 | 382
124 | 2014007104 | 395.3333 | 385.3333
125 | 2014007104 | 398.6667 | 388.6667
126 | 2014007104 | 402 | 392
127 | 2014007104 | 404.3333 | 394.3333
128 | 2014007104 | 406.6667 | 396.6667
129 | 2014007104 | 409 | 399
130 | 2014007104 | 409 | 399
131 | 2014007104 | 409 | 399
132 | 2014007104 | 409 | 399
133 | 2014007104 | 408.3333 | 398.3333
134 | 2014007104 | 407.6667 | 397.6667
135 | 2014007104 | 407 | 397
136 | 2014007104 | 407 | 397
137 | 2014007104 | 407 | 397
138 | 2014007104 | 407 | 397
139 | 2014007104 | 407 | 397
140 | 2014007104 | 407 | 397
141 | 2014007104 | 407 | 397
142 | 2014007104 | 406 | 396
143 | 2014007104 | 405 | 395
0 | 2008008719 | 343 | 333
1 | 2008008719 | 344 | 334
2 | 2008008719 | 345 | 335
3 | 2008008719 | 346 | 336
4 | 2008008719 | 348 | 338
5 | 2008008719 | 350 | 340
6 | 2008008719 | 352 | 342
7 | 2008008719 | 353 | 343
8 | 2008008719 | 354 | 344
9 | 2008008719 | 355 | 345
10 | 2008008719 | 356.6667 | 346.6667
11 | 2008008719 | 358.3333 | 348.3333
12 | 2008008719 | 360 | 350
13 | 2008008719 | 363.6667 | 353.6667
14 | 2008008719 | 367.3333 | 357.3333
15 | 2008008719 | 371 | 361
16 | 2008008719 | 373.3333 | 363.3333
17 | 2008008719 | 375.6667 | 365.6667
18 | 2008008719 | 378 | 368
19 | 2008008719 | 378.6667 | 368.6667
20 | 2008008719 | 379.3333 | 369.3333
21 | 2008008719 | 380 | 370
22 | 2008008719 | 381.3333 | 371.3333
23 | 2008008719 | 382.6667 | 372.6667
24 | 2008008719 | 384 | 374
25 | 2008008719 | 385.3333 | 375.3333
26 | 2008008719 | 386.6667 | 376.6667
27 | 2008008719 | 388 | 378
28 | 2008008719 | 387 | 377
29 | 2008008719 | 386 | 376
30 | 2008008719 | 385 | 375
31 | 2008008719 | 383 | 373
32 | 2008008719 | 381 | 371
33 | 2008008719 | 379 | 369
34 | 2008008719 | 378.3333 | 368.3333
35 | 2008008719 | 377.6667 | 367.6667
36 | 2008008719 | 377 | 367
37 | 2008008719 | 377.3333 | 367.3333
38 | 2008008719 | 377.6667 | 367.6667
39 | 2008008719 | 378 | 368
40 | 2008008719 | 379.6667 | 369.6667
41 | 2008008719 | 381.3333 | 371.3333
42 | 2008008719 | 383 | 373
43 | 2008008719 | 385.3333 | 375.3333
44 | 2008008719 | 387.6667 | 377.6667
45 | 2008008719 | 390 | 380
46 | 2008008719 | 391.3333 | 381.3333
47 | 2008008719 | 392.6667 | 382.6667
48 | 2008008719 | 394 | 384
49 | 2008008719 | 393.3333 | 383.3333
50 | 2008008719 | 392.6667 | 382.6667
51 | 2008008719 | 392 | 382
52 | 2008008719 | 387.6667 | 377.6667
53 | 2008008719 | 383.3333 | 373.3333
54 | 2008008719 | 379 | 369
55 | 2008008719 | 372.3333 | 362.3333
56 | 2008008719 | 365.6667 | 355.6667
57 | 2008008719 | 359 | 349
58 | 2008008719 | 353.6667 | 343.6667
59 | 2008008719 | 348.3333 | 338.3333
60 | 2008008719 | 343 | 333
61 | 2008008719 | 338.3333 | 328.3333
62 | 2008008719 | 333.6667 | 323.6667
63 | 2008008719 | 329 | 319
64 | 2008008719 | 326 | 316
65 | 2008008719 | 323 | 313
66 | 2008008719 | 320 | 310
67 | 2008008719 | 318.3333 | 308.3333
68 | 2008008719 | 316.6667 | 306.6667
69 | 2008008719 | 315 | 305
70 | 2008008719 | 315.3333 | 305.3333
71 | 2008008719 | 315.6667 | 305.6667
72 | 2008008719 | 316 | 306
73 | 2008008719 | 316.3333 | 306.3333
74 | 2008008719 | 316.6667 | 306.6667
75 | 2008008719 | 317 | 307
76 | 2008008719 | 316.3333 | 306.3333
77 | 2008008719 | 315.6667 | 305.6667
78 | 2008008719 | 315 | 305
79 | 2008008719 | 314.6667 | 304.6667
80 | 2008008719 | 314.3333 | 304.3333
81 | 2008008719 | 314 | 304
82 | 2008008719 | 316.3333 | 306.3333
83 | 2008008719 | 318.6667 | 308.6667
84 | 2008008719 | 321 | 311
85 | 2008008719 | 323.3333 | 313.3333
86 | 2008008719 | 325.6667 | 315.6667
87 | 2008008719 | 328 | 318
88 | 2008008719 | 328.3333 | 318.3333
89 | 2008008719 | 328.6667 | 318.6667
90 | 2008008719 | 329 | 339
91 | 2008008719 | 329 | 339
92 | 2008008719 | 329 | 339
93 | 2008008719 | 329 | 339
94 | 2008008719 | 328.6667 | 338.6667
95 | 2008008719 | 328.3333 | 338.3333
96 | 2008008719 | 328 | 338
97 | 2008008719 | 327.6667 | 337.6667
98 | 2008008719 | 327.3333 | 337.3333
99 | 2008008719 | 327 | 337
100 | 2008008719 | 328.6667 | 338.6667
101 | 2008008719 | 330.3333 | 340.3333
102 | 2008008719 | 332 | 342
103 | 2008008719 | 334.3333 | 344.3333
104 | 2008008719 | 336.6667 | 346.6667
105 | 2008008719 | 339 | 349
106 | 2008008719 | 339.3333 | 349.3333
107 | 2008008719 | 339.6667 | 349.6667
108 | 2008008719 | 340 | 350
109 | 2008008719 | 342.3333 | 352.3333
110 | 2008008719 | 344.6667 | 354.6667
111 | 2008008719 | 347 | 357
112 | 2008008719 | 349.6667 | 359.6667
113 | 2008008719 | 352.3333 | 362.3333
114 | 2008008719 | 355 | 365
115 | 2008008719 | 360.3333 | 370.3333
116 | 2008008719 | 365.6667 | 375.6667
117 | 2008008719 | 371 | 381
118 | 2008008719 | 373.6667 | 383.6667
119 | 2008008719 | 376.3333 | 386.3333
120 | 2008008719 | 379 | 389
121 | 2008008719 | 383.3333 | 393.3333
122 | 2008008719 | 387.6667 | 377.6667
123 | 2008008719 | 392 | 382
124 | 2008008719 | 395.3333 | 385.3333
125 | 2008008719 | 398.6667 | 388.6667
126 | 2008008719 | 402 | 392
127 | 2008008719 | 404.3333 | 394.3333
128 | 2008008719 | 406.6667 | 396.6667
129 | 2008008719 | 409 | 399
130 | 2008008719 | 409 | 399
131 | 2008008719 | 409 | 399
132 | 2008008719 | 409 | 399
133 | 2008008719 | 408.3333 | 398.3333
134 | 2008008719 | 407.6667 | 397.6667
135 | 2008008719 | 407 | 397
136 | 2008008719 | 407 | 397
137 | 2008008719 | 407 | 397
138 | 2008008719 | 407 | 397
139 | 2008008719 | 407 | 397
140 | 2008008719 | 407 | 397
141 | 2008008719 | 407 | 397
142 | 2008008719 | 406 | 396
143 | 2008008719 | 405 | 395
0 | 2008003009 | 343 | 333
1 | 2008003009 | 344 | 334
2 | 2008003009 | 345 | 335
3 | 2008003009 | 346 | 336
4 | 2008003009 | 348 | 338
5 | 2008003009 | 350 | 340
6 | 2008003009 | 352 | 342
7 | 2008003009 | 353 | 343
8 | 2008003009 | 354 | 344
9 | 2008003009 | 355 | 345
10 | 2008003009 | 356.6667 | 346.6667
11 | 2008003009 | 358.3333 | 348.3333
12 | 2008003009 | 360 | 350
13 | 2008003009 | 363.6667 | 353.6667
14 | 2008003009 | 367.3333 | 357.3333
15 | 2008003009 | 371 | 361
16 | 2008003009 | 373.3333 | 363.3333
17 | 2008003009 | 375.6667 | 365.6667
18 | 2008003009 | 378 | 368
19 | 2008003009 | 378.6667 | 368.6667
20 | 2008003009 | 379.3333 | 369.3333
21 | 2008003009 | 380 | 370
22 | 2008003009 | 381.3333 | 371.3333
23 | 2008003009 | 382.6667 | 372.6667
24 | 2008003009 | 384 | 374
25 | 2008003009 | 385.3333 | 375.3333
26 | 2008003009 | 386.6667 | 376.6667
27 | 2008003009 | 388 | 378
28 | 2008003009 | 387 | 377
29 | 2008003009 | 386 | 376
30 | 2008003009 | 385 | 375
31 | 2008003009 | 383 | 373
32 | 2008003009 | 381 | 371
33 | 2008003009 | 379 | 369
34 | 2008003009 | 378.3333 | 368.3333
35 | 2008003009 | 377.6667 | 367.6667
36 | 2008003009 | 377 | 367
37 | 2008003009 | 377.3333 | 367.3333
38 | 2008003009 | 377.6667 | 367.6667
39 | 2008003009 | 378 | 368
40 | 2008003009 | 379.6667 | 369.6667
41 | 2008003009 | 381.3333 | 371.3333
42 | 2008003009 | 383 | 373
43 | 2008003009 | 385.3333 | 375.3333
44 | 2008003009 | 387.6667 | 377.6667
45 | 2008003009 | 390 | 380
46 | 2008003009 | 391.3333 | 381.3333
47 | 2008003009 | 392.6667 | 382.6667
48 | 2008003009 | 394 | 384
49 | 2008003009 | 393.3333 | 383.3333
50 | 2008003009 | 392.6667 | 382.6667
51 | 2008003009 | 392 | 382
52 | 2008003009 | 387.6667 | 377.6667
53 | 2008003009 | 383.3333 | 373.3333
54 | 2008003009 | 379 | 369
55 | 2008003009 | 372.3333 | 362.3333
56 | 2008003009 | 365.6667 | 355.6667
57 | 2008003009 | 359 | 349
58 | 2008003009 | 353.6667 | 343.6667
59 | 2008003009 | 348.3333 | 338.3333
60 | 2008003009 | 343 | 333
61 | 2008003009 | 338.3333 | 328.3333
62 | 2008003009 | 333.6667 | 323.6667
63 | 2008003009 | 329 | 319
64 | 2008003009 | 326 | 316
65 | 2008003009 | 323 | 313
66 | 2008003009 | 320 | 310
67 | 2008003009 | 318.3333 | 308.3333
68 | 2008003009 | 316.6667 | 306.6667
69 | 2008003009 | 315 | 305
70 | 2008003009 | 315.3333 | 305.3333
71 | 2008003009 | 315.6667 | 305.6667
72 | 2008003009 | 316 | 306
73 | 2008003009 | 316.3333 | 306.3333
74 | 2008003009 | 316.6667 | 306.6667
75 | 2008003009 | 317 | 307
76 | 2008003009 | 316.3333 | 306.3333
77 | 2008003009 | 315.6667 | 305.6667
78 | 2008003009 | 315 | 305
79 | 2008003009 | 314.6667 | 304.6667
80 | 2008003009 | 314.3333 | 304.3333
81 | 2008003009 | 314 | 304
82 | 2008003009 | 316.3333 | 306.3333
83 | 2008003009 | 318.6667 | 308.6667
84 | 2008003009 | 321 | 311
85 | 2008003009 | 323.3333 | 313.3333
86 | 2008003009 | 325.6667 | 315.6667
87 | 2008003009 | 328 | 318
88 | 2008003009 | 328.3333 | 318.3333
89 | 2008003009 | 328.6667 | 318.6667
90 | 2008003009 | 329 | 339
91 | 2008003009 | 329 | 339
92 | 2008003009 | 329 | 339
93 | 2008003009 | 329 | 339
94 | 2008003009 | 328.6667 | 338.6667
95 | 2008003009 | 328.3333 | 338.3333
96 | 2008003009 | 328 | 338
97 | 2008003009 | 327.6667 | 337.6667
98 | 2008003009 | 327.3333 | 337.3333
99 | 2008003009 | 327 | 337
100 | 2008003009 | 328.6667 | 338.6667
101 | 2008003009 | 330.3333 | 340.3333
102 | 2008003009 | 332 | 342
103 | 2008003009 | 334.3333 | 344.3333
104 | 2008003009 | 336.6667 | 346.6667
105 | 2008003009 | 339 | 349
106 | 2008003009 | 339.3333 | 349.3333
107 | 2008003009 | 339.6667 | 349.6667
108 | 2008003009 | 340 | 350
109 | 2008003009 | 342.3333 | 352.3333
110 | 2008003009 | 344.6667 | 354.6667
111 | 2008003009 | 347 | 357
112 | 2008003009 | 349.6667 | 359.6667
113 | 2008003009 | 352.3333 | 362.3333
114 | 2008003009 | 355 | 365
115 | 2008003009 | 360.3333 | 370.3333
116 | 2008003009 | 365.6667 | 375.6667
117 | 2008003009 | 371 | 381
118 | 2008003009 | 373.6667 | 383.6667
119 | 2008003009 | 376.3333 | 386.3333
120 | 2008003009 | 379 | 389
121 | 2008003009 | 383.3333 | 393.3333
122 | 2008003009 | 387.6667 | 377.6667
123 | 2008003009 | 392 | 382
124 | 2008003009 | 395.3333 | 385.3333
125 | 2008003009 | 398.6667 | 388.6667
126 | 2008003009 | 402 | 392
127 | 2008003009 | 404.3333 | 394.3333
128 | 2008003009 | 406.6667 | 396.6667
129 | 2008003009 | 409 | 399
130 | 2008003009 | 409 | 399
131 | 2008003009 | 409 | 399
132 | 2008003009 | 409 | 399
133 | 2008003009 | 408.3333 | 398.3333
134 | 2008003009 | 407.6667 | 397.6667
135 | 2008003009 | 407 | 397
136 | 2008003009 | 407 | 397
137 | 2008003009 | 407 | 397
138 | 2008003009 | 407 | 397
139 | 2008003009 | 407 | 397
140 | 2008003009 | 407 | 397
141 | 2008003009 | 407 | 397
142 | 2008003009 | 406 | 396
143 | 2008003009 | 405 | 395
0 | 2003003786 | 343 | 333
1 | 2003003786 | 344 | 334
2 | 2003003786 | 345 | 335
3 | 2003003786 | 346 | 336
4 | 2003003786 | 348 | 338
5 | 2003003786 | 350 | 340
6 | 2003003786 | 352 | 342
7 | 2003003786 | 353 | 343
8 | 2003003786 | 354 | 344
9 | 2003003786 | 355 | 345
10 | 2003003786 | 356.6667 | 346.6667
11 | 2003003786 | 358.3333 | 348.3333
12 | 2003003786 | 360 | 350
13 | 2003003786 | 363.6667 | 353.6667
14 | 2003003786 | 367.3333 | 357.3333
15 | 2003003786 | 371 | 361
16 | 2003003786 | 373.3333 | 363.3333
17 | 2003003786 | 375.6667 | 365.6667
18 | 2003003786 | 378 | 368
19 | 2003003786 | 378.6667 | 368.6667
20 | 2003003786 | 379.3333 | 369.3333
21 | 2003003786 | 380 | 370
22 | 2003003786 | 381.3333 | 371.3333
23 | 2003003786 | 382.6667 | 372.6667
24 | 2003003786 | 384 | 374
25 | 2003003786 | 385.3333 | 375.3333
26 | 2003003786 | 386.6667 | 376.6667
27 | 2003003786 | 388 | 378
28 | 2003003786 | 387 | 377
29 | 2003003786 | 386 | 376
30 | 2003003786 | 385 | 375
31 | 2003003786 | 383 | 373
32 | 2003003786 | 381 | 371
33 | 2003003786 | 379 | 369
34 | 2003003786 | 378.3333 | 368.3333
35 | 2003003786 | 377.6667 | 367.6667
36 | 2003003786 | 377 | 367
37 | 2003003786 | 377.3333 | 367.3333
38 | 2003003786 | 377.6667 | 367.6667
39 | 2003003786 | 378 | 368
40 | 2003003786 | 379.6667 | 369.6667
41 | 2003003786 | 381.3333 | 371.3333
42 | 2003003786 | 383 | 373
43 | 2003003786 | 385.3333 | 375.3333
44 | 2003003786 | 387.6667 | 377.6667
45 | 2003003786 | 390 | 380
46 | 2003003786 | 391.3333 | 381.3333
47 | 2003003786 | 392.6667 | 382.6667
48 | 2003003786 | 394 | 384
49 | 2003003786 | 393.3333 | 383.3333
50 | 2003003786 | 392.6667 | 382.6667
51 | 2003003786 | 392 | 382
52 | 2003003786 | 387.6667 | 377.6667
53 | 2003003786 | 383.3333 | 373.3333
54 | 2003003786 | 379 | 369
55 | 2003003786 | 372.3333 | 362.3333
56 | 2003003786 | 365.6667 | 355.6667
57 | 2003003786 | 359 | 349
58 | 2003003786 | 353.6667 | 343.6667
59 | 2003003786 | 348.3333 | 338.3333
60 | 2003003786 | 343 | 333
61 | 2003003786 | 338.3333 | 328.3333
62 | 2003003786 | 333.6667 | 323.6667
63 | 2003003786 | 329 | 319
64 | 2003003786 | 326 | 316
65 | 2003003786 | 323 | 313
66 | 2003003786 | 320 | 310
67 | 2003003786 | 318.3333 | 308.3333
68 | 2003003786 | 316.6667 | 306.6667
69 | 2003003786 | 315 | 305
70 | 2003003786 | 315.3333 | 305.3333
71 | 2003003786 | 315.6667 | 305.6667
72 | 2003003786 | 316 | 306
73 | 2003003786 | 316.3333 | 306.3333
74 | 2003003786 | 316.6667 | 306.6667
75 | 2003003786 | 317 | 307
76 | 2003003786 | 316.3333 | 306.3333
77 | 2003003786 | 315.6667 | 305.6667
78 | 2003003786 | 315 | 305
79 | 2003003786 | 314.6667 | 304.6667
80 | 2003003786 | 314.3333 | 304.3333
81 | 2003003786 | 314 | 304
82 | 2003003786 | 316.3333 | 306.3333
83 | 2003003786 | 318.6667 | 308.6667
84 | 2003003786 | 321 | 311
85 | 2003003786 | 323.3333 | 313.3333
86 | 2003003786 | 325.6667 | 315.6667
87 | 2003003786 | 328 | 318
88 | 2003003786 | 328.3333 | 318.3333
89 | 2003003786 | 328.6667 | 318.6667
90 | 2003003786 | 329 | 339
91 | 2003003786 | 329 | 339
92 | 2003003786 | 329 | 339
93 | 2003003786 | 329 | 339
94 | 2003003786 | 328.6667 | 338.6667
95 | 2003003786 | 328.3333 | 338.3333
96 | 2003003786 | 328 | 338
97 | 2003003786 | 327.6667 | 337.6667
98 | 2003003786 | 327.3333 | 337.3333
99 | 2003003786 | 327 | 337
100 | 2003003786 | 328.6667 | 338.6667
101 | 2003003786 | 330.3333 | 340.3333
102 | 2003003786 | 332 | 342
103 | 2003003786 | 334.3333 | 344.3333
104 | 2003003786 | 336.6667 | 346.6667
105 | 2003003786 | 339 | 349
106 | 2003003786 | 339.3333 | 349.3333
107 | 2003003786 | 339.6667 | 349.6667
108 | 2003003786 | 340 | 350
109 | 2003003786 | 342.3333 | 352.3333
110 | 2003003786 | 344.6667 | 354.6667
111 | 2003003786 | 347 | 357
112 | 2003003786 | 349.6667 | 359.6667
113 | 2003003786 | 352.3333 | 362.3333
114 | 2003003786 | 355 | 365
115 | 2003003786 | 360.3333 | 370.3333
116 | 2003003786 | 365.6667 | 375.6667
117 | 2003003786 | 371 | 381
118 | 2003003786 | 373.6667 | 383.6667
119 | 2003003786 | 376.3333 | 386.3333
120 | 2003003786 | 379 | 389
121 | 2003003786 | 383.3333 | 393.3333
122 | 2003003786 | 387.6667 | 377.6667
123 | 2003003786 | 392 | 382
124 | 2003003786 | 395.3333 | 385.3333
125 | 2003003786 | 398.6667 | 388.6667
126 | 2003003786 | 402 | 392
127 | 2003003786 | 404.3333 | 394.3333
128 | 2003003786 | 406.6667 | 396.6667
129 | 2003003786 | 409 | 399
130 | 2003003786 | 409 | 399
131 | 2003003786 | 409 | 399
132 | 2003003786 | 409 | 399
133 | 2003003786 | 408.3333 | 398.3333
134 | 2003003786 | 407.6667 | 397.6667
135 | 2003003786 | 407 | 397
136 | 2003003786 | 407 | 397
137 | 2003003786 | 407 | 397
138 | 2003003786 | 407 | 397
139 | 2003003786 | 407 | 397
140 | 2003003786 | 407 | 397
141 | 2003003786 | 407 | 397
142 | 2003003786 | 406 | 396
143 | 2003003786 | 405 | 395
0 | 2014000049 | 343 | 333
1 | 2014000049 | 344 | 334
2 | 2014000049 | 345 | 335
3 | 2014000049 | 346 | 336
4 | 2014000049 | 348 | 338
5 | 2014000049 | 350 | 340
6 | 2014000049 | 352 | 342
7 | 2014000049 | 353 | 343
8 | 2014000049 | 354 | 344
9 | 2014000049 | 355 | 345
10 | 2014000049 | 356.6667 | 346.6667
11 | 2014000049 | 358.3333 | 348.3333
12 | 2014000049 | 360 | 350
13 | 2014000049 | 363.6667 | 353.6667
14 | 2014000049 | 367.3333 | 357.3333
15 | 2014000049 | 371 | 361
16 | 2014000049 | 373.3333 | 363.3333
17 | 2014000049 | 375.6667 | 365.6667
18 | 2014000049 | 378 | 368
19 | 2014000049 | 378.6667 | 368.6667
20 | 2014000049 | 379.3333 | 369.3333
21 | 2014000049 | 380 | 370
22 | 2014000049 | 381.3333 | 371.3333
23 | 2014000049 | 382.6667 | 372.6667
24 | 2014000049 | 384 | 374
25 | 2014000049 | 385.3333 | 375.3333
26 | 2014000049 | 386.6667 | 376.6667
27 | 2014000049 | 388 | 378
28 | 2014000049 | 387 | 377
29 | 2014000049 | 386 | 376
30 | 2014000049 | 385 | 375
31 | 2014000049 | 383 | 373
32 | 2014000049 | 381 | 371
33 | 2014000049 | 379 | 369
34 | 2014000049 | 378.3333 | 368.3333
35 | 2014000049 | 377.6667 | 367.6667
36 | 2014000049 | 377 | 367
37 | 2014000049 | 377.3333 | 367.3333
38 | 2014000049 | 377.6667 | 367.6667
39 | 2014000049 | 378 | 368
40 | 2014000049 | 379.6667 | 369.6667
41 | 2014000049 | 381.3333 | 371.3333
42 | 2014000049 | 383 | 373
43 | 2014000049 | 385.3333 | 375.3333
44 | 2014000049 | 387.6667 | 377.6667
45 | 2014000049 | 390 | 380
46 | 2014000049 | 391.3333 | 381.3333
47 | 2014000049 | 392.6667 | 382.6667
48 | 2014000049 | 394 | 384
49 | 2014000049 | 393.3333 | 383.3333
50 | 2014000049 | 392.6667 | 382.6667
51 | 2014000049 | 392 | 382
52 | 2014000049 | 387.6667 | 377.6667
53 | 2014000049 | 383.3333 | 373.3333
54 | 2014000049 | 379 | 369
55 | 2014000049 | 372.3333 | 362.3333
56 | 2014000049 | 365.6667 | 355.6667
57 | 2014000049 | 359 | 349
58 | 2014000049 | 353.6667 | 343.6667
59 | 2014000049 | 348.3333 | 338.3333
60 | 2014000049 | 343 | 333
61 | 2014000049 | 338.3333 | 328.3333
62 | 2014000049 | 333.6667 | 323.6667
63 | 2014000049 | 329 | 319
64 | 2014000049 | 326 | 316
65 | 2014000049 | 323 | 313
66 | 2014000049 | 320 | 310
67 | 2014000049 | 318.3333 | 308.3333
68 | 2014000049 | 316.6667 | 306.6667
69 | 2014000049 | 315 | 305
70 | 2014000049 | 315.3333 | 305.3333
71 | 2014000049 | 315.6667 | 305.6667
72 | 2014000049 | 316 | 306
73 | 2014000049 | 316.3333 | 306.3333
74 | 2014000049 | 316.6667 | 306.6667
75 | 2014000049 | 317 | 307
76 | 2014000049 | 316.3333 | 306.3333
77 | 2014000049 | 315.6667 | 305.6667
78 | 2014000049 | 315 | 305
79 | 2014000049 | 314.6667 | 304.6667
80 | 2014000049 | 314.3333 | 304.3333
81 | 2014000049 | 314 | 304
82 | 2014000049 | 316.3333 | 306.3333
83 | 2014000049 | 318.6667 | 308.6667
84 | 2014000049 | 321 | 311
85 | 2014000049 | 323.3333 | 313.3333
86 | 2014000049 | 325.6667 | 315.6667
87 | 2014000049 | 328 | 318
88 | 2014000049 | 328.3333 | 318.3333
89 | 2014000049 | 328.6667 | 318.6667
90 | 2014000049 | 329 | 339
91 | 2014000049 | 329 | 339
92 | 2014000049 | 329 | 339
93 | 2014000049 | 329 | 339
94 | 2014000049 | 328.6667 | 338.6667
95 | 2014000049 | 328.3333 | 338.3333
96 | 2014000049 | 328 | 338
97 | 2014000049 | 327.6667 | 337.6667
98 | 2014000049 | 327.3333 | 337.3333
99 | 2014000049 | 327 | 337
100 | 2014000049 | 328.6667 | 338.6667
101 | 2014000049 | 330.3333 | 340.3333
102 | 2014000049 | 332 | 342
103 | 2014000049 | 334.3333 | 344.3333
104 | 2014000049 | 336.6667 | 346.6667
105 | 2014000049 | 339 | 349
106 | 2014000049 | 339.3333 | 349.3333
107 | 2014000049 | 339.6667 | 349.6667
108 | 2014000049 | 340 | 350
109 | 2014000049 | 342.3333 | 352.3333
110 | 2014000049 | 344.6667 | 354.6667
111 | 2014000049 | 347 | 357
112 | 2014000049 | 349.6667 | 359.6667
113 | 2014000049 | 352.3333 | 362.3333
114 | 2014000049 | 355 | 365
115 | 2014000049 | 360.3333 | 370.3333
116 | 2014000049 | 365.6667 | 375.6667
117 | 2014000049 | 371 | 381
118 | 2014000049 | 373.6667 | 383.6667
119 | 2014000049 | 376.3333 | 386.3333
120 | 2014000049 | 379 | 389
121 | 2014000049 | 383.3333 | 393.3333
122 | 2014000049 | 387.6667 | 377.6667
123 | 2014000049 | 392 | 382
124 | 2014000049 | 395.3333 | 385.3333
125 | 2014000049 | 398.6667 | 388.6667
126 | 2014000049 | 402 | 392
127 | 2014000049 | 404.3333 | 394.3333
128 | 2014000049 | 406.6667 | 396.6667
129 | 2014000049 | 409 | 399
130 | 2014000049 | 409 | 399
131 | 2014000049 | 409 | 399
132 | 2014000049 | 409 | 399
133 | 2014000049 | 408.3333 | 398.3333
134 | 2014000049 | 407.6667 | 397.6667
135 | 2014000049 | 407 | 397
136 | 2014000049 | 407 | 397
137 | 2014000049 | 407 | 397
138 | 2014000049 | 407 | 397
139 | 2014000049 | 407 | 397
140 | 2014000049 | 407 | 397
141 | 2014000049 | 407 | 397
142 | 2014000049 | 406 | 396
143 | 2014000049 | 405 | 395
0 | 2006008405 | 343 | 333
1 | 2006008405 | 344 | 334
2 | 2006008405 | 345 | 335
3 | 2006008405 | 346 | 336
4 | 2006008405 | 348 | 338
5 | 2006008405 | 350 | 340
6 | 2006008405 | 352 | 342
7 | 2006008405 | 353 | 343
8 | 2006008405 | 354 | 344
9 | 2006008405 | 355 | 345
10 | 2006008405 | 356.6667 | 346.6667
11 | 2006008405 | 358.3333 | 348.3333
12 | 2006008405 | 360 | 350
13 | 2006008405 | 363.6667 | 353.6667
14 | 2006008405 | 367.3333 | 357.3333
15 | 2006008405 | 371 | 361
16 | 2006008405 | 373.3333 | 363.3333
17 | 2006008405 | 375.6667 | 365.6667
18 | 2006008405 | 378 | 368
19 | 2006008405 | 378.6667 | 368.6667
20 | 2006008405 | 379.3333 | 369.3333
21 | 2006008405 | 380 | 370
22 | 2006008405 | 381.3333 | 371.3333
23 | 2006008405 | 382.6667 | 372.6667
24 | 2006008405 | 384 | 374
25 | 2006008405 | 385.3333 | 375.3333
26 | 2006008405 | 386.6667 | 376.6667
27 | 2006008405 | 388 | 378
28 | 2006008405 | 387 | 377
29 | 2006008405 | 386 | 376
30 | 2006008405 | 385 | 375
31 | 2006008405 | 383 | 373
32 | 2006008405 | 381 | 371
33 | 2006008405 | 379 | 369
34 | 2006008405 | 378.3333 | 368.3333
35 | 2006008405 | 377.6667 | 367.6667
36 | 2006008405 | 377 | 367
37 | 2006008405 | 377.3333 | 367.3333
38 | 2006008405 | 377.6667 | 367.6667
39 | 2006008405 | 378 | 368
40 | 2006008405 | 379.6667 | 369.6667
41 | 2006008405 | 381.3333 | 371.3333
42 | 2006008405 | 383 | 373
43 | 2006008405 | 385.3333 | 375.3333
44 | 2006008405 | 387.6667 | 377.6667
45 | 2006008405 | 390 | 380
46 | 2006008405 | 391.3333 | 381.3333
47 | 2006008405 | 392.6667 | 382.6667
48 | 2006008405 | 394 | 384
49 | 2006008405 | 393.3333 | 383.3333
50 | 2006008405 | 392.6667 | 382.6667
51 | 2006008405 | 392 | 382
52 | 2006008405 | 387.6667 | 377.6667
53 | 2006008405 | 383.3333 | 373.3333
54 | 2006008405 | 379 | 369
55 | 2006008405 | 372.3333 | 362.3333
56 | 2006008405 | 365.6667 | 355.6667
57 | 2006008405 | 359 | 349
58 | 2006008405 | 353.6667 | 343.6667
59 | 2006008405 | 348.3333 | 338.3333
60 | 2006008405 | 343 | 333
61 | 2006008405 | 338.3333 | 328.3333
62 | 2006008405 | 333.6667 | 323.6667
63 | 2006008405 | 329 | 319
64 | 2006008405 | 326 | 316
65 | 2006008405 | 323 | 313
66 | 2006008405 | 320 | 310
67 | 2006008405 | 318.3333 | 308.3333
68 | 2006008405 | 316.6667 | 306.6667
69 | 2006008405 | 315 | 305
70 | 2006008405 | 315.3333 | 305.3333
71 | 2006008405 | 315.6667 | 305.6667
72 | 2006008405 | 316 | 306
73 | 2006008405 | 316.3333 | 306.3333
74 | 2006008405 | 316.6667 | 306.6667
75 | 2006008405 | 317 | 307
76 | 2006008405 | 316.3333 | 306.3333
77 | 2006008405 | 315.6667 | 305.6667
78 | 2006008405 | 315 | 305
79 | 2006008405 | 314.6667 | 304.6667
80 | 2006008405 | 314.3333 | 304.3333
81 | 2006008405 | 314 | 304
82 | 2006008405 | 316.3333 | 306.3333
83 | 2006008405 | 318.6667 | 308.6667
84 | 2006008405 | 321 | 311
85 | 2006008405 | 323.3333 | 313.3333
86 | 2006008405 | 325.6667 | 315.6667
87 | 2006008405 | 328 | 318
88 | 2006008405 | 328.3333 | 318.3333
89 | 2006008405 | 328.6667 | 318.6667
90 | 2006008405 | 329 | 339
91 | 2006008405 | 329 | 339
92 | 2006008405 | 329 | 339
93 | 2006008405 | 329 | 339
94 | 2006008405 | 328.6667 | 338.6667
95 | 2006008405 | 328.3333 | 338.3333
96 | 2006008405 | 328 | 338
97 | 2006008405 | 327.6667 | 337.6667
98 | 2006008405 | 327.3333 | 337.3333
99 | 2006008405 | 327 | 337
100 | 2006008405 | 328.6667 | 338.6667
101 | 2006008405 | 330.3333 | 340.3333
102 | 2006008405 | 332 | 342
103 | 2006008405 | 334.3333 | 344.3333
104 | 2006008405 | 336.6667 | 346.6667
105 | 2006008405 | 339 | 349
106 | 2006008405 | 339.3333 | 349.3333
107 | 2006008405 | 339.6667 | 349.6667
108 | 2006008405 | 340 | 350
109 | 2006008405 | 342.3333 | 352.3333
110 | 2006008405 | 344.6667 | 354.6667
111 | 2006008405 | 347 | 357
112 | 2006008405 | 349.6667 | 359.6667
113 | 2006008405 | 352.3333 | 362.3333
114 | 2006008405 | 355 | 365
115 | 2006008405 | 360.3333 | 370.3333
116 | 2006008405 | 365.6667 | 375.6667
117 | 2006008405 | 371 | 381
118 | 2006008405 | 373.6667 | 383.6667
119 | 2006008405 | 376.3333 | 386.3333
120 | 2006008405 | 379 | 389
121 | 2006008405 | 383.3333 | 393.3333
122 | 2006008405 | 387.6667 | 377.6667
123 | 2006008405 | 392 | 382
124 | 2006008405 | 395.3333 | 385.3333
125 | 2006008405 | 398.6667 | 388.6667
126 | 2006008405 | 402 | 392
127 | 2006008405 | 404.3333 | 394.3333
128 | 2006008405 | 406.6667 | 396.6667
129 | 2006008405 | 409 | 399
130 | 2006008405 | 409 | 399
131 | 2006008405 | 409 | 399
132 | 2006008405 | 409 | 399
133 | 2006008405 | 408.3333 | 398.3333
134 | 2006008405 | 407.6667 | 397.6667
135 | 2006008405 | 407 | 397
136 | 2006008405 | 407 | 397
137 | 2006008405 | 407 | 397
138 | 2006008405 | 407 | 397
139 | 2006008405 | 407 | 397
140 | 2006008405 | 407 | 397
141 | 2006008405 | 407 | 397
142 | 2006008405 | 406 | 396
143 | 2006008405 | 405 | 395
0 | 2009001171 | 343 | 333
1 | 2009001171 | 344 | 334
2 | 2009001171 | 345 | 335
3 | 2009001171 | 346 | 336
4 | 2009001171 | 348 | 338
5 | 2009001171 | 350 | 340
6 | 2009001171 | 352 | 342
7 | 2009001171 | 353 | 343
8 | 2009001171 | 354 | 344
9 | 2009001171 | 355 | 345
10 | 2009001171 | 356.6667 | 346.6667
11 | 2009001171 | 358.3333 | 348.3333
12 | 2009001171 | 360 | 350
13 | 2009001171 | 363.6667 | 353.6667
14 | 2009001171 | 367.3333 | 357.3333
15 | 2009001171 | 371 | 361
16 | 2009001171 | 373.3333 | 363.3333
17 | 2009001171 | 375.6667 | 365.6667
18 | 2009001171 | 378 | 368
19 | 2009001171 | 378.6667 | 368.6667
20 | 2009001171 | 379.3333 | 369.3333
21 | 2009001171 | 380 | 370
22 | 2009001171 | 381.3333 | 371.3333
23 | 2009001171 | 382.6667 | 372.6667
24 | 2009001171 | 384 | 374
25 | 2009001171 | 385.3333 | 375.3333
26 | 2009001171 | 386.6667 | 376.6667
27 | 2009001171 | 388 | 378
28 | 2009001171 | 387 | 377
29 | 2009001171 | 386 | 376
30 | 2009001171 | 385 | 375
31 | 2009001171 | 383 | 373
32 | 2009001171 | 381 | 371
33 | 2009001171 | 379 | 369
34 | 2009001171 | 378.3333 | 368.3333
35 | 2009001171 | 377.6667 | 367.6667
36 | 2009001171 | 377 | 367
37 | 2009001171 | 377.3333 | 367.3333
38 | 2009001171 | 377.6667 | 367.6667
39 | 2009001171 | 378 | 368
40 | 2009001171 | 379.6667 | 369.6667
41 | 2009001171 | 381.3333 | 371.3333
42 | 2009001171 | 383 | 373
43 | 2009001171 | 385.3333 | 375.3333
44 | 2009001171 | 387.6667 | 377.6667
45 | 2009001171 | 390 | 380
46 | 2009001171 | 391.3333 | 381.3333
47 | 2009001171 | 392.6667 | 382.6667
48 | 2009001171 | 394 | 384
49 | 2009001171 | 393.3333 | 383.3333
50 | 2009001171 | 392.6667 | 382.6667
51 | 2009001171 | 392 | 382
52 | 2009001171 | 387.6667 | 377.6667
53 | 2009001171 | 383.3333 | 373.3333
54 | 2009001171 | 379 | 369
55 | 2009001171 | 372.3333 | 362.3333
56 | 2009001171 | 365.6667 | 355.6667
57 | 2009001171 | 359 | 349
58 | 2009001171 | 353.6667 | 343.6667
59 | 2009001171 | 348.3333 | 338.3333
60 | 2009001171 | 343 | 333
61 | 2009001171 | 338.3333 | 328.3333
62 | 2009001171 | 333.6667 | 323.6667
63 | 2009001171 | 329 | 319
64 | 2009001171 | 326 | 316
65 | 2009001171 | 323 | 313
66 | 2009001171 | 320 | 310
67 | 2009001171 | 318.3333 | 308.3333
68 | 2009001171 | 316.6667 | 306.6667
69 | 2009001171 | 315 | 305
70 | 2009001171 | 315.3333 | 305.3333
71 | 2009001171 | 315.6667 | 305.6667
72 | 2009001171 | 316 | 306
73 | 2009001171 | 316.3333 | 306.3333
74 | 2009001171 | 316.6667 | 306.6667
75 | 2009001171 | 317 | 307
76 | 2009001171 | 316.3333 | 306.3333
77 | 2009001171 | 315.6667 | 305.6667
78 | 2009001171 | 315 | 305
79 | 2009001171 | 314.6667 | 304.6667
80 | 2009001171 | 314.3333 | 304.3333
81 | 2009001171 | 314 | 304
82 | 2009001171 | 316.3333 | 306.3333
83 | 2009001171 | 318.6667 | 308.6667
84 | 2009001171 | 321 | 311
85 | 2009001171 | 323.3333 | 313.3333
86 | 2009001171 | 325.6667 | 315.6667
87 | 2009001171 | 328 | 318
88 | 2009001171 | 328.3333 | 318.3333
89 | 2009001171 | 328.6667 | 318.6667
90 | 2009001171 | 329 | 339
91 | 2009001171 | 329 | 339
92 | 2009001171 | 329 | 339
93 | 2009001171 | 329 | 339
94 | 2009001171 | 328.6667 | 338.6667
95 | 2009001171 | 328.3333 | 338.3333
96 | 2009001171 | 328 | 338
97 | 2009001171 | 327.6667 | 337.6667
98 | 2009001171 | 327.3333 | 337.3333
99 | 2009001171 | 327 | 337
100 | 2009001171 | 328.6667 | 338.6667
101 | 2009001171 | 330.3333 | 340.3333
102 | 2009001171 | 332 | 342
103 | 2009001171 | 334.3333 | 344.3333
104 | 2009001171 | 336.6667 | 346.6667
105 | 2009001171 | 339 | 349
106 | 2009001171 | 339.3333 | 349.3333
107 | 2009001171 | 339.6667 | 349.6667
108 | 2009001171 | 340 | 350
109 | 2009001171 | 342.3333 | 352.3333
110 | 2009001171 | 344.6667 | 354.6667
111 | 2009001171 | 347 | 357
112 | 2009001171 | 349.6667 | 359.6667
113 | 2009001171 | 352.3333 | 362.3333
114 | 2009001171 | 355 | 365
115 | 2009001171 | 360.3333 | 370.3333
116 | 2009001171 | 365.6667 | 375.6667
117 | 2009001171 | 371 | 381
118 | 2009001171 | 373.6667 | 383.6667
119 | 2009001171 | 376.3333 | 386.3333
120 | 2009001171 | 379 | 389
121 | 2009001171 | 383.3333 | 393.3333
122 | 2009001171 | 387.6667 | 377.6667
123 | 2009001171 | 392 | 382
124 | 2009001171 | 395.3333 | 385.3333
125 | 2009001171 | 398.6667 | 388.6667
126 | 2009001171 | 402 | 392
127 | 2009001171 | 404.3333 | 394.3333
128 | 2009001171 | 406.6667 | 396.6667
129 | 2009001171 | 409 | 399
130 | 2009001171 | 409 | 399
131 | 2009001171 | 409 | 399
132 | 2009001171 | 409 | 399
133 | 2009001171 | 408.3333 | 398.3333
134 | 2009001171 | 407.6667 | 397.6667
135 | 2009001171 | 407 | 397
136 | 2009001171 | 407 | 397
137 | 2009001171 | 407 | 397
138 | 2009001171 | 407 | 397
139 | 2009001171 | 407 | 397
140 | 2009001171 | 407 | 397
141 | 2009001171 | 407 | 397
142 | 2009001171 | 406 | 396
143 | 2009001171 | 405 | 395
0 | 2003002216 | 343 | 333
1 | 2003002216 | 344 | 334
2 | 2003002216 | 345 | 335
3 | 2003002216 | 346 | 336
4 | 2003002216 | 348 | 338
5 | 2003002216 | 350 | 340
6 | 2003002216 | 352 | 342
7 | 2003002216 | 353 | 343
8 | 2003002216 | 354 | 344
9 | 2003002216 | 355 | 345
10 | 2003002216 | 356.6667 | 346.6667
11 | 2003002216 | 358.3333 | 348.3333
12 | 2003002216 | 360 | 350
13 | 2003002216 | 363.6667 | 353.6667
14 | 2003002216 | 367.3333 | 357.3333
15 | 2003002216 | 371 | 361
16 | 2003002216 | 373.3333 | 363.3333
17 | 2003002216 | 375.6667 | 365.6667
18 | 2003002216 | 378 | 368
19 | 2003002216 | 378.6667 | 368.6667
20 | 2003002216 | 379.3333 | 369.3333
21 | 2003002216 | 380 | 370
22 | 2003002216 | 381.3333 | 371.3333
23 | 2003002216 | 382.6667 | 372.6667
24 | 2003002216 | 384 | 374
25 | 2003002216 | 385.3333 | 375.3333
26 | 2003002216 | 386.6667 | 376.6667
27 | 2003002216 | 388 | 378
28 | 2003002216 | 387 | 377
29 | 2003002216 | 386 | 376
30 | 2003002216 | 385 | 375
31 | 2003002216 | 383 | 373
32 | 2003002216 | 381 | 371
33 | 2003002216 | 379 | 369
34 | 2003002216 | 378.3333 | 368.3333
35 | 2003002216 | 377.6667 | 367.6667
36 | 2003002216 | 377 | 367
37 | 2003002216 | 377.3333 | 367.3333
38 | 2003002216 | 377.6667 | 367.6667
39 | 2003002216 | 378 | 368
40 | 2003002216 | 379.6667 | 369.6667
41 | 2003002216 | 381.3333 | 371.3333
42 | 2003002216 | 383 | 373
43 | 2003002216 | 385.3333 | 375.3333
44 | 2003002216 | 387.6667 | 377.6667
45 | 2003002216 | 390 | 380
46 | 2003002216 | 391.3333 | 381.3333
47 | 2003002216 | 392.6667 | 382.6667
48 | 2003002216 | 394 | 384
49 | 2003002216 | 393.3333 | 383.3333
50 | 2003002216 | 392.6667 | 382.6667
51 | 2003002216 | 392 | 382
52 | 2003002216 | 387.6667 | 377.6667
53 | 2003002216 | 383.3333 | 373.3333
54 | 2003002216 | 379 | 369
55 | 2003002216 | 372.3333 | 362.3333
56 | 2003002216 | 365.6667 | 355.6667
57 | 2003002216 | 359 | 349
58 | 2003002216 | 353.6667 | 343.6667
59 | 2003002216 | 348.3333 | 338.3333
60 | 2003002216 | 343 | 333
61 | 2003002216 | 338.3333 | 328.3333
62 | 2003002216 | 333.6667 | 323.6667
63 | 2003002216 | 329 | 319
64 | 2003002216 | 326 | 316
65 | 2003002216 | 323 | 313
66 | 2003002216 | 320 | 310
67 | 2003002216 | 318.3333 | 308.3333
68 | 2003002216 | 316.6667 | 306.6667
69 | 2003002216 | 315 | 305
70 | 2003002216 | 315.3333 | 305.3333
71 | 2003002216 | 315.6667 | 305.6667
72 | 2003002216 | 316 | 306
73 | 2003002216 | 316.3333 | 306.3333
74 | 2003002216 | 316.6667 | 306.6667
75 | 2003002216 | 317 | 307
76 | 2003002216 | 316.3333 | 306.3333
77 | 2003002216 | 315.6667 | 305.6667
78 | 2003002216 | 315 | 305
79 | 2003002216 | 314.6667 | 304.6667
80 | 2003002216 | 314.3333 | 304.3333
81 | 2003002216 | 314 | 304
82 | 2003002216 | 316.3333 | 306.3333
83 | 2003002216 | 318.6667 | 308.6667
84 | 2003002216 | 321 | 311
85 | 2003002216 | 323.3333 | 313.3333
86 | 2003002216 | 325.6667 | 315.6667
87 | 2003002216 | 328 | 318
88 | 2003002216 | 328.3333 | 318.3333
89 | 2003002216 | 328.6667 | 318.6667
90 | 2003002216 | 329 | 339
91 | 2003002216 | 329 | 339
92 | 2003002216 | 329 | 339
93 | 2003002216 | 329 | 339
94 | 2003002216 | 328.6667 | 338.6667
95 | 2003002216 | 328.3333 | 338.3333
96 | 2003002216 | 328 | 338
97 | 2003002216 | 327.6667 | 337.6667
98 | 2003002216 | 327.3333 | 337.3333
99 | 2003002216 | 327 | 337
100 | 2003002216 | 328.6667 | 338.6667
101 | 2003002216 | 330.3333 | 340.3333
102 | 2003002216 | 332 | 342
103 | 2003002216 | 334.3333 | 344.3333
104 | 2003002216 | 336.6667 | 346.6667
105 | 2003002216 | 339 | 349
106 | 2003002216 | 339.3333 | 349.3333
107 | 2003002216 | 339.6667 | 349.6667
108 | 2003002216 | 340 | 350
109 | 2003002216 | 342.3333 | 352.3333
110 | 2003002216 | 344.6667 | 354.6667
111 | 2003002216 | 347 | 357
112 | 2003002216 | 349.6667 | 359.6667
113 | 2003002216 | 352.3333 | 362.3333
114 | 2003002216 | 355 | 365
115 | 2003002216 | 360.3333 | 370.3333
116 | 2003002216 | 365.6667 | 375.6667
117 | 2003002216 | 371 | 381
118 | 2003002216 | 373.6667 | 383.6667
119 | 2003002216 | 376.3333 | 386.3333
120 | 2003002216 | 379 | 389
121 | 2003002216 | 383.3333 | 393.3333
122 | 2003002216 | 387.6667 | 377.6667
123 | 2003002216 | 392 | 382
124 | 2003002216 | 395.3333 | 385.3333
125 | 2003002216 | 398.6667 | 388.6667
126 | 2003002216 | 402 | 392
127 | 2003002216 | 404.3333 | 394.3333
128 | 2003002216 | 406.6667 | 396.6667
129 | 2003002216 | 409 | 399
130 | 2003002216 | 409 | 399
131 | 2003002216 | 409 | 399
132 | 2003002216 | 409 | 399
133 | 2003002216 | 408.3333 | 398.3333
134 | 2003002216 | 407.6667 | 397.6667
135 | 2003002216 | 407 | 397
136 | 2003002216 | 407 | 397
137 | 2003002216 | 407 | 397
138 | 2003002216 | 407 | 397
139 | 2003002216 | 407 | 397
140 | 2003002216 | 407 | 397
141 | 2003002216 | 407 | 397
142 | 2003002216 | 406 | 396
143 | 2003002216 | 405 | 395
0 | 2002007856 | 343 | 333
1 | 2002007856 | 344 | 334
2 | 2002007856 | 345 | 335
3 | 2002007856 | 346 | 336
4 | 2002007856 | 348 | 338
5 | 2002007856 | 350 | 340
6 | 2002007856 | 352 | 342
7 | 2002007856 | 353 | 343
8 | 2002007856 | 354 | 344
9 | 2002007856 | 355 | 345
10 | 2002007856 | 356.6667 | 346.6667
11 | 2002007856 | 358.3333 | 348.3333
12 | 2002007856 | 360 | 350
13 | 2002007856 | 363.6667 | 353.6667
14 | 2002007856 | 367.3333 | 357.3333
15 | 2002007856 | 371 | 361
16 | 2002007856 | 373.3333 | 363.3333
17 | 2002007856 | 375.6667 | 365.6667
18 | 2002007856 | 378 | 368
19 | 2002007856 | 378.6667 | 368.6667
20 | 2002007856 | 379.3333 | 369.3333
21 | 2002007856 | 380 | 370
22 | 2002007856 | 381.3333 | 371.3333
23 | 2002007856 | 382.6667 | 372.6667
24 | 2002007856 | 384 | 374
25 | 2002007856 | 385.3333 | 375.3333
26 | 2002007856 | 386.6667 | 376.6667
27 | 2002007856 | 388 | 378
28 | 2002007856 | 387 | 377
29 | 2002007856 | 386 | 376
30 | 2002007856 | 385 | 375
31 | 2002007856 | 383 | 373
32 | 2002007856 | 381 | 371
33 | 2002007856 | 379 | 369
34 | 2002007856 | 378.3333 | 368.3333
35 | 2002007856 | 377.6667 | 367.6667
36 | 2002007856 | 377 | 367
37 | 2002007856 | 377.3333 | 367.3333
38 | 2002007856 | 377.6667 | 367.6667
39 | 2002007856 | 378 | 368
40 | 2002007856 | 379.6667 | 369.6667
41 | 2002007856 | 381.3333 | 371.3333
42 | 2002007856 | 383 | 373
43 | 2002007856 | 385.3333 | 375.3333
44 | 2002007856 | 387.6667 | 377.6667
45 | 2002007856 | 390 | 380
46 | 2002007856 | 391.3333 | 381.3333
47 | 2002007856 | 392.6667 | 382.6667
48 | 2002007856 | 394 | 384
49 | 2002007856 | 393.3333 | 383.3333
50 | 2002007856 | 392.6667 | 382.6667
51 | 2002007856 | 392 | 382
52 | 2002007856 | 387.6667 | 377.6667
53 | 2002007856 | 383.3333 | 373.3333
54 | 2002007856 | 379 | 369
55 | 2002007856 | 372.3333 | 362.3333
56 | 2002007856 | 365.6667 | 355.6667
57 | 2002007856 | 359 | 349
58 | 2002007856 | 353.6667 | 343.6667
59 | 2002007856 | 348.3333 | 338.3333
60 | 2002007856 | 343 | 333
61 | 2002007856 | 338.3333 | 328.3333
62 | 2002007856 | 333.6667 | 323.6667
63 | 2002007856 | 329 | 319
64 | 2002007856 | 326 | 316
65 | 2002007856 | 323 | 313
66 | 2002007856 | 320 | 310
67 | 2002007856 | 318.3333 | 308.3333
68 | 2002007856 | 316.6667 | 306.6667
69 | 2002007856 | 315 | 305
70 | 2002007856 | 315.3333 | 305.3333
71 | 2002007856 | 315.6667 | 305.6667
72 | 2002007856 | 316 | 306
73 | 2002007856 | 316.3333 | 306.3333
74 | 2002007856 | 316.6667 | 306.6667
75 | 2002007856 | 317 | 307
76 | 2002007856 | 316.3333 | 306.3333
77 | 2002007856 | 315.6667 | 305.6667
78 | 2002007856 | 315 | 305
79 | 2002007856 | 314.6667 | 304.6667
80 | 2002007856 | 314.3333 | 304.3333
81 | 2002007856 | 314 | 304
82 | 2002007856 | 316.3333 | 306.3333
83 | 2002007856 | 318.6667 | 308.6667
84 | 2002007856 | 321 | 311
85 | 2002007856 | 323.3333 | 313.3333
86 | 2002007856 | 325.6667 | 315.6667
87 | 2002007856 | 328 | 318
88 | 2002007856 | 328.3333 | 318.3333
89 | 2002007856 | 328.6667 | 318.6667
90 | 2002007856 | 329 | 339
91 | 2002007856 | 329 | 339
92 | 2002007856 | 329 | 339
93 | 2002007856 | 329 | 339
94 | 2002007856 | 328.6667 | 338.6667
95 | 2002007856 | 328.3333 | 338.3333
96 | 2002007856 | 328 | 338
97 | 2002007856 | 327.6667 | 337.6667
98 | 2002007856 | 327.3333 | 337.3333
99 | 2002007856 | 327 | 337
100 | 2002007856 | 328.6667 | 338.6667
101 | 2002007856 | 330.3333 | 340.3333
102 | 2002007856 | 332 | 342
103 | 2002007856 | 334.3333 | 344.3333
104 | 2002007856 | 336.6667 | 346.6667
105 | 2002007856 | 339 | 349
106 | 2002007856 | 339.3333 | 349.3333
107 | 2002007856 | 339.6667 | 349.6667
108 | 2002007856 | 340 | 350
109 | 2002007856 | 342.3333 | 352.3333
110 | 2002007856 | 344.6667 | 354.6667
111 | 2002007856 | 347 | 357
112 | 2002007856 | 349.6667 | 359.6667
113 | 2002007856 | 352.3333 | 362.3333
114 | 2002007856 | 355 | 365
115 | 2002007856 | 360.3333 | 370.3333
116 | 2002007856 | 365.6667 | 375.6667
117 | 2002007856 | 371 | 381
118 | 2002007856 | 373.6667 | 383.6667
119 | 2002007856 | 376.3333 | 386.3333
120 | 2002007856 | 379 | 389
121 | 2002007856 | 383.3333 | 393.3333
122 | 2002007856 | 387.6667 | 377.6667
123 | 2002007856 | 392 | 382
124 | 2002007856 | 395.3333 | 385.3333
125 | 2002007856 | 398.6667 | 388.6667
126 | 2002007856 | 402 | 392
127 | 2002007856 | 404.3333 | 394.3333
128 | 2002007856 | 406.6667 | 396.6667
129 | 2002007856 | 409 | 399
130 | 2002007856 | 409 | 399
131 | 2002007856 | 409 | 399
132 | 2002007856 | 409 | 399
133 | 2002007856 | 408.3333 | 398.3333
134 | 2002007856 | 407.6667 | 397.6667
135 | 2002007856 | 407 | 397
136 | 2002007856 | 407 | 397
137 | 2002007856 | 407 | 397
138 | 2002007856 | 407 | 397
139 | 2002007856 | 407 | 397
140 | 2002007856 | 407 | 397
141 | 2002007856 | 407 | 397
142 | 2002007856 | 406 | 396
143 | 2002007856 | 405 | 395
0 | 2006009332 | 343 | 333
1 | 2006009332 | 344 | 334
2 | 2006009332 | 345 | 335
3 | 2006009332 | 346 | 336
4 | 2006009332 | 348 | 338
5 | 2006009332 | 350 | 340
6 | 2006009332 | 352 | 342
7 | 2006009332 | 353 | 343
8 | 2006009332 | 354 | 344
9 | 2006009332 | 355 | 345
10 | 2006009332 | 356.6667 | 346.6667
11 | 2006009332 | 358.3333 | 348.3333
12 | 2006009332 | 360 | 350
13 | 2006009332 | 363.6667 | 353.6667
14 | 2006009332 | 367.3333 | 357.3333
15 | 2006009332 | 371 | 361
16 | 2006009332 | 373.3333 | 363.3333
17 | 2006009332 | 375.6667 | 365.6667
18 | 2006009332 | 378 | 368
19 | 2006009332 | 378.6667 | 368.6667
20 | 2006009332 | 379.3333 | 369.3333
21 | 2006009332 | 380 | 370
22 | 2006009332 | 381.3333 | 371.3333
23 | 2006009332 | 382.6667 | 372.6667
24 | 2006009332 | 384 | 374
25 | 2006009332 | 385.3333 | 375.3333
26 | 2006009332 | 386.6667 | 376.6667
27 | 2006009332 | 388 | 378
28 | 2006009332 | 387 | 377
29 | 2006009332 | 386 | 376
30 | 2006009332 | 385 | 375
31 | 2006009332 | 383 | 373
32 | 2006009332 | 381 | 371
33 | 2006009332 | 379 | 369
34 | 2006009332 | 378.3333 | 368.3333
35 | 2006009332 | 377.6667 | 367.6667
36 | 2006009332 | 377 | 367
37 | 2006009332 | 377.3333 | 367.3333
38 | 2006009332 | 377.6667 | 367.6667
39 | 2006009332 | 378 | 368
40 | 2006009332 | 379.6667 | 369.6667
41 | 2006009332 | 381.3333 | 371.3333
42 | 2006009332 | 383 | 373
43 | 2006009332 | 385.3333 | 375.3333
44 | 2006009332 | 387.6667 | 377.6667
45 | 2006009332 | 390 | 380
46 | 2006009332 | 391.3333 | 381.3333
47 | 2006009332 | 392.6667 | 382.6667
48 | 2006009332 | 394 | 384
49 | 2006009332 | 393.3333 | 383.3333
50 | 2006009332 | 392.6667 | 382.6667
51 | 2006009332 | 392 | 382
52 | 2006009332 | 387.6667 | 377.6667
53 | 2006009332 | 383.3333 | 373.3333
54 | 2006009332 | 379 | 369
55 | 2006009332 | 372.3333 | 362.3333
56 | 2006009332 | 365.6667 | 355.6667
57 | 2006009332 | 359 | 349
58 | 2006009332 | 353.6667 | 343.6667
59 | 2006009332 | 348.3333 | 338.3333
60 | 2006009332 | 343 | 333
61 | 2006009332 | 338.3333 | 328.3333
62 | 2006009332 | 333.6667 | 323.6667
63 | 2006009332 | 329 | 319
64 | 2006009332 | 326 | 316
65 | 2006009332 | 323 | 313
66 | 2006009332 | 320 | 310
67 | 2006009332 | 318.3333 | 308.3333
68 | 2006009332 | 316.6667 | 306.6667
69 | 2006009332 | 315 | 305
70 | 2006009332 | 315.3333 | 305.3333
71 | 2006009332 | 315.6667 | 305.6667
72 | 2006009332 | 316 | 306
73 | 2006009332 | 316.3333 | 306.3333
74 | 2006009332 | 316.6667 | 306.6667
75 | 2006009332 | 317 | 307
76 | 2006009332 | 316.3333 | 306.3333
77 | 2006009332 | 315.6667 | 305.6667
78 | 2006009332 | 315 | 305
79 | 2006009332 | 314.6667 | 304.6667
80 | 2006009332 | 314.3333 | 304.3333
81 | 2006009332 | 314 | 304
82 | 2006009332 | 316.3333 | 306.3333
83 | 2006009332 | 318.6667 | 308.6667
84 | 2006009332 | 321 | 311
85 | 2006009332 | 323.3333 | 313.3333
86 | 2006009332 | 325.6667 | 315.6667
87 | 2006009332 | 328 | 318
88 | 2006009332 | 328.3333 | 318.3333
89 | 2006009332 | 328.6667 | 318.6667
90 | 2006009332 | 329 | 339
91 | 2006009332 | 329 | 339
92 | 2006009332 | 329 | 339
93 | 2006009332 | 329 | 339
94 | 2006009332 | 328.6667 | 338.6667
95 | 2006009332 | 328.3333 | 338.3333
96 | 2006009332 | 328 | 338
97 | 2006009332 | 327.6667 | 337.6667
98 | 2006009332 | 327.3333 | 337.3333
99 | 2006009332 | 327 | 337
100 | 2006009332 | 328.6667 | 338.6667
101 | 2006009332 | 330.3333 | 340.3333
102 | 2006009332 | 332 | 342
103 | 2006009332 | 334.3333 | 344.3333
104 | 2006009332 | 336.6667 | 346.6667
105 | 2006009332 | 339 | 349
106 | 2006009332 | 339.3333 | 349.3333
107 | 2006009332 | 339.6667 | 349.6667
108 | 2006009332 | 340 | 350
109 | 2006009332 | 342.3333 | 352.3333
110 | 2006009332 | 344.6667 | 354.6667
111 | 2006009332 | 347 | 357
112 | 2006009332 | 349.6667 | 359.6667
113 | 2006009332 | 352.3333 | 362.3333
114 | 2006009332 | 355 | 365
115 | 2006009332 | 360.3333 | 370.3333
116 | 2006009332 | 365.6667 | 375.6667
117 | 2006009332 | 371 | 381
118 | 2006009332 | 373.6667 | 383.6667
119 | 2006009332 | 376.3333 | 386.3333
120 | 2006009332 | 379 | 389
121 | 2006009332 | 383.3333 | 393.3333
122 | 2006009332 | 387.6667 | 377.6667
123 | 2006009332 | 392 | 382
124 | 2006009332 | 395.3333 | 385.3333
125 | 2006009332 | 398.6667 | 388.6667
126 | 2006009332 | 402 | 392
127 | 2006009332 | 404.3333 | 394.3333
128 | 2006009332 | 406.6667 | 396.6667
129 | 2006009332 | 409 | 399
130 | 2006009332 | 409 | 399
131 | 2006009332 | 409 | 399
132 | 2006009332 | 409 | 399
133 | 2006009332 | 408.3333 | 398.3333
134 | 2006009332 | 407.6667 | 397.6667
135 | 2006009332 | 407 | 397
136 | 2006009332 | 407 | 397
137 | 2006009332 | 407 | 397
138 | 2006009332 | 407 | 397
139 | 2006009332 | 407 | 397
140 | 2006009332 | 407 | 397
141 | 2006009332 | 407 | 397
142 | 2006009332 | 406 | 396
143 | 2006009332 | 405 | 395
0 | 2013006059 | 343 | 333
1 | 2013006059 | 344 | 334
2 | 2013006059 | 345 | 335
3 | 2013006059 | 346 | 336
4 | 2013006059 | 348 | 338
5 | 2013006059 | 350 | 340
6 | 2013006059 | 352 | 342
7 | 2013006059 | 353 | 343
8 | 2013006059 | 354 | 344
9 | 2013006059 | 355 | 345
10 | 2013006059 | 356.6667 | 346.6667
11 | 2013006059 | 358.3333 | 348.3333
12 | 2013006059 | 360 | 350
13 | 2013006059 | 363.6667 | 353.6667
14 | 2013006059 | 367.3333 | 357.3333
15 | 2013006059 | 371 | 361
16 | 2013006059 | 373.3333 | 363.3333
17 | 2013006059 | 375.6667 | 365.6667
18 | 2013006059 | 378 | 368
19 | 2013006059 | 378.6667 | 368.6667
20 | 2013006059 | 379.3333 | 369.3333
21 | 2013006059 | 380 | 370
22 | 2013006059 | 381.3333 | 371.3333
23 | 2013006059 | 382.6667 | 372.6667
24 | 2013006059 | 384 | 374
25 | 2013006059 | 385.3333 | 375.3333
26 | 2013006059 | 386.6667 | 376.6667
27 | 2013006059 | 388 | 378
28 | 2013006059 | 387 | 377
29 | 2013006059 | 386 | 376
30 | 2013006059 | 385 | 375
31 | 2013006059 | 383 | 373
32 | 2013006059 | 381 | 371
33 | 2013006059 | 379 | 369
34 | 2013006059 | 378.3333 | 368.3333
35 | 2013006059 | 377.6667 | 367.6667
36 | 2013006059 | 377 | 367
37 | 2013006059 | 377.3333 | 367.3333
38 | 2013006059 | 377.6667 | 367.6667
39 | 2013006059 | 378 | 368
40 | 2013006059 | 379.6667 | 369.6667
41 | 2013006059 | 381.3333 | 371.3333
42 | 2013006059 | 383 | 373
43 | 2013006059 | 385.3333 | 375.3333
44 | 2013006059 | 387.6667 | 377.6667
45 | 2013006059 | 390 | 380
46 | 2013006059 | 391.3333 | 381.3333
47 | 2013006059 | 392.6667 | 382.6667
48 | 2013006059 | 394 | 384
49 | 2013006059 | 393.3333 | 383.3333
50 | 2013006059 | 392.6667 | 382.6667
51 | 2013006059 | 392 | 382
52 | 2013006059 | 387.6667 | 377.6667
53 | 2013006059 | 383.3333 | 373.3333
54 | 2013006059 | 379 | 369
55 | 2013006059 | 372.3333 | 362.3333
56 | 2013006059 | 365.6667 | 355.6667
57 | 2013006059 | 359 | 349
58 | 2013006059 | 353.6667 | 343.6667
59 | 2013006059 | 348.3333 | 338.3333
60 | 2013006059 | 343 | 333
61 | 2013006059 | 338.3333 | 328.3333
62 | 2013006059 | 333.6667 | 323.6667
63 | 2013006059 | 329 | 319
64 | 2013006059 | 326 | 316
65 | 2013006059 | 323 | 313
66 | 2013006059 | 320 | 310
67 | 2013006059 | 318.3333 | 308.3333
68 | 2013006059 | 316.6667 | 306.6667
69 | 2013006059 | 315 | 305
70 | 2013006059 | 315.3333 | 305.3333
71 | 2013006059 | 315.6667 | 305.6667
72 | 2013006059 | 316 | 306
73 | 2013006059 | 316.3333 | 306.3333
74 | 2013006059 | 316.6667 | 306.6667
75 | 2013006059 | 317 | 307
76 | 2013006059 | 316.3333 | 306.3333
77 | 2013006059 | 315.6667 | 305.6667
78 | 2013006059 | 315 | 305
79 | 2013006059 | 314.6667 | 304.6667
80 | 2013006059 | 314.3333 | 304.3333
81 | 2013006059 | 314 | 304
82 | 2013006059 | 316.3333 | 306.3333
83 | 2013006059 | 318.6667 | 308.6667
84 | 2013006059 | 321 | 311
85 | 2013006059 | 323.3333 | 313.3333
86 | 2013006059 | 325.6667 | 315.6667
87 | 2013006059 | 328 | 318
88 | 2013006059 | 328.3333 | 318.3333
89 | 2013006059 | 328.6667 | 318.6667
90 | 2013006059 | 329 | 339
91 | 2013006059 | 329 | 339
92 | 2013006059 | 329 | 339
93 | 2013006059 | 329 | 339
94 | 2013006059 | 328.6667 | 338.6667
95 | 2013006059 | 328.3333 | 338.3333
96 | 2013006059 | 328 | 338
97 | 2013006059 | 327.6667 | 337.6667
98 | 2013006059 | 327.3333 | 337.3333
99 | 2013006059 | 327 | 337
100 | 2013006059 | 328.6667 | 338.6667
101 | 2013006059 | 330.3333 | 340.3333
102 | 2013006059 | 332 | 342
103 | 2013006059 | 334.3333 | 344.3333
104 | 2013006059 | 336.6667 | 346.6667
105 | 2013006059 | 339 | 349
106 | 2013006059 | 339.3333 | 349.3333
107 | 2013006059 | 339.6667 | 349.6667
108 | 2013006059 | 340 | 350
109 | 2013006059 | 342.3333 | 352.3333
110 | 2013006059 | 344.6667 | 354.6667
111 | 2013006059 | 347 | 357
112 | 2013006059 | 349.6667 | 359.6667
113 | 2013006059 | 352.3333 | 362.3333
114 | 2013006059 | 355 | 365
115 | 2013006059 | 360.3333 | 370.3333
116 | 2013006059 | 365.6667 | 375.6667
117 | 2013006059 | 371 | 381
118 | 2013006059 | 373.6667 | 383.6667
119 | 2013006059 | 376.3333 | 386.3333
120 | 2013006059 | 379 | 389
121 | 2013006059 | 383.3333 | 393.3333
122 | 2013006059 | 387.6667 | 377.6667
123 | 2013006059 | 392 | 382
124 | 2013006059 | 395.3333 | 385.3333
125 | 2013006059 | 398.6667 | 388.6667
126 | 2013006059 | 402 | 392
127 | 2013006059 | 404.3333 | 394.3333
128 | 2013006059 | 406.6667 | 396.6667
129 | 2013006059 | 409 | 399
130 | 2013006059 | 409 | 399
131 | 2013006059 | 409 | 399
132 | 2013006059 | 409 | 399
133 | 2013006059 | 408.3333 | 398.3333
134 | 2013006059 | 407.6667 | 397.6667
135 | 2013006059 | 407 | 397
136 | 2013006059 | 407 | 397
137 | 2013006059 | 407 | 397
138 | 2013006059 | 407 | 397
139 | 2013006059 | 407 | 397
140 | 2013006059 | 407 | 397
141 | 2013006059 | 407 | 397
142 | 2013006059 | 406 | 396
143 | 2013006059 | 405 | 395
0 | 2013009251 | 343 | 333
1 | 2013009251 | 344 | 334
2 | 2013009251 | 345 | 335
3 | 2013009251 | 346 | 336
4 | 2013009251 | 348 | 338
5 | 2013009251 | 350 | 340
6 | 2013009251 | 352 | 342
7 | 2013009251 | 353 | 343
8 | 2013009251 | 354 | 344
9 | 2013009251 | 355 | 345
10 | 2013009251 | 356.6667 | 346.6667
11 | 2013009251 | 358.3333 | 348.3333
12 | 2013009251 | 360 | 350
13 | 2013009251 | 363.6667 | 353.6667
14 | 2013009251 | 367.3333 | 357.3333
15 | 2013009251 | 371 | 361
16 | 2013009251 | 373.3333 | 363.3333
17 | 2013009251 | 375.6667 | 365.6667
18 | 2013009251 | 378 | 368
19 | 2013009251 | 378.6667 | 368.6667
20 | 2013009251 | 379.3333 | 369.3333
21 | 2013009251 | 380 | 370
22 | 2013009251 | 381.3333 | 371.3333
23 | 2013009251 | 382.6667 | 372.6667
24 | 2013009251 | 384 | 374
25 | 2013009251 | 385.3333 | 375.3333
26 | 2013009251 | 386.6667 | 376.6667
27 | 2013009251 | 388 | 378
28 | 2013009251 | 387 | 377
29 | 2013009251 | 386 | 376
30 | 2013009251 | 385 | 375
31 | 2013009251 | 383 | 373
32 | 2013009251 | 381 | 371
33 | 2013009251 | 379 | 369
34 | 2013009251 | 378.3333 | 368.3333
35 | 2013009251 | 377.6667 | 367.6667
36 | 2013009251 | 377 | 367
37 | 2013009251 | 377.3333 | 367.3333
38 | 2013009251 | 377.6667 | 367.6667
39 | 2013009251 | 378 | 368
40 | 2013009251 | 379.6667 | 369.6667
41 | 2013009251 | 381.3333 | 371.3333
42 | 2013009251 | 383 | 373
43 | 2013009251 | 385.3333 | 375.3333
44 | 2013009251 | 387.6667 | 377.6667
45 | 2013009251 | 390 | 380
46 | 2013009251 | 391.3333 | 381.3333
47 | 2013009251 | 392.6667 | 382.6667
48 | 2013009251 | 394 | 384
49 | 2013009251 | 393.3333 | 383.3333
50 | 2013009251 | 392.6667 | 382.6667
51 | 2013009251 | 392 | 382
52 | 2013009251 | 387.6667 | 377.6667
53 | 2013009251 | 383.3333 | 373.3333
54 | 2013009251 | 379 | 369
55 | 2013009251 | 372.3333 | 362.3333
56 | 2013009251 | 365.6667 | 355.6667
57 | 2013009251 | 359 | 349
58 | 2013009251 | 353.6667 | 343.6667
59 | 2013009251 | 348.3333 | 338.3333
60 | 2013009251 | 343 | 333
61 | 2013009251 | 338.3333 | 328.3333
62 | 2013009251 | 333.6667 | 323.6667
63 | 2013009251 | 329 | 319
64 | 2013009251 | 326 | 316
65 | 2013009251 | 323 | 313
66 | 2013009251 | 320 | 310
67 | 2013009251 | 318.3333 | 308.3333
68 | 2013009251 | 316.6667 | 306.6667
69 | 2013009251 | 315 | 305
70 | 2013009251 | 315.3333 | 305.3333
71 | 2013009251 | 315.6667 | 305.6667
72 | 2013009251 | 316 | 306
73 | 2013009251 | 316.3333 | 306.3333
74 | 2013009251 | 316.6667 | 306.6667
75 | 2013009251 | 317 | 307
76 | 2013009251 | 316.3333 | 306.3333
77 | 2013009251 | 315.6667 | 305.6667
78 | 2013009251 | 315 | 305
79 | 2013009251 | 314.6667 | 304.6667
80 | 2013009251 | 314.3333 | 304.3333
81 | 2013009251 | 314 | 304
82 | 2013009251 | 316.3333 | 306.3333
83 | 2013009251 | 318.6667 | 308.6667
84 | 2013009251 | 321 | 311
85 | 2013009251 | 323.3333 | 313.3333
86 | 2013009251 | 325.6667 | 315.6667
87 | 2013009251 | 328 | 318
88 | 2013009251 | 328.3333 | 318.3333
89 | 2013009251 | 328.6667 | 318.6667
90 | 2013009251 | 329 | 339
91 | 2013009251 | 329 | 339
92 | 2013009251 | 329 | 339
93 | 2013009251 | 329 | 339
94 | 2013009251 | 328.6667 | 338.6667
95 | 2013009251 | 328.3333 | 338.3333
96 | 2013009251 | 328 | 338
97 | 2013009251 | 327.6667 | 337.6667
98 | 2013009251 | 327.3333 | 337.3333
99 | 2013009251 | 327 | 337
100 | 2013009251 | 328.6667 | 338.6667
101 | 2013009251 | 330.3333 | 340.3333
102 | 2013009251 | 332 | 342
103 | 2013009251 | 334.3333 | 344.3333
104 | 2013009251 | 336.6667 | 346.6667
105 | 2013009251 | 339 | 349
106 | 2013009251 | 339.3333 | 349.3333
107 | 2013009251 | 339.6667 | 349.6667
108 | 2013009251 | 340 | 350
109 | 2013009251 | 342.3333 | 352.3333
110 | 2013009251 | 344.6667 | 354.6667
111 | 2013009251 | 347 | 357
112 | 2013009251 | 349.6667 | 359.6667
113 | 2013009251 | 352.3333 | 362.3333
114 | 2013009251 | 355 | 365
115 | 2013009251 | 360.3333 | 370.3333
116 | 2013009251 | 365.6667 | 375.6667
117 | 2013009251 | 371 | 381
118 | 2013009251 | 373.6667 | 383.6667
119 | 2013009251 | 376.3333 | 386.3333
120 | 2013009251 | 379 | 389
121 | 2013009251 | 383.3333 | 393.3333
122 | 2013009251 | 387.6667 | 377.6667
123 | 2013009251 | 392 | 382
124 | 2013009251 | 395.3333 | 385.3333
125 | 2013009251 | 398.6667 | 388.6667
126 | 2013009251 | 402 | 392
127 | 2013009251 | 404.3333 | 394.3333
128 | 2013009251 | 406.6667 | 396.6667
129 | 2013009251 | 409 | 399
130 | 2013009251 | 409 | 399
131 | 2013009251 | 409 | 399
132 | 2013009251 | 409 | 399
133 | 2013009251 | 408.3333 | 398.3333
134 | 2013009251 | 407.6667 | 397.6667
135 | 2013009251 | 407 | 397
136 | 2013009251 | 407 | 397
137 | 2013009251 | 407 | 397
138 | 2013009251 | 407 | 397
139 | 2013009251 | 407 | 397
140 | 2013009251 | 407 | 397
141 | 2013009251 | 407 | 397
142 | 2013009251 | 406 | 396
143 | 2013009251 | 405 | 395
0 | 2008005886 | 343 | 333
1 | 2008005886 | 344 | 334
2 | 2008005886 | 345 | 335
3 | 2008005886 | 346 | 336
4 | 2008005886 | 348 | 338
5 | 2008005886 | 350 | 340
6 | 2008005886 | 352 | 342
7 | 2008005886 | 353 | 343
8 | 2008005886 | 354 | 344
9 | 2008005886 | 355 | 345
10 | 2008005886 | 356.6667 | 346.6667
11 | 2008005886 | 358.3333 | 348.3333
12 | 2008005886 | 360 | 350
13 | 2008005886 | 363.6667 | 353.6667
14 | 2008005886 | 367.3333 | 357.3333
15 | 2008005886 | 371 | 361
16 | 2008005886 | 373.3333 | 363.3333
17 | 2008005886 | 375.6667 | 365.6667
18 | 2008005886 | 378 | 368
19 | 2008005886 | 378.6667 | 368.6667
20 | 2008005886 | 379.3333 | 369.3333
21 | 2008005886 | 380 | 370
22 | 2008005886 | 381.3333 | 371.3333
23 | 2008005886 | 382.6667 | 372.6667
24 | 2008005886 | 384 | 374
25 | 2008005886 | 385.3333 | 375.3333
26 | 2008005886 | 386.6667 | 376.6667
27 | 2008005886 | 388 | 378
28 | 2008005886 | 387 | 377
29 | 2008005886 | 386 | 376
30 | 2008005886 | 385 | 375
31 | 2008005886 | 383 | 373
32 | 2008005886 | 381 | 371
33 | 2008005886 | 379 | 369
34 | 2008005886 | 378.3333 | 368.3333
35 | 2008005886 | 377.6667 | 367.6667
36 | 2008005886 | 377 | 367
37 | 2008005886 | 377.3333 | 367.3333
38 | 2008005886 | 377.6667 | 367.6667
39 | 2008005886 | 378 | 368
40 | 2008005886 | 379.6667 | 369.6667
41 | 2008005886 | 381.3333 | 371.3333
42 | 2008005886 | 383 | 373
43 | 2008005886 | 385.3333 | 375.3333
44 | 2008005886 | 387.6667 | 377.6667
45 | 2008005886 | 390 | 380
46 | 2008005886 | 391.3333 | 381.3333
47 | 2008005886 | 392.6667 | 382.6667
48 | 2008005886 | 394 | 384
49 | 2008005886 | 393.3333 | 383.3333
50 | 2008005886 | 392.6667 | 382.6667
51 | 2008005886 | 392 | 382
52 | 2008005886 | 387.6667 | 377.6667
53 | 2008005886 | 383.3333 | 373.3333
54 | 2008005886 | 379 | 369
55 | 2008005886 | 372.3333 | 362.3333
56 | 2008005886 | 365.6667 | 355.6667
57 | 2008005886 | 359 | 349
58 | 2008005886 | 353.6667 | 343.6667
59 | 2008005886 | 348.3333 | 338.3333
60 | 2008005886 | 343 | 333
61 | 2008005886 | 338.3333 | 328.3333
62 | 2008005886 | 333.6667 | 323.6667
63 | 2008005886 | 329 | 319
64 | 2008005886 | 326 | 316
65 | 2008005886 | 323 | 313
66 | 2008005886 | 320 | 310
67 | 2008005886 | 318.3333 | 308.3333
68 | 2008005886 | 316.6667 | 306.6667
69 | 2008005886 | 315 | 305
70 | 2008005886 | 315.3333 | 305.3333
71 | 2008005886 | 315.6667 | 305.6667
72 | 2008005886 | 316 | 306
73 | 2008005886 | 316.3333 | 306.3333
74 | 2008005886 | 316.6667 | 306.6667
75 | 2008005886 | 317 | 307
76 | 2008005886 | 316.3333 | 306.3333
77 | 2008005886 | 315.6667 | 305.6667
78 | 2008005886 | 315 | 305
79 | 2008005886 | 314.6667 | 304.6667
80 | 2008005886 | 314.3333 | 304.3333
81 | 2008005886 | 314 | 304
82 | 2008005886 | 316.3333 | 306.3333
83 | 2008005886 | 318.6667 | 308.6667
84 | 2008005886 | 321 | 311
85 | 2008005886 | 323.3333 | 313.3333
86 | 2008005886 | 325.6667 | 315.6667
87 | 2008005886 | 328 | 318
88 | 2008005886 | 328.3333 | 318.3333
89 | 2008005886 | 328.6667 | 318.6667
90 | 2008005886 | 329 | 339
91 | 2008005886 | 329 | 339
92 | 2008005886 | 329 | 339
93 | 2008005886 | 329 | 339
94 | 2008005886 | 328.6667 | 338.6667
95 | 2008005886 | 328.3333 | 338.3333
96 | 2008005886 | 328 | 338
97 | 2008005886 | 327.6667 | 337.6667
98 | 2008005886 | 327.3333 | 337.3333
99 | 2008005886 | 327 | 337
100 | 2008005886 | 328.6667 | 338.6667
101 | 2008005886 | 330.3333 | 340.3333
102 | 2008005886 | 332 | 342
103 | 2008005886 | 334.3333 | 344.3333
104 | 2008005886 | 336.6667 | 346.6667
105 | 2008005886 | 339 | 349
106 | 2008005886 | 339.3333 | 349.3333
107 | 2008005886 | 339.6667 | 349.6667
108 | 2008005886 | 340 | 350
109 | 2008005886 | 342.3333 | 352.3333
110 | 2008005886 | 344.6667 | 354.6667
111 | 2008005886 | 347 | 357
112 | 2008005886 | 349.6667 | 359.6667
113 | 2008005886 | 352.3333 | 362.3333
114 | 2008005886 | 355 | 365
115 | 2008005886 | 360.3333 | 370.3333
116 | 2008005886 | 365.6667 | 375.6667
117 | 2008005886 | 371 | 381
118 | 2008005886 | 373.6667 | 383.6667
119 | 2008005886 | 376.3333 | 386.3333
120 | 2008005886 | 379 | 389
121 | 2008005886 | 383.3333 | 393.3333
122 | 2008005886 | 387.6667 | 377.6667
123 | 2008005886 | 392 | 382
124 | 2008005886 | 395.3333 | 385.3333
125 | 2008005886 | 398.6667 | 388.6667
126 | 2008005886 | 402 | 392
127 | 2008005886 | 404.3333 | 394.3333
128 | 2008005886 | 406.6667 | 396.6667
129 | 2008005886 | 409 | 399
130 | 2008005886 | 409 | 399
131 | 2008005886 | 409 | 399
132 | 2008005886 | 409 | 399
133 | 2008005886 | 408.3333 | 398.3333
134 | 2008005886 | 407.6667 | 397.6667
135 | 2008005886 | 407 | 397
136 | 2008005886 | 407 | 397
137 | 2008005886 | 407 | 397
138 | 2008005886 | 407 | 397
139 | 2008005886 | 407 | 397
140 | 2008005886 | 407 | 397
141 | 2008005886 | 407 | 397
142 | 2008005886 | 406 | 396
143 | 2008005886 | 405 | 395
0 | 2004004504 | 343 | 333
1 | 2004004504 | 344 | 334
2 | 2004004504 | 345 | 335
3 | 2004004504 | 346 | 336
4 | 2004004504 | 348 | 338
5 | 2004004504 | 350 | 340
6 | 2004004504 | 352 | 342
7 | 2004004504 | 353 | 343
8 | 2004004504 | 354 | 344
9 | 2004004504 | 355 | 345
10 | 2004004504 | 356.6667 | 346.6667
11 | 2004004504 | 358.3333 | 348.3333
12 | 2004004504 | 360 | 350
13 | 2004004504 | 363.6667 | 353.6667
14 | 2004004504 | 367.3333 | 357.3333
15 | 2004004504 | 371 | 361
16 | 2004004504 | 373.3333 | 363.3333
17 | 2004004504 | 375.6667 | 365.6667
18 | 2004004504 | 378 | 368
19 | 2004004504 | 378.6667 | 368.6667
20 | 2004004504 | 379.3333 | 369.3333
21 | 2004004504 | 380 | 370
22 | 2004004504 | 381.3333 | 371.3333
23 | 2004004504 | 382.6667 | 372.6667
24 | 2004004504 | 384 | 374
25 | 2004004504 | 385.3333 | 375.3333
26 | 2004004504 | 386.6667 | 376.6667
27 | 2004004504 | 388 | 378
28 | 2004004504 | 387 | 377
29 | 2004004504 | 386 | 376
30 | 2004004504 | 385 | 375
31 | 2004004504 | 383 | 373
32 | 2004004504 | 381 | 371
33 | 2004004504 | 379 | 369
34 | 2004004504 | 378.3333 | 368.3333
35 | 2004004504 | 377.6667 | 367.6667
36 | 2004004504 | 377 | 367
37 | 2004004504 | 377.3333 | 367.3333
38 | 2004004504 | 377.6667 | 367.6667
39 | 2004004504 | 378 | 368
40 | 2004004504 | 379.6667 | 369.6667
41 | 2004004504 | 381.3333 | 371.3333
42 | 2004004504 | 383 | 373
43 | 2004004504 | 385.3333 | 375.3333
44 | 2004004504 | 387.6667 | 377.6667
45 | 2004004504 | 390 | 380
46 | 2004004504 | 391.3333 | 381.3333
47 | 2004004504 | 392.6667 | 382.6667
48 | 2004004504 | 394 | 384
49 | 2004004504 | 393.3333 | 383.3333
50 | 2004004504 | 392.6667 | 382.6667
51 | 2004004504 | 392 | 382
52 | 2004004504 | 387.6667 | 377.6667
53 | 2004004504 | 383.3333 | 373.3333
54 | 2004004504 | 379 | 369
55 | 2004004504 | 372.3333 | 362.3333
56 | 2004004504 | 365.6667 | 355.6667
57 | 2004004504 | 359 | 349
58 | 2004004504 | 353.6667 | 343.6667
59 | 2004004504 | 348.3333 | 338.3333
60 | 2004004504 | 343 | 333
61 | 2004004504 | 338.3333 | 328.3333
62 | 2004004504 | 333.6667 | 323.6667
63 | 2004004504 | 329 | 319
64 | 2004004504 | 326 | 316
65 | 2004004504 | 323 | 313
66 | 2004004504 | 320 | 310
67 | 2004004504 | 318.3333 | 308.3333
68 | 2004004504 | 316.6667 | 306.6667
69 | 2004004504 | 315 | 305
70 | 2004004504 | 315.3333 | 305.3333
71 | 2004004504 | 315.6667 | 305.6667
72 | 2004004504 | 316 | 306
73 | 2004004504 | 316.3333 | 306.3333
74 | 2004004504 | 316.6667 | 306.6667
75 | 2004004504 | 317 | 307
76 | 2004004504 | 316.3333 | 306.3333
77 | 2004004504 | 315.6667 | 305.6667
78 | 2004004504 | 315 | 305
79 | 2004004504 | 314.6667 | 304.6667
80 | 2004004504 | 314.3333 | 304.3333
81 | 2004004504 | 314 | 304
82 | 2004004504 | 316.3333 | 306.3333
83 | 2004004504 | 318.6667 | 308.6667
84 | 2004004504 | 321 | 311
85 | 2004004504 | 323.3333 | 313.3333
86 | 2004004504 | 325.6667 | 315.6667
87 | 2004004504 | 328 | 318
88 | 2004004504 | 328.3333 | 318.3333
89 | 2004004504 | 328.6667 | 318.6667
90 | 2004004504 | 329 | 339
91 | 2004004504 | 329 | 339
92 | 2004004504 | 329 | 339
93 | 2004004504 | 329 | 339
94 | 2004004504 | 328.6667 | 338.6667
95 | 2004004504 | 328.3333 | 338.3333
96 | 2004004504 | 328 | 338
97 | 2004004504 | 327.6667 | 337.6667
98 | 2004004504 | 327.3333 | 337.3333
99 | 2004004504 | 327 | 337
100 | 2004004504 | 328.6667 | 338.6667
101 | 2004004504 | 330.3333 | 340.3333
102 | 2004004504 | 332 | 342
103 | 2004004504 | 334.3333 | 344.3333
104 | 2004004504 | 336.6667 | 346.6667
105 | 2004004504 | 339 | 349
106 | 2004004504 | 339.3333 | 349.3333
107 | 2004004504 | 339.6667 | 349.6667
108 | 2004004504 | 340 | 350
109 | 2004004504 | 342.3333 | 352.3333
110 | 2004004504 | 344.6667 | 354.6667
111 | 2004004504 | 347 | 357
112 | 2004004504 | 349.6667 | 359.6667
113 | 2004004504 | 352.3333 | 362.3333
114 | 2004004504 | 355 | 365
115 | 2004004504 | 360.3333 | 370.3333
116 | 2004004504 | 365.6667 | 375.6667
117 | 2004004504 | 371 | 381
118 | 2004004504 | 373.6667 | 383.6667
119 | 2004004504 | 376.3333 | 386.3333
120 | 2004004504 | 379 | 389
121 | 2004004504 | 383.3333 | 393.3333
122 | 2004004504 | 387.6667 | 377.6667
123 | 2004004504 | 392 | 382
124 | 2004004504 | 395.3333 | 385.3333
125 | 2004004504 | 398.6667 | 388.6667
126 | 2004004504 | 402 | 392
127 | 2004004504 | 404.3333 | 394.3333
128 | 2004004504 | 406.6667 | 396.6667
129 | 2004004504 | 409 | 399
130 | 2004004504 | 409 | 399
131 | 2004004504 | 409 | 399
132 | 2004004504 | 409 | 399
133 | 2004004504 | 408.3333 | 398.3333
134 | 2004004504 | 407.6667 | 397.6667
135 | 2004004504 | 407 | 397
136 | 2004004504 | 407 | 397
137 | 2004004504 | 407 | 397
138 | 2004004504 | 407 | 397
139 | 2004004504 | 407 | 397
140 | 2004004504 | 407 | 397
141 | 2004004504 | 407 | 397
142 | 2004004504 | 406 | 396
143 | 2004004504 | 405 | 395
0 | 2006001414 | 343 | 333
1 | 2006001414 | 344 | 334
2 | 2006001414 | 345 | 335
3 | 2006001414 | 346 | 336
4 | 2006001414 | 348 | 338
5 | 2006001414 | 350 | 340
6 | 2006001414 | 352 | 342
7 | 2006001414 | 353 | 343
8 | 2006001414 | 354 | 344
9 | 2006001414 | 355 | 345
10 | 2006001414 | 356.6667 | 346.6667
11 | 2006001414 | 358.3333 | 348.3333
12 | 2006001414 | 360 | 350
13 | 2006001414 | 363.6667 | 353.6667
14 | 2006001414 | 367.3333 | 357.3333
15 | 2006001414 | 371 | 361
16 | 2006001414 | 373.3333 | 363.3333
17 | 2006001414 | 375.6667 | 365.6667
18 | 2006001414 | 378 | 368
19 | 2006001414 | 378.6667 | 368.6667
20 | 2006001414 | 379.3333 | 369.3333
21 | 2006001414 | 380 | 370
22 | 2006001414 | 381.3333 | 371.3333
23 | 2006001414 | 382.6667 | 372.6667
24 | 2006001414 | 384 | 374
25 | 2006001414 | 385.3333 | 375.3333
26 | 2006001414 | 386.6667 | 376.6667
27 | 2006001414 | 388 | 378
28 | 2006001414 | 387 | 377
29 | 2006001414 | 386 | 376
30 | 2006001414 | 385 | 375
31 | 2006001414 | 383 | 373
32 | 2006001414 | 381 | 371
33 | 2006001414 | 379 | 369
34 | 2006001414 | 378.3333 | 368.3333
35 | 2006001414 | 377.6667 | 367.6667
36 | 2006001414 | 377 | 367
37 | 2006001414 | 377.3333 | 367.3333
38 | 2006001414 | 377.6667 | 367.6667
39 | 2006001414 | 378 | 368
40 | 2006001414 | 379.6667 | 369.6667
41 | 2006001414 | 381.3333 | 371.3333
42 | 2006001414 | 383 | 373
43 | 2006001414 | 385.3333 | 375.3333
44 | 2006001414 | 387.6667 | 377.6667
45 | 2006001414 | 390 | 380
46 | 2006001414 | 391.3333 | 381.3333
47 | 2006001414 | 392.6667 | 382.6667
48 | 2006001414 | 394 | 384
49 | 2006001414 | 393.3333 | 383.3333
50 | 2006001414 | 392.6667 | 382.6667
51 | 2006001414 | 392 | 382
52 | 2006001414 | 387.6667 | 377.6667
53 | 2006001414 | 383.3333 | 373.3333
54 | 2006001414 | 379 | 369
55 | 2006001414 | 372.3333 | 362.3333
56 | 2006001414 | 365.6667 | 355.6667
57 | 2006001414 | 359 | 349
58 | 2006001414 | 353.6667 | 343.6667
59 | 2006001414 | 348.3333 | 338.3333
60 | 2006001414 | 343 | 333
61 | 2006001414 | 338.3333 | 328.3333
62 | 2006001414 | 333.6667 | 323.6667
63 | 2006001414 | 329 | 319
64 | 2006001414 | 326 | 316
65 | 2006001414 | 323 | 313
66 | 2006001414 | 320 | 310
67 | 2006001414 | 318.3333 | 308.3333
68 | 2006001414 | 316.6667 | 306.6667
69 | 2006001414 | 315 | 305
70 | 2006001414 | 315.3333 | 305.3333
71 | 2006001414 | 315.6667 | 305.6667
72 | 2006001414 | 316 | 306
73 | 2006001414 | 316.3333 | 306.3333
74 | 2006001414 | 316.6667 | 306.6667
75 | 2006001414 | 317 | 307
76 | 2006001414 | 316.3333 | 306.3333
77 | 2006001414 | 315.6667 | 305.6667
78 | 2006001414 | 315 | 305
79 | 2006001414 | 314.6667 | 304.6667
80 | 2006001414 | 314.3333 | 304.3333
81 | 2006001414 | 314 | 304
82 | 2006001414 | 316.3333 | 306.3333
83 | 2006001414 | 318.6667 | 308.6667
84 | 2006001414 | 321 | 311
85 | 2006001414 | 323.3333 | 313.3333
86 | 2006001414 | 325.6667 | 315.6667
87 | 2006001414 | 328 | 318
88 | 2006001414 | 328.3333 | 318.3333
89 | 2006001414 | 328.6667 | 318.6667
90 | 2006001414 | 329 | 339
91 | 2006001414 | 329 | 339
92 | 2006001414 | 329 | 339
93 | 2006001414 | 329 | 339
94 | 2006001414 | 328.6667 | 338.6667
95 | 2006001414 | 328.3333 | 338.3333
96 | 2006001414 | 328 | 338
97 | 2006001414 | 327.6667 | 337.6667
98 | 2006001414 | 327.3333 | 337.3333
99 | 2006001414 | 327 | 337
100 | 2006001414 | 328.6667 | 338.6667
101 | 2006001414 | 330.3333 | 340.3333
102 | 2006001414 | 332 | 342
103 | 2006001414 | 334.3333 | 344.3333
104 | 2006001414 | 336.6667 | 346.6667
105 | 2006001414 | 339 | 349
106 | 2006001414 | 339.3333 | 349.3333
107 | 2006001414 | 339.6667 | 349.6667
108 | 2006001414 | 340 | 350
109 | 2006001414 | 342.3333 | 352.3333
110 | 2006001414 | 344.6667 | 354.6667
111 | 2006001414 | 347 | 357
112 | 2006001414 | 349.6667 | 359.6667
113 | 2006001414 | 352.3333 | 362.3333
114 | 2006001414 | 355 | 365
115 | 2006001414 | 360.3333 | 370.3333
116 | 2006001414 | 365.6667 | 375.6667
117 | 2006001414 | 371 | 381
118 | 2006001414 | 373.6667 | 383.6667
119 | 2006001414 | 376.3333 | 386.3333
120 | 2006001414 | 379 | 389
121 | 2006001414 | 383.3333 | 393.3333
122 | 2006001414 | 387.6667 | 377.6667
123 | 2006001414 | 392 | 382
124 | 2006001414 | 395.3333 | 385.3333
125 | 2006001414 | 398.6667 | 388.6667
126 | 2006001414 | 402 | 392
127 | 2006001414 | 404.3333 | 394.3333
128 | 2006001414 | 406.6667 | 396.6667
129 | 2006001414 | 409 | 399
130 | 2006001414 | 409 | 399
131 | 2006001414 | 409 | 399
132 | 2006001414 | 409 | 399
133 | 2006001414 | 408.3333 | 398.3333
134 | 2006001414 | 407.6667 | 397.6667
135 | 2006001414 | 407 | 397
136 | 2006001414 | 407 | 397
137 | 2006001414 | 407 | 397
138 | 2006001414 | 407 | 397
139 | 2006001414 | 407 | 397
140 | 2006001414 | 407 | 397
141 | 2006001414 | 407 | 397
142 | 2006001414 | 406 | 396
143 | 2006001414 | 405 | 395
0 | 2009003063 | 343 | 333
1 | 2009003063 | 344 | 334
2 | 2009003063 | 345 | 335
3 | 2009003063 | 346 | 336
4 | 2009003063 | 348 | 338
5 | 2009003063 | 350 | 340
6 | 2009003063 | 352 | 342
7 | 2009003063 | 353 | 343
8 | 2009003063 | 354 | 344
9 | 2009003063 | 355 | 345
10 | 2009003063 | 356.6667 | 346.6667
11 | 2009003063 | 358.3333 | 348.3333
12 | 2009003063 | 360 | 350
13 | 2009003063 | 363.6667 | 353.6667
14 | 2009003063 | 367.3333 | 357.3333
15 | 2009003063 | 371 | 361
16 | 2009003063 | 373.3333 | 363.3333
17 | 2009003063 | 375.6667 | 365.6667
18 | 2009003063 | 378 | 368
19 | 2009003063 | 378.6667 | 368.6667
20 | 2009003063 | 379.3333 | 369.3333
21 | 2009003063 | 380 | 370
22 | 2009003063 | 381.3333 | 371.3333
23 | 2009003063 | 382.6667 | 372.6667
24 | 2009003063 | 384 | 374
25 | 2009003063 | 385.3333 | 375.3333
26 | 2009003063 | 386.6667 | 376.6667
27 | 2009003063 | 388 | 378
28 | 2009003063 | 387 | 377
29 | 2009003063 | 386 | 376
30 | 2009003063 | 385 | 375
31 | 2009003063 | 383 | 373
32 | 2009003063 | 381 | 371
33 | 2009003063 | 379 | 369
34 | 2009003063 | 378.3333 | 368.3333
35 | 2009003063 | 377.6667 | 367.6667
36 | 2009003063 | 377 | 367
37 | 2009003063 | 377.3333 | 367.3333
38 | 2009003063 | 377.6667 | 367.6667
39 | 2009003063 | 378 | 368
40 | 2009003063 | 379.6667 | 369.6667
41 | 2009003063 | 381.3333 | 371.3333
42 | 2009003063 | 383 | 373
43 | 2009003063 | 385.3333 | 375.3333
44 | 2009003063 | 387.6667 | 377.6667
45 | 2009003063 | 390 | 380
46 | 2009003063 | 391.3333 | 381.3333
47 | 2009003063 | 392.6667 | 382.6667
48 | 2009003063 | 394 | 384
49 | 2009003063 | 393.3333 | 383.3333
50 | 2009003063 | 392.6667 | 382.6667
51 | 2009003063 | 392 | 382
52 | 2009003063 | 387.6667 | 377.6667
53 | 2009003063 | 383.3333 | 373.3333
54 | 2009003063 | 379 | 369
55 | 2009003063 | 372.3333 | 362.3333
56 | 2009003063 | 365.6667 | 355.6667
57 | 2009003063 | 359 | 349
58 | 2009003063 | 353.6667 | 343.6667
59 | 2009003063 | 348.3333 | 338.3333
60 | 2009003063 | 343 | 333
61 | 2009003063 | 338.3333 | 328.3333
62 | 2009003063 | 333.6667 | 323.6667
63 | 2009003063 | 329 | 319
64 | 2009003063 | 326 | 316
65 | 2009003063 | 323 | 313
66 | 2009003063 | 320 | 310
67 | 2009003063 | 318.3333 | 308.3333
68 | 2009003063 | 316.6667 | 306.6667
69 | 2009003063 | 315 | 305
70 | 2009003063 | 315.3333 | 305.3333
71 | 2009003063 | 315.6667 | 305.6667
72 | 2009003063 | 316 | 306
73 | 2009003063 | 316.3333 | 306.3333
74 | 2009003063 | 316.6667 | 306.6667
75 | 2009003063 | 317 | 307
76 | 2009003063 | 316.3333 | 306.3333
77 | 2009003063 | 315.6667 | 305.6667
78 | 2009003063 | 315 | 305
79 | 2009003063 | 314.6667 | 304.6667
80 | 2009003063 | 314.3333 | 304.3333
81 | 2009003063 | 314 | 304
82 | 2009003063 | 316.3333 | 306.3333
83 | 2009003063 | 318.6667 | 308.6667
84 | 2009003063 | 321 | 311
85 | 2009003063 | 323.3333 | 313.3333
86 | 2009003063 | 325.6667 | 315.6667
87 | 2009003063 | 328 | 318
88 | 2009003063 | 328.3333 | 318.3333
89 | 2009003063 | 328.6667 | 318.6667
90 | 2009003063 | 329 | 339
91 | 2009003063 | 329 | 339
92 | 2009003063 | 329 | 339
93 | 2009003063 | 329 | 339
94 | 2009003063 | 328.6667 | 338.6667
95 | 2009003063 | 328.3333 | 338.3333
96 | 2009003063 | 328 | 338
97 | 2009003063 | 327.6667 | 337.6667
98 | 2009003063 | 327.3333 | 337.3333
99 | 2009003063 | 327 | 337
100 | 2009003063 | 328.6667 | 338.6667
101 | 2009003063 | 330.3333 | 340.3333
102 | 2009003063 | 332 | 342
103 | 2009003063 | 334.3333 | 344.3333
104 | 2009003063 | 336.6667 | 346.6667
105 | 2009003063 | 339 | 349
106 | 2009003063 | 339.3333 | 349.3333
107 | 2009003063 | 339.6667 | 349.6667
108 | 2009003063 | 340 | 350
109 | 2009003063 | 342.3333 | 352.3333
110 | 2009003063 | 344.6667 | 354.6667
111 | 2009003063 | 347 | 357
112 | 2009003063 | 349.6667 | 359.6667
113 | 2009003063 | 352.3333 | 362.3333
114 | 2009003063 | 355 | 365
115 | 2009003063 | 360.3333 | 370.3333
116 | 2009003063 | 365.6667 | 375.6667
117 | 2009003063 | 371 | 381
118 | 2009003063 | 373.6667 | 383.6667
119 | 2009003063 | 376.3333 | 386.3333
120 | 2009003063 | 379 | 389
121 | 2009003063 | 383.3333 | 393.3333
122 | 2009003063 | 387.6667 | 377.6667
123 | 2009003063 | 392 | 382
124 | 2009003063 | 395.3333 | 385.3333
125 | 2009003063 | 398.6667 | 388.6667
126 | 2009003063 | 402 | 392
127 | 2009003063 | 404.3333 | 394.3333
128 | 2009003063 | 406.6667 | 396.6667
129 | 2009003063 | 409 | 399
130 | 2009003063 | 409 | 399
131 | 2009003063 | 409 | 399
132 | 2009003063 | 409 | 399
133 | 2009003063 | 408.3333 | 398.3333
134 | 2009003063 | 407.6667 | 397.6667
135 | 2009003063 | 407 | 397
136 | 2009003063 | 407 | 397
137 | 2009003063 | 407 | 397
138 | 2009003063 | 407 | 397
139 | 2009003063 | 407 | 397
140 | 2009003063 | 407 | 397
141 | 2009003063 | 407 | 397
142 | 2009003063 | 406 | 396
143 | 2009003063 | 405 | 395
0 | 2013002804 | 343 | 333
1 | 2013002804 | 344 | 334
2 | 2013002804 | 345 | 335
3 | 2013002804 | 346 | 336
4 | 2013002804 | 348 | 338
5 | 2013002804 | 350 | 340
6 | 2013002804 | 352 | 342
7 | 2013002804 | 353 | 343
8 | 2013002804 | 354 | 344
9 | 2013002804 | 355 | 345
10 | 2013002804 | 356.6667 | 346.6667
11 | 2013002804 | 358.3333 | 348.3333
12 | 2013002804 | 360 | 350
13 | 2013002804 | 363.6667 | 353.6667
14 | 2013002804 | 367.3333 | 357.3333
15 | 2013002804 | 371 | 361
16 | 2013002804 | 373.3333 | 363.3333
17 | 2013002804 | 375.6667 | 365.6667
18 | 2013002804 | 378 | 368
19 | 2013002804 | 378.6667 | 368.6667
20 | 2013002804 | 379.3333 | 369.3333
21 | 2013002804 | 380 | 370
22 | 2013002804 | 381.3333 | 371.3333
23 | 2013002804 | 382.6667 | 372.6667
24 | 2013002804 | 384 | 374
25 | 2013002804 | 385.3333 | 375.3333
26 | 2013002804 | 386.6667 | 376.6667
27 | 2013002804 | 388 | 378
28 | 2013002804 | 387 | 377
29 | 2013002804 | 386 | 376
30 | 2013002804 | 385 | 375
31 | 2013002804 | 383 | 373
32 | 2013002804 | 381 | 371
33 | 2013002804 | 379 | 369
34 | 2013002804 | 378.3333 | 368.3333
35 | 2013002804 | 377.6667 | 367.6667
36 | 2013002804 | 377 | 367
37 | 2013002804 | 377.3333 | 367.3333
38 | 2013002804 | 377.6667 | 367.6667
39 | 2013002804 | 378 | 368
40 | 2013002804 | 379.6667 | 369.6667
41 | 2013002804 | 381.3333 | 371.3333
42 | 2013002804 | 383 | 373
43 | 2013002804 | 385.3333 | 375.3333
44 | 2013002804 | 387.6667 | 377.6667
45 | 2013002804 | 390 | 380
46 | 2013002804 | 391.3333 | 381.3333
47 | 2013002804 | 392.6667 | 382.6667
48 | 2013002804 | 394 | 384
49 | 2013002804 | 393.3333 | 383.3333
50 | 2013002804 | 392.6667 | 382.6667
51 | 2013002804 | 392 | 382
52 | 2013002804 | 387.6667 | 377.6667
53 | 2013002804 | 383.3333 | 373.3333
54 | 2013002804 | 379 | 369
55 | 2013002804 | 372.3333 | 362.3333
56 | 2013002804 | 365.6667 | 355.6667
57 | 2013002804 | 359 | 349
58 | 2013002804 | 353.6667 | 343.6667
59 | 2013002804 | 348.3333 | 338.3333
60 | 2013002804 | 343 | 333
61 | 2013002804 | 338.3333 | 328.3333
62 | 2013002804 | 333.6667 | 323.6667
63 | 2013002804 | 329 | 319
64 | 2013002804 | 326 | 316
65 | 2013002804 | 323 | 313
66 | 2013002804 | 320 | 310
67 | 2013002804 | 318.3333 | 308.3333
68 | 2013002804 | 316.6667 | 306.6667
69 | 2013002804 | 315 | 305
70 | 2013002804 | 315.3333 | 305.3333
71 | 2013002804 | 315.6667 | 305.6667
72 | 2013002804 | 316 | 306
73 | 2013002804 | 316.3333 | 306.3333
74 | 2013002804 | 316.6667 | 306.6667
75 | 2013002804 | 317 | 307
76 | 2013002804 | 316.3333 | 306.3333
77 | 2013002804 | 315.6667 | 305.6667
78 | 2013002804 | 315 | 305
79 | 2013002804 | 314.6667 | 304.6667
80 | 2013002804 | 314.3333 | 304.3333
81 | 2013002804 | 314 | 304
82 | 2013002804 | 316.3333 | 306.3333
83 | 2013002804 | 318.6667 | 308.6667
84 | 2013002804 | 321 | 311
85 | 2013002804 | 323.3333 | 313.3333
86 | 2013002804 | 325.6667 | 315.6667
87 | 2013002804 | 328 | 318
88 | 2013002804 | 328.3333 | 318.3333
89 | 2013002804 | 328.6667 | 318.6667
90 | 2013002804 | 329 | 339
91 | 2013002804 | 329 | 339
92 | 2013002804 | 329 | 339
93 | 2013002804 | 329 | 339
94 | 2013002804 | 328.6667 | 338.6667
95 | 2013002804 | 328.3333 | 338.3333
96 | 2013002804 | 328 | 338
97 | 2013002804 | 327.6667 | 337.6667
98 | 2013002804 | 327.3333 | 337.3333
99 | 2013002804 | 327 | 337
100 | 2013002804 | 328.6667 | 338.6667
101 | 2013002804 | 330.3333 | 340.3333
102 | 2013002804 | 332 | 342
103 | 2013002804 | 334.3333 | 344.3333
104 | 2013002804 | 336.6667 | 346.6667
105 | 2013002804 | 339 | 349
106 | 2013002804 | 339.3333 | 349.3333
107 | 2013002804 | 339.6667 | 349.6667
108 | 2013002804 | 340 | 350
109 | 2013002804 | 342.3333 | 352.3333
110 | 2013002804 | 344.6667 | 354.6667
111 | 2013002804 | 347 | 357
112 | 2013002804 | 349.6667 | 359.6667
113 | 2013002804 | 352.3333 | 362.3333
114 | 2013002804 | 355 | 365
115 | 2013002804 | 360.3333 | 370.3333
116 | 2013002804 | 365.6667 | 375.6667
117 | 2013002804 | 371 | 381
118 | 2013002804 | 373.6667 | 383.6667
119 | 2013002804 | 376.3333 | 386.3333
120 | 2013002804 | 379 | 389
121 | 2013002804 | 383.3333 | 393.3333
122 | 2013002804 | 387.6667 | 377.6667
123 | 2013002804 | 392 | 382
124 | 2013002804 | 395.3333 | 385.3333
125 | 2013002804 | 398.6667 | 388.6667
126 | 2013002804 | 402 | 392
127 | 2013002804 | 404.3333 | 394.3333
128 | 2013002804 | 406.6667 | 396.6667
129 | 2013002804 | 409 | 399
130 | 2013002804 | 409 | 399
131 | 2013002804 | 409 | 399
132 | 2013002804 | 409 | 399
133 | 2013002804 | 408.3333 | 398.3333
134 | 2013002804 | 407.6667 | 397.6667
135 | 2013002804 | 407 | 397
136 | 2013002804 | 407 | 397
137 | 2013002804 | 407 | 397
138 | 2013002804 | 407 | 397
139 | 2013002804 | 407 | 397
140 | 2013002804 | 407 | 397
141 | 2013002804 | 407 | 397
142 | 2013002804 | 406 | 396
143 | 2013002804 | 405 | 395
0 | 2006004572 | 343 | 333
1 | 2006004572 | 344 | 334
2 | 2006004572 | 345 | 335
3 | 2006004572 | 346 | 336
4 | 2006004572 | 348 | 338
5 | 2006004572 | 350 | 340
6 | 2006004572 | 352 | 342
7 | 2006004572 | 353 | 343
8 | 2006004572 | 354 | 344
9 | 2006004572 | 355 | 345
10 | 2006004572 | 356.6667 | 346.6667
11 | 2006004572 | 358.3333 | 348.3333
12 | 2006004572 | 360 | 350
13 | 2006004572 | 363.6667 | 353.6667
14 | 2006004572 | 367.3333 | 357.3333
15 | 2006004572 | 371 | 361
16 | 2006004572 | 373.3333 | 363.3333
17 | 2006004572 | 375.6667 | 365.6667
18 | 2006004572 | 378 | 368
19 | 2006004572 | 378.6667 | 368.6667
20 | 2006004572 | 379.3333 | 369.3333
21 | 2006004572 | 380 | 370
22 | 2006004572 | 381.3333 | 371.3333
23 | 2006004572 | 382.6667 | 372.6667
24 | 2006004572 | 384 | 374
25 | 2006004572 | 385.3333 | 375.3333
26 | 2006004572 | 386.6667 | 376.6667
27 | 2006004572 | 388 | 378
28 | 2006004572 | 387 | 377
29 | 2006004572 | 386 | 376
30 | 2006004572 | 385 | 375
31 | 2006004572 | 383 | 373
32 | 2006004572 | 381 | 371
33 | 2006004572 | 379 | 369
34 | 2006004572 | 378.3333 | 368.3333
35 | 2006004572 | 377.6667 | 367.6667
36 | 2006004572 | 377 | 367
37 | 2006004572 | 377.3333 | 367.3333
38 | 2006004572 | 377.6667 | 367.6667
39 | 2006004572 | 378 | 368
40 | 2006004572 | 379.6667 | 369.6667
41 | 2006004572 | 381.3333 | 371.3333
42 | 2006004572 | 383 | 373
43 | 2006004572 | 385.3333 | 375.3333
44 | 2006004572 | 387.6667 | 377.6667
45 | 2006004572 | 390 | 380
46 | 2006004572 | 391.3333 | 381.3333
47 | 2006004572 | 392.6667 | 382.6667
48 | 2006004572 | 394 | 384
49 | 2006004572 | 393.3333 | 383.3333
50 | 2006004572 | 392.6667 | 382.6667
51 | 2006004572 | 392 | 382
52 | 2006004572 | 387.6667 | 377.6667
53 | 2006004572 | 383.3333 | 373.3333
54 | 2006004572 | 379 | 369
55 | 2006004572 | 372.3333 | 362.3333
56 | 2006004572 | 365.6667 | 355.6667
57 | 2006004572 | 359 | 349
58 | 2006004572 | 353.6667 | 343.6667
59 | 2006004572 | 348.3333 | 338.3333
60 | 2006004572 | 343 | 333
61 | 2006004572 | 338.3333 | 328.3333
62 | 2006004572 | 333.6667 | 323.6667
63 | 2006004572 | 329 | 319
64 | 2006004572 | 326 | 316
65 | 2006004572 | 323 | 313
66 | 2006004572 | 320 | 310
67 | 2006004572 | 318.3333 | 308.3333
68 | 2006004572 | 316.6667 | 306.6667
69 | 2006004572 | 315 | 305
70 | 2006004572 | 315.3333 | 305.3333
71 | 2006004572 | 315.6667 | 305.6667
72 | 2006004572 | 316 | 306
73 | 2006004572 | 316.3333 | 306.3333
74 | 2006004572 | 316.6667 | 306.6667
75 | 2006004572 | 317 | 307
76 | 2006004572 | 316.3333 | 306.3333
77 | 2006004572 | 315.6667 | 305.6667
78 | 2006004572 | 315 | 305
79 | 2006004572 | 314.6667 | 304.6667
80 | 2006004572 | 314.3333 | 304.3333
81 | 2006004572 | 314 | 304
82 | 2006004572 | 316.3333 | 306.3333
83 | 2006004572 | 318.6667 | 308.6667
84 | 2006004572 | 321 | 311
85 | 2006004572 | 323.3333 | 313.3333
86 | 2006004572 | 325.6667 | 315.6667
87 | 2006004572 | 328 | 318
88 | 2006004572 | 328.3333 | 318.3333
89 | 2006004572 | 328.6667 | 318.6667
90 | 2006004572 | 329 | 339
91 | 2006004572 | 329 | 339
92 | 2006004572 | 329 | 339
93 | 2006004572 | 329 | 339
94 | 2006004572 | 328.6667 | 338.6667
95 | 2006004572 | 328.3333 | 338.3333
96 | 2006004572 | 328 | 338
97 | 2006004572 | 327.6667 | 337.6667
98 | 2006004572 | 327.3333 | 337.3333
99 | 2006004572 | 327 | 337
100 | 2006004572 | 328.6667 | 338.6667
101 | 2006004572 | 330.3333 | 340.3333
102 | 2006004572 | 332 | 342
103 | 2006004572 | 334.3333 | 344.3333
104 | 2006004572 | 336.6667 | 346.6667
105 | 2006004572 | 339 | 349
106 | 2006004572 | 339.3333 | 349.3333
107 | 2006004572 | 339.6667 | 349.6667
108 | 2006004572 | 340 | 350
109 | 2006004572 | 342.3333 | 352.3333
110 | 2006004572 | 344.6667 | 354.6667
111 | 2006004572 | 347 | 357
112 | 2006004572 | 349.6667 | 359.6667
113 | 2006004572 | 352.3333 | 362.3333
114 | 2006004572 | 355 | 365
115 | 2006004572 | 360.3333 | 370.3333
116 | 2006004572 | 365.6667 | 375.6667
117 | 2006004572 | 371 | 381
118 | 2006004572 | 373.6667 | 383.6667
119 | 2006004572 | 376.3333 | 386.3333
120 | 2006004572 | 379 | 389
121 | 2006004572 | 383.3333 | 393.3333
122 | 2006004572 | 387.6667 | 377.6667
123 | 2006004572 | 392 | 382
124 | 2006004572 | 395.3333 | 385.3333
125 | 2006004572 | 398.6667 | 388.6667
126 | 2006004572 | 402 | 392
127 | 2006004572 | 404.3333 | 394.3333
128 | 2006004572 | 406.6667 | 396.6667
129 | 2006004572 | 409 | 399
130 | 2006004572 | 409 | 399
131 | 2006004572 | 409 | 399
132 | 2006004572 | 409 | 399
133 | 2006004572 | 408.3333 | 398.3333
134 | 2006004572 | 407.6667 | 397.6667
135 | 2006004572 | 407 | 397
136 | 2006004572 | 407 | 397
137 | 2006004572 | 407 | 397
138 | 2006004572 | 407 | 397
139 | 2006004572 | 407 | 397
140 | 2006004572 | 407 | 397
141 | 2006004572 | 407 | 397
142 | 2006004572 | 406 | 396
143 | 2006004572 | 405 | 395
0 | 2005008903 | 343 | 333
1 | 2005008903 | 344 | 334
2 | 2005008903 | 345 | 335
3 | 2005008903 | 346 | 336
4 | 2005008903 | 348 | 338
5 | 2005008903 | 350 | 340
6 | 2005008903 | 352 | 342
7 | 2005008903 | 353 | 343
8 | 2005008903 | 354 | 344
9 | 2005008903 | 355 | 345
10 | 2005008903 | 356.6667 | 346.6667
11 | 2005008903 | 358.3333 | 348.3333
12 | 2005008903 | 360 | 350
13 | 2005008903 | 363.6667 | 353.6667
14 | 2005008903 | 367.3333 | 357.3333
15 | 2005008903 | 371 | 361
16 | 2005008903 | 373.3333 | 363.3333
17 | 2005008903 | 375.6667 | 365.6667
18 | 2005008903 | 378 | 368
19 | 2005008903 | 378.6667 | 368.6667
20 | 2005008903 | 379.3333 | 369.3333
21 | 2005008903 | 380 | 370
22 | 2005008903 | 381.3333 | 371.3333
23 | 2005008903 | 382.6667 | 372.6667
24 | 2005008903 | 384 | 374
25 | 2005008903 | 385.3333 | 375.3333
26 | 2005008903 | 386.6667 | 376.6667
27 | 2005008903 | 388 | 378
28 | 2005008903 | 387 | 377
29 | 2005008903 | 386 | 376
30 | 2005008903 | 385 | 375
31 | 2005008903 | 383 | 373
32 | 2005008903 | 381 | 371
33 | 2005008903 | 379 | 369
34 | 2005008903 | 378.3333 | 368.3333
35 | 2005008903 | 377.6667 | 367.6667
36 | 2005008903 | 377 | 367
37 | 2005008903 | 377.3333 | 367.3333
38 | 2005008903 | 377.6667 | 367.6667
39 | 2005008903 | 378 | 368
40 | 2005008903 | 379.6667 | 369.6667
41 | 2005008903 | 381.3333 | 371.3333
42 | 2005008903 | 383 | 373
43 | 2005008903 | 385.3333 | 375.3333
44 | 2005008903 | 387.6667 | 377.6667
45 | 2005008903 | 390 | 380
46 | 2005008903 | 391.3333 | 381.3333
47 | 2005008903 | 392.6667 | 382.6667
48 | 2005008903 | 394 | 384
49 | 2005008903 | 393.3333 | 383.3333
50 | 2005008903 | 392.6667 | 382.6667
51 | 2005008903 | 392 | 382
52 | 2005008903 | 387.6667 | 377.6667
53 | 2005008903 | 383.3333 | 373.3333
54 | 2005008903 | 379 | 369
55 | 2005008903 | 372.3333 | 362.3333
56 | 2005008903 | 365.6667 | 355.6667
57 | 2005008903 | 359 | 349
58 | 2005008903 | 353.6667 | 343.6667
59 | 2005008903 | 348.3333 | 338.3333
60 | 2005008903 | 343 | 333
61 | 2005008903 | 338.3333 | 328.3333
62 | 2005008903 | 333.6667 | 323.6667
63 | 2005008903 | 329 | 319
64 | 2005008903 | 326 | 316
65 | 2005008903 | 323 | 313
66 | 2005008903 | 320 | 310
67 | 2005008903 | 318.3333 | 308.3333
68 | 2005008903 | 316.6667 | 306.6667
69 | 2005008903 | 315 | 305
70 | 2005008903 | 315.3333 | 305.3333
71 | 2005008903 | 315.6667 | 305.6667
72 | 2005008903 | 316 | 306
73 | 2005008903 | 316.3333 | 306.3333
74 | 2005008903 | 316.6667 | 306.6667
75 | 2005008903 | 317 | 307
76 | 2005008903 | 316.3333 | 306.3333
77 | 2005008903 | 315.6667 | 305.6667
78 | 2005008903 | 315 | 305
79 | 2005008903 | 314.6667 | 304.6667
80 | 2005008903 | 314.3333 | 304.3333
81 | 2005008903 | 314 | 304
82 | 2005008903 | 316.3333 | 306.3333
83 | 2005008903 | 318.6667 | 308.6667
84 | 2005008903 | 321 | 311
85 | 2005008903 | 323.3333 | 313.3333
86 | 2005008903 | 325.6667 | 315.6667
87 | 2005008903 | 328 | 318
88 | 2005008903 | 328.3333 | 318.3333
89 | 2005008903 | 328.6667 | 318.6667
90 | 2005008903 | 329 | 339
91 | 2005008903 | 329 | 339
92 | 2005008903 | 329 | 339
93 | 2005008903 | 329 | 339
94 | 2005008903 | 328.6667 | 338.6667
95 | 2005008903 | 328.3333 | 338.3333
96 | 2005008903 | 328 | 338
97 | 2005008903 | 327.6667 | 337.6667
98 | 2005008903 | 327.3333 | 337.3333
99 | 2005008903 | 327 | 337
100 | 2005008903 | 328.6667 | 338.6667
101 | 2005008903 | 330.3333 | 340.3333
102 | 2005008903 | 332 | 342
103 | 2005008903 | 334.3333 | 344.3333
104 | 2005008903 | 336.6667 | 346.6667
105 | 2005008903 | 339 | 349
106 | 2005008903 | 339.3333 | 349.3333
107 | 2005008903 | 339.6667 | 349.6667
108 | 2005008903 | 340 | 350
109 | 2005008903 | 342.3333 | 352.3333
110 | 2005008903 | 344.6667 | 354.6667
111 | 2005008903 | 347 | 357
112 | 2005008903 | 349.6667 | 359.6667
113 | 2005008903 | 352.3333 | 362.3333
114 | 2005008903 | 355 | 365
115 | 2005008903 | 360.3333 | 370.3333
116 | 2005008903 | 365.6667 | 375.6667
117 | 2005008903 | 371 | 381
118 | 2005008903 | 373.6667 | 383.6667
119 | 2005008903 | 376.3333 | 386.3333
120 | 2005008903 | 379 | 389
121 | 2005008903 | 383.3333 | 393.3333
122 | 2005008903 | 387.6667 | 377.6667
123 | 2005008903 | 392 | 382
124 | 2005008903 | 395.3333 | 385.3333
125 | 2005008903 | 398.6667 | 388.6667
126 | 2005008903 | 402 | 392
127 | 2005008903 | 404.3333 | 394.3333
128 | 2005008903 | 406.6667 | 396.6667
129 | 2005008903 | 409 | 399
130 | 2005008903 | 409 | 399
131 | 2005008903 | 409 | 399
132 | 2005008903 | 409 | 399
133 | 2005008903 | 408.3333 | 398.3333
134 | 2005008903 | 407.6667 | 397.6667
135 | 2005008903 | 407 | 397
136 | 2005008903 | 407 | 397
137 | 2005008903 | 407 | 397
138 | 2005008903 | 407 | 397
139 | 2005008903 | 407 | 397
140 | 2005008903 | 407 | 397
141 | 2005008903 | 407 | 397
142 | 2005008903 | 406 | 396
143 | 2005008903 | 405 | 395
0 | 2010005120 | 343 | 333
1 | 2010005120 | 344 | 334
2 | 2010005120 | 345 | 335
3 | 2010005120 | 346 | 336
4 | 2010005120 | 348 | 338
5 | 2010005120 | 350 | 340
6 | 2010005120 | 352 | 342
7 | 2010005120 | 353 | 343
8 | 2010005120 | 354 | 344
9 | 2010005120 | 355 | 345
10 | 2010005120 | 356.6667 | 346.6667
11 | 2010005120 | 358.3333 | 348.3333
12 | 2010005120 | 360 | 350
13 | 2010005120 | 363.6667 | 353.6667
14 | 2010005120 | 367.3333 | 357.3333
15 | 2010005120 | 371 | 361
16 | 2010005120 | 373.3333 | 363.3333
17 | 2010005120 | 375.6667 | 365.6667
18 | 2010005120 | 378 | 368
19 | 2010005120 | 378.6667 | 368.6667
20 | 2010005120 | 379.3333 | 369.3333
21 | 2010005120 | 380 | 370
22 | 2010005120 | 381.3333 | 371.3333
23 | 2010005120 | 382.6667 | 372.6667
24 | 2010005120 | 384 | 374
25 | 2010005120 | 385.3333 | 375.3333
26 | 2010005120 | 386.6667 | 376.6667
27 | 2010005120 | 388 | 378
28 | 2010005120 | 387 | 377
29 | 2010005120 | 386 | 376
30 | 2010005120 | 385 | 375
31 | 2010005120 | 383 | 373
32 | 2010005120 | 381 | 371
33 | 2010005120 | 379 | 369
34 | 2010005120 | 378.3333 | 368.3333
35 | 2010005120 | 377.6667 | 367.6667
36 | 2010005120 | 377 | 367
37 | 2010005120 | 377.3333 | 367.3333
38 | 2010005120 | 377.6667 | 367.6667
39 | 2010005120 | 378 | 368
40 | 2010005120 | 379.6667 | 369.6667
41 | 2010005120 | 381.3333 | 371.3333
42 | 2010005120 | 383 | 373
43 | 2010005120 | 385.3333 | 375.3333
44 | 2010005120 | 387.6667 | 377.6667
45 | 2010005120 | 390 | 380
46 | 2010005120 | 391.3333 | 381.3333
47 | 2010005120 | 392.6667 | 382.6667
48 | 2010005120 | 394 | 384
49 | 2010005120 | 393.3333 | 383.3333
50 | 2010005120 | 392.6667 | 382.6667
51 | 2010005120 | 392 | 382
52 | 2010005120 | 387.6667 | 377.6667
53 | 2010005120 | 383.3333 | 373.3333
54 | 2010005120 | 379 | 369
55 | 2010005120 | 372.3333 | 362.3333
56 | 2010005120 | 365.6667 | 355.6667
57 | 2010005120 | 359 | 349
58 | 2010005120 | 353.6667 | 343.6667
59 | 2010005120 | 348.3333 | 338.3333
60 | 2010005120 | 343 | 333
61 | 2010005120 | 338.3333 | 328.3333
62 | 2010005120 | 333.6667 | 323.6667
63 | 2010005120 | 329 | 319
64 | 2010005120 | 326 | 316
65 | 2010005120 | 323 | 313
66 | 2010005120 | 320 | 310
67 | 2010005120 | 318.3333 | 308.3333
68 | 2010005120 | 316.6667 | 306.6667
69 | 2010005120 | 315 | 305
70 | 2010005120 | 315.3333 | 305.3333
71 | 2010005120 | 315.6667 | 305.6667
72 | 2010005120 | 316 | 306
73 | 2010005120 | 316.3333 | 306.3333
74 | 2010005120 | 316.6667 | 306.6667
75 | 2010005120 | 317 | 307
76 | 2010005120 | 316.3333 | 306.3333
77 | 2010005120 | 315.6667 | 305.6667
78 | 2010005120 | 315 | 305
79 | 2010005120 | 314.6667 | 304.6667
80 | 2010005120 | 314.3333 | 304.3333
81 | 2010005120 | 314 | 304
82 | 2010005120 | 316.3333 | 306.3333
83 | 2010005120 | 318.6667 | 308.6667
84 | 2010005120 | 321 | 311
85 | 2010005120 | 323.3333 | 313.3333
86 | 2010005120 | 325.6667 | 315.6667
87 | 2010005120 | 328 | 318
88 | 2010005120 | 328.3333 | 318.3333
89 | 2010005120 | 328.6667 | 318.6667
90 | 2010005120 | 329 | 339
91 | 2010005120 | 329 | 339
92 | 2010005120 | 329 | 339
93 | 2010005120 | 329 | 339
94 | 2010005120 | 328.6667 | 338.6667
95 | 2010005120 | 328.3333 | 338.3333
96 | 2010005120 | 328 | 338
97 | 2010005120 | 327.6667 | 337.6667
98 | 2010005120 | 327.3333 | 337.3333
99 | 2010005120 | 327 | 337
100 | 2010005120 | 328.6667 | 338.6667
101 | 2010005120 | 330.3333 | 340.3333
102 | 2010005120 | 332 | 342
103 | 2010005120 | 334.3333 | 344.3333
104 | 2010005120 | 336.6667 | 346.6667
105 | 2010005120 | 339 | 349
106 | 2010005120 | 339.3333 | 349.3333
107 | 2010005120 | 339.6667 | 349.6667
108 | 2010005120 | 340 | 350
109 | 2010005120 | 342.3333 | 352.3333
110 | 2010005120 | 344.6667 | 354.6667
111 | 2010005120 | 347 | 357
112 | 2010005120 | 349.6667 | 359.6667
113 | 2010005120 | 352.3333 | 362.3333
114 | 2010005120 | 355 | 365
115 | 2010005120 | 360.3333 | 370.3333
116 | 2010005120 | 365.6667 | 375.6667
117 | 2010005120 | 371 | 381
118 | 2010005120 | 373.6667 | 383.6667
119 | 2010005120 | 376.3333 | 386.3333
120 | 2010005120 | 379 | 389
121 | 2010005120 | 383.3333 | 393.3333
122 | 2010005120 | 387.6667 | 377.6667
123 | 2010005120 | 392 | 382
124 | 2010005120 | 395.3333 | 385.3333
125 | 2010005120 | 398.6667 | 388.6667
126 | 2010005120 | 402 | 392
127 | 2010005120 | 404.3333 | 394.3333
128 | 2010005120 | 406.6667 | 396.6667
129 | 2010005120 | 409 | 399
130 | 2010005120 | 409 | 399
131 | 2010005120 | 409 | 399
132 | 2010005120 | 409 | 399
133 | 2010005120 | 408.3333 | 398.3333
134 | 2010005120 | 407.6667 | 397.6667
135 | 2010005120 | 407 | 397
136 | 2010005120 | 407 | 397
137 | 2010005120 | 407 | 397
138 | 2010005120 | 407 | 397
139 | 2010005120 | 407 | 397
140 | 2010005120 | 407 | 397
141 | 2010005120 | 407 | 397
142 | 2010005120 | 406 | 396
143 | 2010005120 | 405 | 395
0 | 2006005185 | 343 | 333
1 | 2006005185 | 344 | 334
2 | 2006005185 | 345 | 335
3 | 2006005185 | 346 | 336
4 | 2006005185 | 348 | 338
5 | 2006005185 | 350 | 340
6 | 2006005185 | 352 | 342
7 | 2006005185 | 353 | 343
8 | 2006005185 | 354 | 344
9 | 2006005185 | 355 | 345
10 | 2006005185 | 356.6667 | 346.6667
11 | 2006005185 | 358.3333 | 348.3333
12 | 2006005185 | 360 | 350
13 | 2006005185 | 363.6667 | 353.6667
14 | 2006005185 | 367.3333 | 357.3333
15 | 2006005185 | 371 | 361
16 | 2006005185 | 373.3333 | 363.3333
17 | 2006005185 | 375.6667 | 365.6667
18 | 2006005185 | 378 | 368
19 | 2006005185 | 378.6667 | 368.6667
20 | 2006005185 | 379.3333 | 369.3333
21 | 2006005185 | 380 | 370
22 | 2006005185 | 381.3333 | 371.3333
23 | 2006005185 | 382.6667 | 372.6667
24 | 2006005185 | 384 | 374
25 | 2006005185 | 385.3333 | 375.3333
26 | 2006005185 | 386.6667 | 376.6667
27 | 2006005185 | 388 | 378
28 | 2006005185 | 387 | 377
29 | 2006005185 | 386 | 376
30 | 2006005185 | 385 | 375
31 | 2006005185 | 383 | 373
32 | 2006005185 | 381 | 371
33 | 2006005185 | 379 | 369
34 | 2006005185 | 378.3333 | 368.3333
35 | 2006005185 | 377.6667 | 367.6667
36 | 2006005185 | 377 | 367
37 | 2006005185 | 377.3333 | 367.3333
38 | 2006005185 | 377.6667 | 367.6667
39 | 2006005185 | 378 | 368
40 | 2006005185 | 379.6667 | 369.6667
41 | 2006005185 | 381.3333 | 371.3333
42 | 2006005185 | 383 | 373
43 | 2006005185 | 385.3333 | 375.3333
44 | 2006005185 | 387.6667 | 377.6667
45 | 2006005185 | 390 | 380
46 | 2006005185 | 391.3333 | 381.3333
47 | 2006005185 | 392.6667 | 382.6667
48 | 2006005185 | 394 | 384
49 | 2006005185 | 393.3333 | 383.3333
50 | 2006005185 | 392.6667 | 382.6667
51 | 2006005185 | 392 | 382
52 | 2006005185 | 387.6667 | 377.6667
53 | 2006005185 | 383.3333 | 373.3333
54 | 2006005185 | 379 | 369
55 | 2006005185 | 372.3333 | 362.3333
56 | 2006005185 | 365.6667 | 355.6667
57 | 2006005185 | 359 | 349
58 | 2006005185 | 353.6667 | 343.6667
59 | 2006005185 | 348.3333 | 338.3333
60 | 2006005185 | 343 | 333
61 | 2006005185 | 338.3333 | 328.3333
62 | 2006005185 | 333.6667 | 323.6667
63 | 2006005185 | 329 | 319
64 | 2006005185 | 326 | 316
65 | 2006005185 | 323 | 313
66 | 2006005185 | 320 | 310
67 | 2006005185 | 318.3333 | 308.3333
68 | 2006005185 | 316.6667 | 306.6667
69 | 2006005185 | 315 | 305
70 | 2006005185 | 315.3333 | 305.3333
71 | 2006005185 | 315.6667 | 305.6667
72 | 2006005185 | 316 | 306
73 | 2006005185 | 316.3333 | 306.3333
74 | 2006005185 | 316.6667 | 306.6667
75 | 2006005185 | 317 | 307
76 | 2006005185 | 316.3333 | 306.3333
77 | 2006005185 | 315.6667 | 305.6667
78 | 2006005185 | 315 | 305
79 | 2006005185 | 314.6667 | 304.6667
80 | 2006005185 | 314.3333 | 304.3333
81 | 2006005185 | 314 | 304
82 | 2006005185 | 316.3333 | 306.3333
83 | 2006005185 | 318.6667 | 308.6667
84 | 2006005185 | 321 | 311
85 | 2006005185 | 323.3333 | 313.3333
86 | 2006005185 | 325.6667 | 315.6667
87 | 2006005185 | 328 | 318
88 | 2006005185 | 328.3333 | 318.3333
89 | 2006005185 | 328.6667 | 318.6667
90 | 2006005185 | 329 | 339
91 | 2006005185 | 329 | 339
92 | 2006005185 | 329 | 339
93 | 2006005185 | 329 | 339
94 | 2006005185 | 328.6667 | 338.6667
95 | 2006005185 | 328.3333 | 338.3333
96 | 2006005185 | 328 | 338
97 | 2006005185 | 327.6667 | 337.6667
98 | 2006005185 | 327.3333 | 337.3333
99 | 2006005185 | 327 | 337
100 | 2006005185 | 328.6667 | 338.6667
101 | 2006005185 | 330.3333 | 340.3333
102 | 2006005185 | 332 | 342
103 | 2006005185 | 334.3333 | 344.3333
104 | 2006005185 | 336.6667 | 346.6667
105 | 2006005185 | 339 | 349
106 | 2006005185 | 339.3333 | 349.3333
107 | 2006005185 | 339.6667 | 349.6667
108 | 2006005185 | 340 | 350
109 | 2006005185 | 342.3333 | 352.3333
110 | 2006005185 | 344.6667 | 354.6667
111 | 2006005185 | 347 | 357
112 | 2006005185 | 349.6667 | 359.6667
113 | 2006005185 | 352.3333 | 362.3333
114 | 2006005185 | 355 | 365
115 | 2006005185 | 360.3333 | 370.3333
116 | 2006005185 | 365.6667 | 375.6667
117 | 2006005185 | 371 | 381
118 | 2006005185 | 373.6667 | 383.6667
119 | 2006005185 | 376.3333 | 386.3333
120 | 2006005185 | 379 | 389
121 | 2006005185 | 383.3333 | 393.3333
122 | 2006005185 | 387.6667 | 377.6667
123 | 2006005185 | 392 | 382
124 | 2006005185 | 395.3333 | 385.3333
125 | 2006005185 | 398.6667 | 388.6667
126 | 2006005185 | 402 | 392
127 | 2006005185 | 404.3333 | 394.3333
128 | 2006005185 | 406.6667 | 396.6667
129 | 2006005185 | 409 | 399
130 | 2006005185 | 409 | 399
131 | 2006005185 | 409 | 399
132 | 2006005185 | 409 | 399
133 | 2006005185 | 408.3333 | 398.3333
134 | 2006005185 | 407.6667 | 397.6667
135 | 2006005185 | 407 | 397
136 | 2006005185 | 407 | 397
137 | 2006005185 | 407 | 397
138 | 2006005185 | 407 | 397
139 | 2006005185 | 407 | 397
140 | 2006005185 | 407 | 397
141 | 2006005185 | 407 | 397
142 | 2006005185 | 406 | 396
143 | 2006005185 | 405 | 395
0 | 2006000420 | 343 | 333
1 | 2006000420 | 344 | 334
2 | 2006000420 | 345 | 335
3 | 2006000420 | 346 | 336
4 | 2006000420 | 348 | 338
5 | 2006000420 | 350 | 340
6 | 2006000420 | 352 | 342
7 | 2006000420 | 353 | 343
8 | 2006000420 | 354 | 344
9 | 2006000420 | 355 | 345
10 | 2006000420 | 356.6667 | 346.6667
11 | 2006000420 | 358.3333 | 348.3333
12 | 2006000420 | 360 | 350
13 | 2006000420 | 363.6667 | 353.6667
14 | 2006000420 | 367.3333 | 357.3333
15 | 2006000420 | 371 | 361
16 | 2006000420 | 373.3333 | 363.3333
17 | 2006000420 | 375.6667 | 365.6667
18 | 2006000420 | 378 | 368
19 | 2006000420 | 378.6667 | 368.6667
20 | 2006000420 | 379.3333 | 369.3333
21 | 2006000420 | 380 | 370
22 | 2006000420 | 381.3333 | 371.3333
23 | 2006000420 | 382.6667 | 372.6667
24 | 2006000420 | 384 | 374
25 | 2006000420 | 385.3333 | 375.3333
26 | 2006000420 | 386.6667 | 376.6667
27 | 2006000420 | 388 | 378
28 | 2006000420 | 387 | 377
29 | 2006000420 | 386 | 376
30 | 2006000420 | 385 | 375
31 | 2006000420 | 383 | 373
32 | 2006000420 | 381 | 371
33 | 2006000420 | 379 | 369
34 | 2006000420 | 378.3333 | 368.3333
35 | 2006000420 | 377.6667 | 367.6667
36 | 2006000420 | 377 | 367
37 | 2006000420 | 377.3333 | 367.3333
38 | 2006000420 | 377.6667 | 367.6667
39 | 2006000420 | 378 | 368
40 | 2006000420 | 379.6667 | 369.6667
41 | 2006000420 | 381.3333 | 371.3333
42 | 2006000420 | 383 | 373
43 | 2006000420 | 385.3333 | 375.3333
44 | 2006000420 | 387.6667 | 377.6667
45 | 2006000420 | 390 | 380
46 | 2006000420 | 391.3333 | 381.3333
47 | 2006000420 | 392.6667 | 382.6667
48 | 2006000420 | 394 | 384
49 | 2006000420 | 393.3333 | 383.3333
50 | 2006000420 | 392.6667 | 382.6667
51 | 2006000420 | 392 | 382
52 | 2006000420 | 387.6667 | 377.6667
53 | 2006000420 | 383.3333 | 373.3333
54 | 2006000420 | 379 | 369
55 | 2006000420 | 372.3333 | 362.3333
56 | 2006000420 | 365.6667 | 355.6667
57 | 2006000420 | 359 | 349
58 | 2006000420 | 353.6667 | 343.6667
59 | 2006000420 | 348.3333 | 338.3333
60 | 2006000420 | 343 | 333
61 | 2006000420 | 338.3333 | 328.3333
62 | 2006000420 | 333.6667 | 323.6667
63 | 2006000420 | 329 | 319
64 | 2006000420 | 326 | 316
65 | 2006000420 | 323 | 313
66 | 2006000420 | 320 | 310
67 | 2006000420 | 318.3333 | 308.3333
68 | 2006000420 | 316.6667 | 306.6667
69 | 2006000420 | 315 | 305
70 | 2006000420 | 315.3333 | 305.3333
71 | 2006000420 | 315.6667 | 305.6667
72 | 2006000420 | 316 | 306
73 | 2006000420 | 316.3333 | 306.3333
74 | 2006000420 | 316.6667 | 306.6667
75 | 2006000420 | 317 | 307
76 | 2006000420 | 316.3333 | 306.3333
77 | 2006000420 | 315.6667 | 305.6667
78 | 2006000420 | 315 | 305
79 | 2006000420 | 314.6667 | 304.6667
80 | 2006000420 | 314.3333 | 304.3333
81 | 2006000420 | 314 | 304
82 | 2006000420 | 316.3333 | 306.3333
83 | 2006000420 | 318.6667 | 308.6667
84 | 2006000420 | 321 | 311
85 | 2006000420 | 323.3333 | 313.3333
86 | 2006000420 | 325.6667 | 315.6667
87 | 2006000420 | 328 | 318
88 | 2006000420 | 328.3333 | 318.3333
89 | 2006000420 | 328.6667 | 318.6667
90 | 2006000420 | 329 | 339
91 | 2006000420 | 329 | 339
92 | 2006000420 | 329 | 339
93 | 2006000420 | 329 | 339
94 | 2006000420 | 328.6667 | 338.6667
95 | 2006000420 | 328.3333 | 338.3333
96 | 2006000420 | 328 | 338
97 | 2006000420 | 327.6667 | 337.6667
98 | 2006000420 | 327.3333 | 337.3333
99 | 2006000420 | 327 | 337
100 | 2006000420 | 328.6667 | 338.6667
101 | 2006000420 | 330.3333 | 340.3333
102 | 2006000420 | 332 | 342
103 | 2006000420 | 334.3333 | 344.3333
104 | 2006000420 | 336.6667 | 346.6667
105 | 2006000420 | 339 | 349
106 | 2006000420 | 339.3333 | 349.3333
107 | 2006000420 | 339.6667 | 349.6667
108 | 2006000420 | 340 | 350
109 | 2006000420 | 342.3333 | 352.3333
110 | 2006000420 | 344.6667 | 354.6667
111 | 2006000420 | 347 | 357
112 | 2006000420 | 349.6667 | 359.6667
113 | 2006000420 | 352.3333 | 362.3333
114 | 2006000420 | 355 | 365
115 | 2006000420 | 360.3333 | 370.3333
116 | 2006000420 | 365.6667 | 375.6667
117 | 2006000420 | 371 | 381
118 | 2006000420 | 373.6667 | 383.6667
119 | 2006000420 | 376.3333 | 386.3333
120 | 2006000420 | 379 | 389
121 | 2006000420 | 383.3333 | 393.3333
122 | 2006000420 | 387.6667 | 377.6667
123 | 2006000420 | 392 | 382
124 | 2006000420 | 395.3333 | 385.3333
125 | 2006000420 | 398.6667 | 388.6667
126 | 2006000420 | 402 | 392
127 | 2006000420 | 404.3333 | 394.3333
128 | 2006000420 | 406.6667 | 396.6667
129 | 2006000420 | 409 | 399
130 | 2006000420 | 409 | 399
131 | 2006000420 | 409 | 399
132 | 2006000420 | 409 | 399
133 | 2006000420 | 408.3333 | 398.3333
134 | 2006000420 | 407.6667 | 397.6667
135 | 2006000420 | 407 | 397
136 | 2006000420 | 407 | 397
137 | 2006000420 | 407 | 397
138 | 2006000420 | 407 | 397
139 | 2006000420 | 407 | 397
140 | 2006000420 | 407 | 397
141 | 2006000420 | 407 | 397
142 | 2006000420 | 406 | 396
143 | 2006000420 | 405 | 395
0 | 2009004029 | 343 | 333
1 | 2009004029 | 344 | 334
2 | 2009004029 | 345 | 335
3 | 2009004029 | 346 | 336
4 | 2009004029 | 348 | 338
5 | 2009004029 | 350 | 340
6 | 2009004029 | 352 | 342
7 | 2009004029 | 353 | 343
8 | 2009004029 | 354 | 344
9 | 2009004029 | 355 | 345
10 | 2009004029 | 356.6667 | 346.6667
11 | 2009004029 | 358.3333 | 348.3333
12 | 2009004029 | 360 | 350
13 | 2009004029 | 363.6667 | 353.6667
14 | 2009004029 | 367.3333 | 357.3333
15 | 2009004029 | 371 | 361
16 | 2009004029 | 373.3333 | 363.3333
17 | 2009004029 | 375.6667 | 365.6667
18 | 2009004029 | 378 | 368
19 | 2009004029 | 378.6667 | 368.6667
20 | 2009004029 | 379.3333 | 369.3333
21 | 2009004029 | 380 | 370
22 | 2009004029 | 381.3333 | 371.3333
23 | 2009004029 | 382.6667 | 372.6667
24 | 2009004029 | 384 | 374
25 | 2009004029 | 385.3333 | 375.3333
26 | 2009004029 | 386.6667 | 376.6667
27 | 2009004029 | 388 | 378
28 | 2009004029 | 387 | 377
29 | 2009004029 | 386 | 376
30 | 2009004029 | 385 | 375
31 | 2009004029 | 383 | 373
32 | 2009004029 | 381 | 371
33 | 2009004029 | 379 | 369
34 | 2009004029 | 378.3333 | 368.3333
35 | 2009004029 | 377.6667 | 367.6667
36 | 2009004029 | 377 | 367
37 | 2009004029 | 377.3333 | 367.3333
38 | 2009004029 | 377.6667 | 367.6667
39 | 2009004029 | 378 | 368
40 | 2009004029 | 379.6667 | 369.6667
41 | 2009004029 | 381.3333 | 371.3333
42 | 2009004029 | 383 | 373
43 | 2009004029 | 385.3333 | 375.3333
44 | 2009004029 | 387.6667 | 377.6667
45 | 2009004029 | 390 | 380
46 | 2009004029 | 391.3333 | 381.3333
47 | 2009004029 | 392.6667 | 382.6667
48 | 2009004029 | 394 | 384
49 | 2009004029 | 393.3333 | 383.3333
50 | 2009004029 | 392.6667 | 382.6667
51 | 2009004029 | 392 | 382
52 | 2009004029 | 387.6667 | 377.6667
53 | 2009004029 | 383.3333 | 373.3333
54 | 2009004029 | 379 | 369
55 | 2009004029 | 372.3333 | 362.3333
56 | 2009004029 | 365.6667 | 355.6667
57 | 2009004029 | 359 | 349
58 | 2009004029 | 353.6667 | 343.6667
59 | 2009004029 | 348.3333 | 338.3333
60 | 2009004029 | 343 | 333
61 | 2009004029 | 338.3333 | 328.3333
62 | 2009004029 | 333.6667 | 323.6667
63 | 2009004029 | 329 | 319
64 | 2009004029 | 326 | 316
65 | 2009004029 | 323 | 313
66 | 2009004029 | 320 | 310
67 | 2009004029 | 318.3333 | 308.3333
68 | 2009004029 | 316.6667 | 306.6667
69 | 2009004029 | 315 | 305
70 | 2009004029 | 315.3333 | 305.3333
71 | 2009004029 | 315.6667 | 305.6667
72 | 2009004029 | 316 | 306
73 | 2009004029 | 316.3333 | 306.3333
74 | 2009004029 | 316.6667 | 306.6667
75 | 2009004029 | 317 | 307
76 | 2009004029 | 316.3333 | 306.3333
77 | 2009004029 | 315.6667 | 305.6667
78 | 2009004029 | 315 | 305
79 | 2009004029 | 314.6667 | 304.6667
80 | 2009004029 | 314.3333 | 304.3333
81 | 2009004029 | 314 | 304
82 | 2009004029 | 316.3333 | 306.3333
83 | 2009004029 | 318.6667 | 308.6667
84 | 2009004029 | 321 | 311
85 | 2009004029 | 323.3333 | 313.3333
86 | 2009004029 | 325.6667 | 315.6667
87 | 2009004029 | 328 | 318
88 | 2009004029 | 328.3333 | 318.3333
89 | 2009004029 | 328.6667 | 318.6667
90 | 2009004029 | 329 | 339
91 | 2009004029 | 329 | 339
92 | 2009004029 | 329 | 339
93 | 2009004029 | 329 | 339
94 | 2009004029 | 328.6667 | 338.6667
95 | 2009004029 | 328.3333 | 338.3333
96 | 2009004029 | 328 | 338
97 | 2009004029 | 327.6667 | 337.6667
98 | 2009004029 | 327.3333 | 337.3333
99 | 2009004029 | 327 | 337
100 | 2009004029 | 328.6667 | 338.6667
101 | 2009004029 | 330.3333 | 340.3333
102 | 2009004029 | 332 | 342
103 | 2009004029 | 334.3333 | 344.3333
104 | 2009004029 | 336.6667 | 346.6667
105 | 2009004029 | 339 | 349
106 | 2009004029 | 339.3333 | 349.3333
107 | 2009004029 | 339.6667 | 349.6667
108 | 2009004029 | 340 | 350
109 | 2009004029 | 342.3333 | 352.3333
110 | 2009004029 | 344.6667 | 354.6667
111 | 2009004029 | 347 | 357
112 | 2009004029 | 349.6667 | 359.6667
113 | 2009004029 | 352.3333 | 362.3333
114 | 2009004029 | 355 | 365
115 | 2009004029 | 360.3333 | 370.3333
116 | 2009004029 | 365.6667 | 375.6667
117 | 2009004029 | 371 | 381
118 | 2009004029 | 373.6667 | 383.6667
119 | 2009004029 | 376.3333 | 386.3333
120 | 2009004029 | 379 | 389
121 | 2009004029 | 383.3333 | 393.3333
122 | 2009004029 | 387.6667 | 377.6667
123 | 2009004029 | 392 | 382
124 | 2009004029 | 395.3333 | 385.3333
125 | 2009004029 | 398.6667 | 388.6667
126 | 2009004029 | 402 | 392
127 | 2009004029 | 404.3333 | 394.3333
128 | 2009004029 | 406.6667 | 396.6667
129 | 2009004029 | 409 | 399
130 | 2009004029 | 409 | 399
131 | 2009004029 | 409 | 399
132 | 2009004029 | 409 | 399
133 | 2009004029 | 408.3333 | 398.3333
134 | 2009004029 | 407.6667 | 397.6667
135 | 2009004029 | 407 | 397
136 | 2009004029 | 407 | 397
137 | 2009004029 | 407 | 397
138 | 2009004029 | 407 | 397
139 | 2009004029 | 407 | 397
140 | 2009004029 | 407 | 397
141 | 2009004029 | 407 | 397
142 | 2009004029 | 406 | 396
143 | 2009004029 | 405 | 395
0 | 2015008894 | 343 | 333
1 | 2015008894 | 344 | 334
2 | 2015008894 | 345 | 335
3 | 2015008894 | 346 | 336
4 | 2015008894 | 348 | 338
5 | 2015008894 | 350 | 340
6 | 2015008894 | 352 | 342
7 | 2015008894 | 353 | 343
8 | 2015008894 | 354 | 344
9 | 2015008894 | 355 | 345
10 | 2015008894 | 356.6667 | 346.6667
11 | 2015008894 | 358.3333 | 348.3333
12 | 2015008894 | 360 | 350
13 | 2015008894 | 363.6667 | 353.6667
14 | 2015008894 | 367.3333 | 357.3333
15 | 2015008894 | 371 | 361
16 | 2015008894 | 373.3333 | 363.3333
17 | 2015008894 | 375.6667 | 365.6667
18 | 2015008894 | 378 | 368
19 | 2015008894 | 378.6667 | 368.6667
20 | 2015008894 | 379.3333 | 369.3333
21 | 2015008894 | 380 | 370
22 | 2015008894 | 381.3333 | 371.3333
23 | 2015008894 | 382.6667 | 372.6667
24 | 2015008894 | 384 | 374
25 | 2015008894 | 385.3333 | 375.3333
26 | 2015008894 | 386.6667 | 376.6667
27 | 2015008894 | 388 | 378
28 | 2015008894 | 387 | 377
29 | 2015008894 | 386 | 376
30 | 2015008894 | 385 | 375
31 | 2015008894 | 383 | 373
32 | 2015008894 | 381 | 371
33 | 2015008894 | 379 | 369
34 | 2015008894 | 378.3333 | 368.3333
35 | 2015008894 | 377.6667 | 367.6667
36 | 2015008894 | 377 | 367
37 | 2015008894 | 377.3333 | 367.3333
38 | 2015008894 | 377.6667 | 367.6667
39 | 2015008894 | 378 | 368
40 | 2015008894 | 379.6667 | 369.6667
41 | 2015008894 | 381.3333 | 371.3333
42 | 2015008894 | 383 | 373
43 | 2015008894 | 385.3333 | 375.3333
44 | 2015008894 | 387.6667 | 377.6667
45 | 2015008894 | 390 | 380
46 | 2015008894 | 391.3333 | 381.3333
47 | 2015008894 | 392.6667 | 382.6667
48 | 2015008894 | 394 | 384
49 | 2015008894 | 393.3333 | 383.3333
50 | 2015008894 | 392.6667 | 382.6667
51 | 2015008894 | 392 | 382
52 | 2015008894 | 387.6667 | 377.6667
53 | 2015008894 | 383.3333 | 373.3333
54 | 2015008894 | 379 | 369
55 | 2015008894 | 372.3333 | 362.3333
56 | 2015008894 | 365.6667 | 355.6667
57 | 2015008894 | 359 | 349
58 | 2015008894 | 353.6667 | 343.6667
59 | 2015008894 | 348.3333 | 338.3333
60 | 2015008894 | 343 | 333
61 | 2015008894 | 338.3333 | 328.3333
62 | 2015008894 | 333.6667 | 323.6667
63 | 2015008894 | 329 | 319
64 | 2015008894 | 326 | 316
65 | 2015008894 | 323 | 313
66 | 2015008894 | 320 | 310
67 | 2015008894 | 318.3333 | 308.3333
68 | 2015008894 | 316.6667 | 306.6667
69 | 2015008894 | 315 | 305
70 | 2015008894 | 315.3333 | 305.3333
71 | 2015008894 | 315.6667 | 305.6667
72 | 2015008894 | 316 | 306
73 | 2015008894 | 316.3333 | 306.3333
74 | 2015008894 | 316.6667 | 306.6667
75 | 2015008894 | 317 | 307
76 | 2015008894 | 316.3333 | 306.3333
77 | 2015008894 | 315.6667 | 305.6667
78 | 2015008894 | 315 | 305
79 | 2015008894 | 314.6667 | 304.6667
80 | 2015008894 | 314.3333 | 304.3333
81 | 2015008894 | 314 | 304
82 | 2015008894 | 316.3333 | 306.3333
83 | 2015008894 | 318.6667 | 308.6667
84 | 2015008894 | 321 | 311
85 | 2015008894 | 323.3333 | 313.3333
86 | 2015008894 | 325.6667 | 315.6667
87 | 2015008894 | 328 | 318
88 | 2015008894 | 328.3333 | 318.3333
89 | 2015008894 | 328.6667 | 318.6667
90 | 2015008894 | 329 | 339
91 | 2015008894 | 329 | 339
92 | 2015008894 | 329 | 339
93 | 2015008894 | 329 | 339
94 | 2015008894 | 328.6667 | 338.6667
95 | 2015008894 | 328.3333 | 338.3333
96 | 2015008894 | 328 | 338
97 | 2015008894 | 327.6667 | 337.6667
98 | 2015008894 | 327.3333 | 337.3333
99 | 2015008894 | 327 | 337
100 | 2015008894 | 328.6667 | 338.6667
101 | 2015008894 | 330.3333 | 340.3333
102 | 2015008894 | 332 | 342
103 | 2015008894 | 334.3333 | 344.3333
104 | 2015008894 | 336.6667 | 346.6667
105 | 2015008894 | 339 | 349
106 | 2015008894 | 339.3333 | 349.3333
107 | 2015008894 | 339.6667 | 349.6667
108 | 2015008894 | 340 | 350
109 | 2015008894 | 342.3333 | 352.3333
110 | 2015008894 | 344.6667 | 354.6667
111 | 2015008894 | 347 | 357
112 | 2015008894 | 349.6667 | 359.6667
113 | 2015008894 | 352.3333 | 362.3333
114 | 2015008894 | 355 | 365
115 | 2015008894 | 360.3333 | 370.3333
116 | 2015008894 | 365.6667 | 375.6667
117 | 2015008894 | 371 | 381
118 | 2015008894 | 373.6667 | 383.6667
119 | 2015008894 | 376.3333 | 386.3333
120 | 2015008894 | 379 | 389
121 | 2015008894 | 383.3333 | 393.3333
122 | 2015008894 | 387.6667 | 377.6667
123 | 2015008894 | 392 | 382
124 | 2015008894 | 395.3333 | 385.3333
125 | 2015008894 | 398.6667 | 388.6667
126 | 2015008894 | 402 | 392
127 | 2015008894 | 404.3333 | 394.3333
128 | 2015008894 | 406.6667 | 396.6667
129 | 2015008894 | 409 | 399
130 | 2015008894 | 409 | 399
131 | 2015008894 | 409 | 399
132 | 2015008894 | 409 | 399
133 | 2015008894 | 408.3333 | 398.3333
134 | 2015008894 | 407.6667 | 397.6667
135 | 2015008894 | 407 | 397
136 | 2015008894 | 407 | 397
137 | 2015008894 | 407 | 397
138 | 2015008894 | 407 | 397
139 | 2015008894 | 407 | 397
140 | 2015008894 | 407 | 397
141 | 2015008894 | 407 | 397
142 | 2015008894 | 406 | 396
143 | 2015008894 | 405 | 395
0 | 2012004675 | 343 | 333
1 | 2012004675 | 344 | 334
2 | 2012004675 | 345 | 335
3 | 2012004675 | 346 | 336
4 | 2012004675 | 348 | 338
5 | 2012004675 | 350 | 340
6 | 2012004675 | 352 | 342
7 | 2012004675 | 353 | 343
8 | 2012004675 | 354 | 344
9 | 2012004675 | 355 | 345
10 | 2012004675 | 356.6667 | 346.6667
11 | 2012004675 | 358.3333 | 348.3333
12 | 2012004675 | 360 | 350
13 | 2012004675 | 363.6667 | 353.6667
14 | 2012004675 | 367.3333 | 357.3333
15 | 2012004675 | 371 | 361
16 | 2012004675 | 373.3333 | 363.3333
17 | 2012004675 | 375.6667 | 365.6667
18 | 2012004675 | 378 | 368
19 | 2012004675 | 378.6667 | 368.6667
20 | 2012004675 | 379.3333 | 369.3333
21 | 2012004675 | 380 | 370
22 | 2012004675 | 381.3333 | 371.3333
23 | 2012004675 | 382.6667 | 372.6667
24 | 2012004675 | 384 | 374
25 | 2012004675 | 385.3333 | 375.3333
26 | 2012004675 | 386.6667 | 376.6667
27 | 2012004675 | 388 | 378
28 | 2012004675 | 387 | 377
29 | 2012004675 | 386 | 376
30 | 2012004675 | 385 | 375
31 | 2012004675 | 383 | 373
32 | 2012004675 | 381 | 371
33 | 2012004675 | 379 | 369
34 | 2012004675 | 378.3333 | 368.3333
35 | 2012004675 | 377.6667 | 367.6667
36 | 2012004675 | 377 | 367
37 | 2012004675 | 377.3333 | 367.3333
38 | 2012004675 | 377.6667 | 367.6667
39 | 2012004675 | 378 | 368
40 | 2012004675 | 379.6667 | 369.6667
41 | 2012004675 | 381.3333 | 371.3333
42 | 2012004675 | 383 | 373
43 | 2012004675 | 385.3333 | 375.3333
44 | 2012004675 | 387.6667 | 377.6667
45 | 2012004675 | 390 | 380
46 | 2012004675 | 391.3333 | 381.3333
47 | 2012004675 | 392.6667 | 382.6667
48 | 2012004675 | 394 | 384
49 | 2012004675 | 393.3333 | 383.3333
50 | 2012004675 | 392.6667 | 382.6667
51 | 2012004675 | 392 | 382
52 | 2012004675 | 387.6667 | 377.6667
53 | 2012004675 | 383.3333 | 373.3333
54 | 2012004675 | 379 | 369
55 | 2012004675 | 372.3333 | 362.3333
56 | 2012004675 | 365.6667 | 355.6667
57 | 2012004675 | 359 | 349
58 | 2012004675 | 353.6667 | 343.6667
59 | 2012004675 | 348.3333 | 338.3333
60 | 2012004675 | 343 | 333
61 | 2012004675 | 338.3333 | 328.3333
62 | 2012004675 | 333.6667 | 323.6667
63 | 2012004675 | 329 | 319
64 | 2012004675 | 326 | 316
65 | 2012004675 | 323 | 313
66 | 2012004675 | 320 | 310
67 | 2012004675 | 318.3333 | 308.3333
68 | 2012004675 | 316.6667 | 306.6667
69 | 2012004675 | 315 | 305
70 | 2012004675 | 315.3333 | 305.3333
71 | 2012004675 | 315.6667 | 305.6667
72 | 2012004675 | 316 | 306
73 | 2012004675 | 316.3333 | 306.3333
74 | 2012004675 | 316.6667 | 306.6667
75 | 2012004675 | 317 | 307
76 | 2012004675 | 316.3333 | 306.3333
77 | 2012004675 | 315.6667 | 305.6667
78 | 2012004675 | 315 | 305
79 | 2012004675 | 314.6667 | 304.6667
80 | 2012004675 | 314.3333 | 304.3333
81 | 2012004675 | 314 | 304
82 | 2012004675 | 316.3333 | 306.3333
83 | 2012004675 | 318.6667 | 308.6667
84 | 2012004675 | 321 | 311
85 | 2012004675 | 323.3333 | 313.3333
86 | 2012004675 | 325.6667 | 315.6667
87 | 2012004675 | 328 | 318
88 | 2012004675 | 328.3333 | 318.3333
89 | 2012004675 | 328.6667 | 318.6667
90 | 2012004675 | 329 | 339
91 | 2012004675 | 329 | 339
92 | 2012004675 | 329 | 339
93 | 2012004675 | 329 | 339
94 | 2012004675 | 328.6667 | 338.6667
95 | 2012004675 | 328.3333 | 338.3333
96 | 2012004675 | 328 | 338
97 | 2012004675 | 327.6667 | 337.6667
98 | 2012004675 | 327.3333 | 337.3333
99 | 2012004675 | 327 | 337
100 | 2012004675 | 328.6667 | 338.6667
101 | 2012004675 | 330.3333 | 340.3333
102 | 2012004675 | 332 | 342
103 | 2012004675 | 334.3333 | 344.3333
104 | 2012004675 | 336.6667 | 346.6667
105 | 2012004675 | 339 | 349
106 | 2012004675 | 339.3333 | 349.3333
107 | 2012004675 | 339.6667 | 349.6667
108 | 2012004675 | 340 | 350
109 | 2012004675 | 342.3333 | 352.3333
110 | 2012004675 | 344.6667 | 354.6667
111 | 2012004675 | 347 | 357
112 | 2012004675 | 349.6667 | 359.6667
113 | 2012004675 | 352.3333 | 362.3333
114 | 2012004675 | 355 | 365
115 | 2012004675 | 360.3333 | 370.3333
116 | 2012004675 | 365.6667 | 375.6667
117 | 2012004675 | 371 | 381
118 | 2012004675 | 373.6667 | 383.6667
119 | 2012004675 | 376.3333 | 386.3333
120 | 2012004675 | 379 | 389
121 | 2012004675 | 383.3333 | 393.3333
122 | 2012004675 | 387.6667 | 377.6667
123 | 2012004675 | 392 | 382
124 | 2012004675 | 395.3333 | 385.3333
125 | 2012004675 | 398.6667 | 388.6667
126 | 2012004675 | 402 | 392
127 | 2012004675 | 404.3333 | 394.3333
128 | 2012004675 | 406.6667 | 396.6667
129 | 2012004675 | 409 | 399
130 | 2012004675 | 409 | 399
131 | 2012004675 | 409 | 399
132 | 2012004675 | 409 | 399
133 | 2012004675 | 408.3333 | 398.3333
134 | 2012004675 | 407.6667 | 397.6667
135 | 2012004675 | 407 | 397
136 | 2012004675 | 407 | 397
137 | 2012004675 | 407 | 397
138 | 2012004675 | 407 | 397
139 | 2012004675 | 407 | 397
140 | 2012004675 | 407 | 397
141 | 2012004675 | 407 | 397
142 | 2012004675 | 406 | 396
143 | 2012004675 | 405 | 395
0 | 2007005824 | 343 | 333
1 | 2007005824 | 344 | 334
2 | 2007005824 | 345 | 335
3 | 2007005824 | 346 | 336
4 | 2007005824 | 348 | 338
5 | 2007005824 | 350 | 340
6 | 2007005824 | 352 | 342
7 | 2007005824 | 353 | 343
8 | 2007005824 | 354 | 344
9 | 2007005824 | 355 | 345
10 | 2007005824 | 356.6667 | 346.6667
11 | 2007005824 | 358.3333 | 348.3333
12 | 2007005824 | 360 | 350
13 | 2007005824 | 363.6667 | 353.6667
14 | 2007005824 | 367.3333 | 357.3333
15 | 2007005824 | 371 | 361
16 | 2007005824 | 373.3333 | 363.3333
17 | 2007005824 | 375.6667 | 365.6667
18 | 2007005824 | 378 | 368
19 | 2007005824 | 378.6667 | 368.6667
20 | 2007005824 | 379.3333 | 369.3333
21 | 2007005824 | 380 | 370
22 | 2007005824 | 381.3333 | 371.3333
23 | 2007005824 | 382.6667 | 372.6667
24 | 2007005824 | 384 | 374
25 | 2007005824 | 385.3333 | 375.3333
26 | 2007005824 | 386.6667 | 376.6667
27 | 2007005824 | 388 | 378
28 | 2007005824 | 387 | 377
29 | 2007005824 | 386 | 376
30 | 2007005824 | 385 | 375
31 | 2007005824 | 383 | 373
32 | 2007005824 | 381 | 371
33 | 2007005824 | 379 | 369
34 | 2007005824 | 378.3333 | 368.3333
35 | 2007005824 | 377.6667 | 367.6667
36 | 2007005824 | 377 | 367
37 | 2007005824 | 377.3333 | 367.3333
38 | 2007005824 | 377.6667 | 367.6667
39 | 2007005824 | 378 | 368
40 | 2007005824 | 379.6667 | 369.6667
41 | 2007005824 | 381.3333 | 371.3333
42 | 2007005824 | 383 | 373
43 | 2007005824 | 385.3333 | 375.3333
44 | 2007005824 | 387.6667 | 377.6667
45 | 2007005824 | 390 | 380
46 | 2007005824 | 391.3333 | 381.3333
47 | 2007005824 | 392.6667 | 382.6667
48 | 2007005824 | 394 | 384
49 | 2007005824 | 393.3333 | 383.3333
50 | 2007005824 | 392.6667 | 382.6667
51 | 2007005824 | 392 | 382
52 | 2007005824 | 387.6667 | 377.6667
53 | 2007005824 | 383.3333 | 373.3333
54 | 2007005824 | 379 | 369
55 | 2007005824 | 372.3333 | 362.3333
56 | 2007005824 | 365.6667 | 355.6667
57 | 2007005824 | 359 | 349
58 | 2007005824 | 353.6667 | 343.6667
59 | 2007005824 | 348.3333 | 338.3333
60 | 2007005824 | 343 | 333
61 | 2007005824 | 338.3333 | 328.3333
62 | 2007005824 | 333.6667 | 323.6667
63 | 2007005824 | 329 | 319
64 | 2007005824 | 326 | 316
65 | 2007005824 | 323 | 313
66 | 2007005824 | 320 | 310
67 | 2007005824 | 318.3333 | 308.3333
68 | 2007005824 | 316.6667 | 306.6667
69 | 2007005824 | 315 | 305
70 | 2007005824 | 315.3333 | 305.3333
71 | 2007005824 | 315.6667 | 305.6667
72 | 2007005824 | 316 | 306
73 | 2007005824 | 316.3333 | 306.3333
74 | 2007005824 | 316.6667 | 306.6667
75 | 2007005824 | 317 | 307
76 | 2007005824 | 316.3333 | 306.3333
77 | 2007005824 | 315.6667 | 305.6667
78 | 2007005824 | 315 | 305
79 | 2007005824 | 314.6667 | 304.6667
80 | 2007005824 | 314.3333 | 304.3333
81 | 2007005824 | 314 | 304
82 | 2007005824 | 316.3333 | 306.3333
83 | 2007005824 | 318.6667 | 308.6667
84 | 2007005824 | 321 | 311
85 | 2007005824 | 323.3333 | 313.3333
86 | 2007005824 | 325.6667 | 315.6667
87 | 2007005824 | 328 | 318
88 | 2007005824 | 328.3333 | 318.3333
89 | 2007005824 | 328.6667 | 318.6667
90 | 2007005824 | 329 | 339
91 | 2007005824 | 329 | 339
92 | 2007005824 | 329 | 339
93 | 2007005824 | 329 | 339
94 | 2007005824 | 328.6667 | 338.6667
95 | 2007005824 | 328.3333 | 338.3333
96 | 2007005824 | 328 | 338
97 | 2007005824 | 327.6667 | 337.6667
98 | 2007005824 | 327.3333 | 337.3333
99 | 2007005824 | 327 | 337
100 | 2007005824 | 328.6667 | 338.6667
101 | 2007005824 | 330.3333 | 340.3333
102 | 2007005824 | 332 | 342
103 | 2007005824 | 334.3333 | 344.3333
104 | 2007005824 | 336.6667 | 346.6667
105 | 2007005824 | 339 | 349
106 | 2007005824 | 339.3333 | 349.3333
107 | 2007005824 | 339.6667 | 349.6667
108 | 2007005824 | 340 | 350
109 | 2007005824 | 342.3333 | 352.3333
110 | 2007005824 | 344.6667 | 354.6667
111 | 2007005824 | 347 | 357
112 | 2007005824 | 349.6667 | 359.6667
113 | 2007005824 | 352.3333 | 362.3333
114 | 2007005824 | 355 | 365
115 | 2007005824 | 360.3333 | 370.3333
116 | 2007005824 | 365.6667 | 375.6667
117 | 2007005824 | 371 | 381
118 | 2007005824 | 373.6667 | 383.6667
119 | 2007005824 | 376.3333 | 386.3333
120 | 2007005824 | 379 | 389
121 | 2007005824 | 383.3333 | 393.3333
122 | 2007005824 | 387.6667 | 377.6667
123 | 2007005824 | 392 | 382
124 | 2007005824 | 395.3333 | 385.3333
125 | 2007005824 | 398.6667 | 388.6667
126 | 2007005824 | 402 | 392
127 | 2007005824 | 404.3333 | 394.3333
128 | 2007005824 | 406.6667 | 396.6667
129 | 2007005824 | 409 | 399
130 | 2007005824 | 409 | 399
131 | 2007005824 | 409 | 399
132 | 2007005824 | 409 | 399
133 | 2007005824 | 408.3333 | 398.3333
134 | 2007005824 | 407.6667 | 397.6667
135 | 2007005824 | 407 | 397
136 | 2007005824 | 407 | 397
137 | 2007005824 | 407 | 397
138 | 2007005824 | 407 | 397
139 | 2007005824 | 407 | 397
140 | 2007005824 | 407 | 397
141 | 2007005824 | 407 | 397
142 | 2007005824 | 406 | 396
143 | 2007005824 | 405 | 395
0 | 2003000810 | 343 | 333
1 | 2003000810 | 344 | 334
2 | 2003000810 | 345 | 335
3 | 2003000810 | 346 | 336
4 | 2003000810 | 348 | 338
5 | 2003000810 | 350 | 340
6 | 2003000810 | 352 | 342
7 | 2003000810 | 353 | 343
8 | 2003000810 | 354 | 344
9 | 2003000810 | 355 | 345
10 | 2003000810 | 356.6667 | 346.6667
11 | 2003000810 | 358.3333 | 348.3333
12 | 2003000810 | 360 | 350
13 | 2003000810 | 363.6667 | 353.6667
14 | 2003000810 | 367.3333 | 357.3333
15 | 2003000810 | 371 | 361
16 | 2003000810 | 373.3333 | 363.3333
17 | 2003000810 | 375.6667 | 365.6667
18 | 2003000810 | 378 | 368
19 | 2003000810 | 378.6667 | 368.6667
20 | 2003000810 | 379.3333 | 369.3333
21 | 2003000810 | 380 | 370
22 | 2003000810 | 381.3333 | 371.3333
23 | 2003000810 | 382.6667 | 372.6667
24 | 2003000810 | 384 | 374
25 | 2003000810 | 385.3333 | 375.3333
26 | 2003000810 | 386.6667 | 376.6667
27 | 2003000810 | 388 | 378
28 | 2003000810 | 387 | 377
29 | 2003000810 | 386 | 376
30 | 2003000810 | 385 | 375
31 | 2003000810 | 383 | 373
32 | 2003000810 | 381 | 371
33 | 2003000810 | 379 | 369
34 | 2003000810 | 378.3333 | 368.3333
35 | 2003000810 | 377.6667 | 367.6667
36 | 2003000810 | 377 | 367
37 | 2003000810 | 377.3333 | 367.3333
38 | 2003000810 | 377.6667 | 367.6667
39 | 2003000810 | 378 | 368
40 | 2003000810 | 379.6667 | 369.6667
41 | 2003000810 | 381.3333 | 371.3333
42 | 2003000810 | 383 | 373
43 | 2003000810 | 385.3333 | 375.3333
44 | 2003000810 | 387.6667 | 377.6667
45 | 2003000810 | 390 | 380
46 | 2003000810 | 391.3333 | 381.3333
47 | 2003000810 | 392.6667 | 382.6667
48 | 2003000810 | 394 | 384
49 | 2003000810 | 393.3333 | 383.3333
50 | 2003000810 | 392.6667 | 382.6667
51 | 2003000810 | 392 | 382
52 | 2003000810 | 387.6667 | 377.6667
53 | 2003000810 | 383.3333 | 373.3333
54 | 2003000810 | 379 | 369
55 | 2003000810 | 372.3333 | 362.3333
56 | 2003000810 | 365.6667 | 355.6667
57 | 2003000810 | 359 | 349
58 | 2003000810 | 353.6667 | 343.6667
59 | 2003000810 | 348.3333 | 338.3333
60 | 2003000810 | 343 | 333
61 | 2003000810 | 338.3333 | 328.3333
62 | 2003000810 | 333.6667 | 323.6667
63 | 2003000810 | 329 | 319
64 | 2003000810 | 326 | 316
65 | 2003000810 | 323 | 313
66 | 2003000810 | 320 | 310
67 | 2003000810 | 318.3333 | 308.3333
68 | 2003000810 | 316.6667 | 306.6667
69 | 2003000810 | 315 | 305
70 | 2003000810 | 315.3333 | 305.3333
71 | 2003000810 | 315.6667 | 305.6667
72 | 2003000810 | 316 | 306
73 | 2003000810 | 316.3333 | 306.3333
74 | 2003000810 | 316.6667 | 306.6667
75 | 2003000810 | 317 | 307
76 | 2003000810 | 316.3333 | 306.3333
77 | 2003000810 | 315.6667 | 305.6667
78 | 2003000810 | 315 | 305
79 | 2003000810 | 314.6667 | 304.6667
80 | 2003000810 | 314.3333 | 304.3333
81 | 2003000810 | 314 | 304
82 | 2003000810 | 316.3333 | 306.3333
83 | 2003000810 | 318.6667 | 308.6667
84 | 2003000810 | 321 | 311
85 | 2003000810 | 323.3333 | 313.3333
86 | 2003000810 | 325.6667 | 315.6667
87 | 2003000810 | 328 | 318
88 | 2003000810 | 328.3333 | 318.3333
89 | 2003000810 | 328.6667 | 318.6667
90 | 2003000810 | 329 | 339
91 | 2003000810 | 329 | 339
92 | 2003000810 | 329 | 339
93 | 2003000810 | 329 | 339
94 | 2003000810 | 328.6667 | 338.6667
95 | 2003000810 | 328.3333 | 338.3333
96 | 2003000810 | 328 | 338
97 | 2003000810 | 327.6667 | 337.6667
98 | 2003000810 | 327.3333 | 337.3333
99 | 2003000810 | 327 | 337
100 | 2003000810 | 328.6667 | 338.6667
101 | 2003000810 | 330.3333 | 340.3333
102 | 2003000810 | 332 | 342
103 | 2003000810 | 334.3333 | 344.3333
104 | 2003000810 | 336.6667 | 346.6667
105 | 2003000810 | 339 | 349
106 | 2003000810 | 339.3333 | 349.3333
107 | 2003000810 | 339.6667 | 349.6667
108 | 2003000810 | 340 | 350
109 | 2003000810 | 342.3333 | 352.3333
110 | 2003000810 | 344.6667 | 354.6667
111 | 2003000810 | 347 | 357
112 | 2003000810 | 349.6667 | 359.6667
113 | 2003000810 | 352.3333 | 362.3333
114 | 2003000810 | 355 | 365
115 | 2003000810 | 360.3333 | 370.3333
116 | 2003000810 | 365.6667 | 375.6667
117 | 2003000810 | 371 | 381
118 | 2003000810 | 373.6667 | 383.6667
119 | 2003000810 | 376.3333 | 386.3333
120 | 2003000810 | 379 | 389
121 | 2003000810 | 383.3333 | 393.3333
122 | 2003000810 | 387.6667 | 377.6667
123 | 2003000810 | 392 | 382
124 | 2003000810 | 395.3333 | 385.3333
125 | 2003000810 | 398.6667 | 388.6667
126 | 2003000810 | 402 | 392
127 | 2003000810 | 404.3333 | 394.3333
128 | 2003000810 | 406.6667 | 396.6667
129 | 2003000810 | 409 | 399
130 | 2003000810 | 409 | 399
131 | 2003000810 | 409 | 399
132 | 2003000810 | 409 | 399
133 | 2003000810 | 408.3333 | 398.3333
134 | 2003000810 | 407.6667 | 397.6667
135 | 2003000810 | 407 | 397
136 | 2003000810 | 407 | 397
137 | 2003000810 | 407 | 397
138 | 2003000810 | 407 | 397
139 | 2003000810 | 407 | 397
140 | 2003000810 | 407 | 397
141 | 2003000810 | 407 | 397
142 | 2003000810 | 406 | 396
143 | 2003000810 | 405 | 395
0 | 2005004321 | 343 | 333
1 | 2005004321 | 344 | 334
2 | 2005004321 | 345 | 335
3 | 2005004321 | 346 | 336
4 | 2005004321 | 348 | 338
5 | 2005004321 | 350 | 340
6 | 2005004321 | 352 | 342
7 | 2005004321 | 353 | 343
8 | 2005004321 | 354 | 344
9 | 2005004321 | 355 | 345
10 | 2005004321 | 356.6667 | 346.6667
11 | 2005004321 | 358.3333 | 348.3333
12 | 2005004321 | 360 | 350
13 | 2005004321 | 363.6667 | 353.6667
14 | 2005004321 | 367.3333 | 357.3333
15 | 2005004321 | 371 | 361
16 | 2005004321 | 373.3333 | 363.3333
17 | 2005004321 | 375.6667 | 365.6667
18 | 2005004321 | 378 | 368
19 | 2005004321 | 378.6667 | 368.6667
20 | 2005004321 | 379.3333 | 369.3333
21 | 2005004321 | 380 | 370
22 | 2005004321 | 381.3333 | 371.3333
23 | 2005004321 | 382.6667 | 372.6667
24 | 2005004321 | 384 | 374
25 | 2005004321 | 385.3333 | 375.3333
26 | 2005004321 | 386.6667 | 376.6667
27 | 2005004321 | 388 | 378
28 | 2005004321 | 387 | 377
29 | 2005004321 | 386 | 376
30 | 2005004321 | 385 | 375
31 | 2005004321 | 383 | 373
32 | 2005004321 | 381 | 371
33 | 2005004321 | 379 | 369
34 | 2005004321 | 378.3333 | 368.3333
35 | 2005004321 | 377.6667 | 367.6667
36 | 2005004321 | 377 | 367
37 | 2005004321 | 377.3333 | 367.3333
38 | 2005004321 | 377.6667 | 367.6667
39 | 2005004321 | 378 | 368
40 | 2005004321 | 379.6667 | 369.6667
41 | 2005004321 | 381.3333 | 371.3333
42 | 2005004321 | 383 | 373
43 | 2005004321 | 385.3333 | 375.3333
44 | 2005004321 | 387.6667 | 377.6667
45 | 2005004321 | 390 | 380
46 | 2005004321 | 391.3333 | 381.3333
47 | 2005004321 | 392.6667 | 382.6667
48 | 2005004321 | 394 | 384
49 | 2005004321 | 393.3333 | 383.3333
50 | 2005004321 | 392.6667 | 382.6667
51 | 2005004321 | 392 | 382
52 | 2005004321 | 387.6667 | 377.6667
53 | 2005004321 | 383.3333 | 373.3333
54 | 2005004321 | 379 | 369
55 | 2005004321 | 372.3333 | 362.3333
56 | 2005004321 | 365.6667 | 355.6667
57 | 2005004321 | 359 | 349
58 | 2005004321 | 353.6667 | 343.6667
59 | 2005004321 | 348.3333 | 338.3333
60 | 2005004321 | 343 | 333
61 | 2005004321 | 338.3333 | 328.3333
62 | 2005004321 | 333.6667 | 323.6667
63 | 2005004321 | 329 | 319
64 | 2005004321 | 326 | 316
65 | 2005004321 | 323 | 313
66 | 2005004321 | 320 | 310
67 | 2005004321 | 318.3333 | 308.3333
68 | 2005004321 | 316.6667 | 306.6667
69 | 2005004321 | 315 | 305
70 | 2005004321 | 315.3333 | 305.3333
71 | 2005004321 | 315.6667 | 305.6667
72 | 2005004321 | 316 | 306
73 | 2005004321 | 316.3333 | 306.3333
74 | 2005004321 | 316.6667 | 306.6667
75 | 2005004321 | 317 | 307
76 | 2005004321 | 316.3333 | 306.3333
77 | 2005004321 | 315.6667 | 305.6667
78 | 2005004321 | 315 | 305
79 | 2005004321 | 314.6667 | 304.6667
80 | 2005004321 | 314.3333 | 304.3333
81 | 2005004321 | 314 | 304
82 | 2005004321 | 316.3333 | 306.3333
83 | 2005004321 | 318.6667 | 308.6667
84 | 2005004321 | 321 | 311
85 | 2005004321 | 323.3333 | 313.3333
86 | 2005004321 | 325.6667 | 315.6667
87 | 2005004321 | 328 | 318
88 | 2005004321 | 328.3333 | 318.3333
89 | 2005004321 | 328.6667 | 318.6667
90 | 2005004321 | 329 | 339
91 | 2005004321 | 329 | 339
92 | 2005004321 | 329 | 339
93 | 2005004321 | 329 | 339
94 | 2005004321 | 328.6667 | 338.6667
95 | 2005004321 | 328.3333 | 338.3333
96 | 2005004321 | 328 | 338
97 | 2005004321 | 327.6667 | 337.6667
98 | 2005004321 | 327.3333 | 337.3333
99 | 2005004321 | 327 | 337
100 | 2005004321 | 328.6667 | 338.6667
101 | 2005004321 | 330.3333 | 340.3333
102 | 2005004321 | 332 | 342
103 | 2005004321 | 334.3333 | 344.3333
104 | 2005004321 | 336.6667 | 346.6667
105 | 2005004321 | 339 | 349
106 | 2005004321 | 339.3333 | 349.3333
107 | 2005004321 | 339.6667 | 349.6667
108 | 2005004321 | 340 | 350
109 | 2005004321 | 342.3333 | 352.3333
110 | 2005004321 | 344.6667 | 354.6667
111 | 2005004321 | 347 | 357
112 | 2005004321 | 349.6667 | 359.6667
113 | 2005004321 | 352.3333 | 362.3333
114 | 2005004321 | 355 | 365
115 | 2005004321 | 360.3333 | 370.3333
116 | 2005004321 | 365.6667 | 375.6667
117 | 2005004321 | 371 | 381
118 | 2005004321 | 373.6667 | 383.6667
119 | 2005004321 | 376.3333 | 386.3333
120 | 2005004321 | 379 | 389
121 | 2005004321 | 383.3333 | 393.3333
122 | 2005004321 | 387.6667 | 377.6667
123 | 2005004321 | 392 | 382
124 | 2005004321 | 395.3333 | 385.3333
125 | 2005004321 | 398.6667 | 388.6667
126 | 2005004321 | 402 | 392
127 | 2005004321 | 404.3333 | 394.3333
128 | 2005004321 | 406.6667 | 396.6667
129 | 2005004321 | 409 | 399
130 | 2005004321 | 409 | 399
131 | 2005004321 | 409 | 399
132 | 2005004321 | 409 | 399
133 | 2005004321 | 408.3333 | 398.3333
134 | 2005004321 | 407.6667 | 397.6667
135 | 2005004321 | 407 | 397
136 | 2005004321 | 407 | 397
137 | 2005004321 | 407 | 397
138 | 2005004321 | 407 | 397
139 | 2005004321 | 407 | 397
140 | 2005004321 | 407 | 397
141 | 2005004321 | 407 | 397
142 | 2005004321 | 406 | 396
143 | 2005004321 | 405 | 395
0 | 2004002246 | 343 | 333
1 | 2004002246 | 344 | 334
2 | 2004002246 | 345 | 335
3 | 2004002246 | 346 | 336
4 | 2004002246 | 348 | 338
5 | 2004002246 | 350 | 340
6 | 2004002246 | 352 | 342
7 | 2004002246 | 353 | 343
8 | 2004002246 | 354 | 344
9 | 2004002246 | 355 | 345
10 | 2004002246 | 356.6667 | 346.6667
11 | 2004002246 | 358.3333 | 348.3333
12 | 2004002246 | 360 | 350
13 | 2004002246 | 363.6667 | 353.6667
14 | 2004002246 | 367.3333 | 357.3333
15 | 2004002246 | 371 | 361
16 | 2004002246 | 373.3333 | 363.3333
17 | 2004002246 | 375.6667 | 365.6667
18 | 2004002246 | 378 | 368
19 | 2004002246 | 378.6667 | 368.6667
20 | 2004002246 | 379.3333 | 369.3333
21 | 2004002246 | 380 | 370
22 | 2004002246 | 381.3333 | 371.3333
23 | 2004002246 | 382.6667 | 372.6667
24 | 2004002246 | 384 | 374
25 | 2004002246 | 385.3333 | 375.3333
26 | 2004002246 | 386.6667 | 376.6667
27 | 2004002246 | 388 | 378
28 | 2004002246 | 387 | 377
29 | 2004002246 | 386 | 376
30 | 2004002246 | 385 | 375
31 | 2004002246 | 383 | 373
32 | 2004002246 | 381 | 371
33 | 2004002246 | 379 | 369
34 | 2004002246 | 378.3333 | 368.3333
35 | 2004002246 | 377.6667 | 367.6667
36 | 2004002246 | 377 | 367
37 | 2004002246 | 377.3333 | 367.3333
38 | 2004002246 | 377.6667 | 367.6667
39 | 2004002246 | 378 | 368
40 | 2004002246 | 379.6667 | 369.6667
41 | 2004002246 | 381.3333 | 371.3333
42 | 2004002246 | 383 | 373
43 | 2004002246 | 385.3333 | 375.3333
44 | 2004002246 | 387.6667 | 377.6667
45 | 2004002246 | 390 | 380
46 | 2004002246 | 391.3333 | 381.3333
47 | 2004002246 | 392.6667 | 382.6667
48 | 2004002246 | 394 | 384
49 | 2004002246 | 393.3333 | 383.3333
50 | 2004002246 | 392.6667 | 382.6667
51 | 2004002246 | 392 | 382
52 | 2004002246 | 387.6667 | 377.6667
53 | 2004002246 | 383.3333 | 373.3333
54 | 2004002246 | 379 | 369
55 | 2004002246 | 372.3333 | 362.3333
56 | 2004002246 | 365.6667 | 355.6667
57 | 2004002246 | 359 | 349
58 | 2004002246 | 353.6667 | 343.6667
59 | 2004002246 | 348.3333 | 338.3333
60 | 2004002246 | 343 | 333
61 | 2004002246 | 338.3333 | 328.3333
62 | 2004002246 | 333.6667 | 323.6667
63 | 2004002246 | 329 | 319
64 | 2004002246 | 326 | 316
65 | 2004002246 | 323 | 313
66 | 2004002246 | 320 | 310
67 | 2004002246 | 318.3333 | 308.3333
68 | 2004002246 | 316.6667 | 306.6667
69 | 2004002246 | 315 | 305
70 | 2004002246 | 315.3333 | 305.3333
71 | 2004002246 | 315.6667 | 305.6667
72 | 2004002246 | 316 | 306
73 | 2004002246 | 316.3333 | 306.3333
74 | 2004002246 | 316.6667 | 306.6667
75 | 2004002246 | 317 | 307
76 | 2004002246 | 316.3333 | 306.3333
77 | 2004002246 | 315.6667 | 305.6667
78 | 2004002246 | 315 | 305
79 | 2004002246 | 314.6667 | 304.6667
80 | 2004002246 | 314.3333 | 304.3333
81 | 2004002246 | 314 | 304
82 | 2004002246 | 316.3333 | 306.3333
83 | 2004002246 | 318.6667 | 308.6667
84 | 2004002246 | 321 | 311
85 | 2004002246 | 323.3333 | 313.3333
86 | 2004002246 | 325.6667 | 315.6667
87 | 2004002246 | 328 | 318
88 | 2004002246 | 328.3333 | 318.3333
89 | 2004002246 | 328.6667 | 318.6667
90 | 2004002246 | 329 | 339
91 | 2004002246 | 329 | 339
92 | 2004002246 | 329 | 339
93 | 2004002246 | 329 | 339
94 | 2004002246 | 328.6667 | 338.6667
95 | 2004002246 | 328.3333 | 338.3333
96 | 2004002246 | 328 | 338
97 | 2004002246 | 327.6667 | 337.6667
98 | 2004002246 | 327.3333 | 337.3333
99 | 2004002246 | 327 | 337
100 | 2004002246 | 328.6667 | 338.6667
101 | 2004002246 | 330.3333 | 340.3333
102 | 2004002246 | 332 | 342
103 | 2004002246 | 334.3333 | 344.3333
104 | 2004002246 | 336.6667 | 346.6667
105 | 2004002246 | 339 | 349
106 | 2004002246 | 339.3333 | 349.3333
107 | 2004002246 | 339.6667 | 349.6667
108 | 2004002246 | 340 | 350
109 | 2004002246 | 342.3333 | 352.3333
110 | 2004002246 | 344.6667 | 354.6667
111 | 2004002246 | 347 | 357
112 | 2004002246 | 349.6667 | 359.6667
113 | 2004002246 | 352.3333 | 362.3333
114 | 2004002246 | 355 | 365
115 | 2004002246 | 360.3333 | 370.3333
116 | 2004002246 | 365.6667 | 375.6667
117 | 2004002246 | 371 | 381
118 | 2004002246 | 373.6667 | 383.6667
119 | 2004002246 | 376.3333 | 386.3333
120 | 2004002246 | 379 | 389
121 | 2004002246 | 383.3333 | 393.3333
122 | 2004002246 | 387.6667 | 377.6667
123 | 2004002246 | 392 | 382
124 | 2004002246 | 395.3333 | 385.3333
125 | 2004002246 | 398.6667 | 388.6667
126 | 2004002246 | 402 | 392
127 | 2004002246 | 404.3333 | 394.3333
128 | 2004002246 | 406.6667 | 396.6667
129 | 2004002246 | 409 | 399
130 | 2004002246 | 409 | 399
131 | 2004002246 | 409 | 399
132 | 2004002246 | 409 | 399
133 | 2004002246 | 408.3333 | 398.3333
134 | 2004002246 | 407.6667 | 397.6667
135 | 2004002246 | 407 | 397
136 | 2004002246 | 407 | 397
137 | 2004002246 | 407 | 397
138 | 2004002246 | 407 | 397
139 | 2004002246 | 407 | 397
140 | 2004002246 | 407 | 397
141 | 2004002246 | 407 | 397
142 | 2004002246 | 406 | 396
143 | 2004002246 | 405 | 395
0 | 2008002546 | 343 | 333
1 | 2008002546 | 344 | 334
2 | 2008002546 | 345 | 335
3 | 2008002546 | 346 | 336
4 | 2008002546 | 348 | 338
5 | 2008002546 | 350 | 340
6 | 2008002546 | 352 | 342
7 | 2008002546 | 353 | 343
8 | 2008002546 | 354 | 344
9 | 2008002546 | 355 | 345
10 | 2008002546 | 356.6667 | 346.6667
11 | 2008002546 | 358.3333 | 348.3333
12 | 2008002546 | 360 | 350
13 | 2008002546 | 363.6667 | 353.6667
14 | 2008002546 | 367.3333 | 357.3333
15 | 2008002546 | 371 | 361
16 | 2008002546 | 373.3333 | 363.3333
17 | 2008002546 | 375.6667 | 365.6667
18 | 2008002546 | 378 | 368
19 | 2008002546 | 378.6667 | 368.6667
20 | 2008002546 | 379.3333 | 369.3333
21 | 2008002546 | 380 | 370
22 | 2008002546 | 381.3333 | 371.3333
23 | 2008002546 | 382.6667 | 372.6667
24 | 2008002546 | 384 | 374
25 | 2008002546 | 385.3333 | 375.3333
26 | 2008002546 | 386.6667 | 376.6667
27 | 2008002546 | 388 | 378
28 | 2008002546 | 387 | 377
29 | 2008002546 | 386 | 376
30 | 2008002546 | 385 | 375
31 | 2008002546 | 383 | 373
32 | 2008002546 | 381 | 371
33 | 2008002546 | 379 | 369
34 | 2008002546 | 378.3333 | 368.3333
35 | 2008002546 | 377.6667 | 367.6667
36 | 2008002546 | 377 | 367
37 | 2008002546 | 377.3333 | 367.3333
38 | 2008002546 | 377.6667 | 367.6667
39 | 2008002546 | 378 | 368
40 | 2008002546 | 379.6667 | 369.6667
41 | 2008002546 | 381.3333 | 371.3333
42 | 2008002546 | 383 | 373
43 | 2008002546 | 385.3333 | 375.3333
44 | 2008002546 | 387.6667 | 377.6667
45 | 2008002546 | 390 | 380
46 | 2008002546 | 391.3333 | 381.3333
47 | 2008002546 | 392.6667 | 382.6667
48 | 2008002546 | 394 | 384
49 | 2008002546 | 393.3333 | 383.3333
50 | 2008002546 | 392.6667 | 382.6667
51 | 2008002546 | 392 | 382
52 | 2008002546 | 387.6667 | 377.6667
53 | 2008002546 | 383.3333 | 373.3333
54 | 2008002546 | 379 | 369
55 | 2008002546 | 372.3333 | 362.3333
56 | 2008002546 | 365.6667 | 355.6667
57 | 2008002546 | 359 | 349
58 | 2008002546 | 353.6667 | 343.6667
59 | 2008002546 | 348.3333 | 338.3333
60 | 2008002546 | 343 | 333
61 | 2008002546 | 338.3333 | 328.3333
62 | 2008002546 | 333.6667 | 323.6667
63 | 2008002546 | 329 | 319
64 | 2008002546 | 326 | 316
65 | 2008002546 | 323 | 313
66 | 2008002546 | 320 | 310
67 | 2008002546 | 318.3333 | 308.3333
68 | 2008002546 | 316.6667 | 306.6667
69 | 2008002546 | 315 | 305
70 | 2008002546 | 315.3333 | 305.3333
71 | 2008002546 | 315.6667 | 305.6667
72 | 2008002546 | 316 | 306
73 | 2008002546 | 316.3333 | 306.3333
74 | 2008002546 | 316.6667 | 306.6667
75 | 2008002546 | 317 | 307
76 | 2008002546 | 316.3333 | 306.3333
77 | 2008002546 | 315.6667 | 305.6667
78 | 2008002546 | 315 | 305
79 | 2008002546 | 314.6667 | 304.6667
80 | 2008002546 | 314.3333 | 304.3333
81 | 2008002546 | 314 | 304
82 | 2008002546 | 316.3333 | 306.3333
83 | 2008002546 | 318.6667 | 308.6667
84 | 2008002546 | 321 | 311
85 | 2008002546 | 323.3333 | 313.3333
86 | 2008002546 | 325.6667 | 315.6667
87 | 2008002546 | 328 | 318
88 | 2008002546 | 328.3333 | 318.3333
89 | 2008002546 | 328.6667 | 318.6667
90 | 2008002546 | 329 | 339
91 | 2008002546 | 329 | 339
92 | 2008002546 | 329 | 339
93 | 2008002546 | 329 | 339
94 | 2008002546 | 328.6667 | 338.6667
95 | 2008002546 | 328.3333 | 338.3333
96 | 2008002546 | 328 | 338
97 | 2008002546 | 327.6667 | 337.6667
98 | 2008002546 | 327.3333 | 337.3333
99 | 2008002546 | 327 | 337
100 | 2008002546 | 328.6667 | 338.6667
101 | 2008002546 | 330.3333 | 340.3333
102 | 2008002546 | 332 | 342
103 | 2008002546 | 334.3333 | 344.3333
104 | 2008002546 | 336.6667 | 346.6667
105 | 2008002546 | 339 | 349
106 | 2008002546 | 339.3333 | 349.3333
107 | 2008002546 | 339.6667 | 349.6667
108 | 2008002546 | 340 | 350
109 | 2008002546 | 342.3333 | 352.3333
110 | 2008002546 | 344.6667 | 354.6667
111 | 2008002546 | 347 | 357
112 | 2008002546 | 349.6667 | 359.6667
113 | 2008002546 | 352.3333 | 362.3333
114 | 2008002546 | 355 | 365
115 | 2008002546 | 360.3333 | 370.3333
116 | 2008002546 | 365.6667 | 375.6667
117 | 2008002546 | 371 | 381
118 | 2008002546 | 373.6667 | 383.6667
119 | 2008002546 | 376.3333 | 386.3333
120 | 2008002546 | 379 | 389
121 | 2008002546 | 383.3333 | 393.3333
122 | 2008002546 | 387.6667 | 377.6667
123 | 2008002546 | 392 | 382
124 | 2008002546 | 395.3333 | 385.3333
125 | 2008002546 | 398.6667 | 388.6667
126 | 2008002546 | 402 | 392
127 | 2008002546 | 404.3333 | 394.3333
128 | 2008002546 | 406.6667 | 396.6667
129 | 2008002546 | 409 | 399
130 | 2008002546 | 409 | 399
131 | 2008002546 | 409 | 399
132 | 2008002546 | 409 | 399
133 | 2008002546 | 408.3333 | 398.3333
134 | 2008002546 | 407.6667 | 397.6667
135 | 2008002546 | 407 | 397
136 | 2008002546 | 407 | 397
137 | 2008002546 | 407 | 397
138 | 2008002546 | 407 | 397
139 | 2008002546 | 407 | 397
140 | 2008002546 | 407 | 397
141 | 2008002546 | 407 | 397
142 | 2008002546 | 406 | 396
143 | 2008002546 | 405 | 395
0 | 2013003670 | 343 | 333
1 | 2013003670 | 344 | 334
2 | 2013003670 | 345 | 335
3 | 2013003670 | 346 | 336
4 | 2013003670 | 348 | 338
5 | 2013003670 | 350 | 340
6 | 2013003670 | 352 | 342
7 | 2013003670 | 353 | 343
8 | 2013003670 | 354 | 344
9 | 2013003670 | 355 | 345
10 | 2013003670 | 356.6667 | 346.6667
11 | 2013003670 | 358.3333 | 348.3333
12 | 2013003670 | 360 | 350
13 | 2013003670 | 363.6667 | 353.6667
14 | 2013003670 | 367.3333 | 357.3333
15 | 2013003670 | 371 | 361
16 | 2013003670 | 373.3333 | 363.3333
17 | 2013003670 | 375.6667 | 365.6667
18 | 2013003670 | 378 | 368
19 | 2013003670 | 378.6667 | 368.6667
20 | 2013003670 | 379.3333 | 369.3333
21 | 2013003670 | 380 | 370
22 | 2013003670 | 381.3333 | 371.3333
23 | 2013003670 | 382.6667 | 372.6667
24 | 2013003670 | 384 | 374
25 | 2013003670 | 385.3333 | 375.3333
26 | 2013003670 | 386.6667 | 376.6667
27 | 2013003670 | 388 | 378
28 | 2013003670 | 387 | 377
29 | 2013003670 | 386 | 376
30 | 2013003670 | 385 | 375
31 | 2013003670 | 383 | 373
32 | 2013003670 | 381 | 371
33 | 2013003670 | 379 | 369
34 | 2013003670 | 378.3333 | 368.3333
35 | 2013003670 | 377.6667 | 367.6667
36 | 2013003670 | 377 | 367
37 | 2013003670 | 377.3333 | 367.3333
38 | 2013003670 | 377.6667 | 367.6667
39 | 2013003670 | 378 | 368
40 | 2013003670 | 379.6667 | 369.6667
41 | 2013003670 | 381.3333 | 371.3333
42 | 2013003670 | 383 | 373
43 | 2013003670 | 385.3333 | 375.3333
44 | 2013003670 | 387.6667 | 377.6667
45 | 2013003670 | 390 | 380
46 | 2013003670 | 391.3333 | 381.3333
47 | 2013003670 | 392.6667 | 382.6667
48 | 2013003670 | 394 | 384
49 | 2013003670 | 393.3333 | 383.3333
50 | 2013003670 | 392.6667 | 382.6667
51 | 2013003670 | 392 | 382
52 | 2013003670 | 387.6667 | 377.6667
53 | 2013003670 | 383.3333 | 373.3333
54 | 2013003670 | 379 | 369
55 | 2013003670 | 372.3333 | 362.3333
56 | 2013003670 | 365.6667 | 355.6667
57 | 2013003670 | 359 | 349
58 | 2013003670 | 353.6667 | 343.6667
59 | 2013003670 | 348.3333 | 338.3333
60 | 2013003670 | 343 | 333
61 | 2013003670 | 338.3333 | 328.3333
62 | 2013003670 | 333.6667 | 323.6667
63 | 2013003670 | 329 | 319
64 | 2013003670 | 326 | 316
65 | 2013003670 | 323 | 313
66 | 2013003670 | 320 | 310
67 | 2013003670 | 318.3333 | 308.3333
68 | 2013003670 | 316.6667 | 306.6667
69 | 2013003670 | 315 | 305
70 | 2013003670 | 315.3333 | 305.3333
71 | 2013003670 | 315.6667 | 305.6667
72 | 2013003670 | 316 | 306
73 | 2013003670 | 316.3333 | 306.3333
74 | 2013003670 | 316.6667 | 306.6667
75 | 2013003670 | 317 | 307
76 | 2013003670 | 316.3333 | 306.3333
77 | 2013003670 | 315.6667 | 305.6667
78 | 2013003670 | 315 | 305
79 | 2013003670 | 314.6667 | 304.6667
80 | 2013003670 | 314.3333 | 304.3333
81 | 2013003670 | 314 | 304
82 | 2013003670 | 316.3333 | 306.3333
83 | 2013003670 | 318.6667 | 308.6667
84 | 2013003670 | 321 | 311
85 | 2013003670 | 323.3333 | 313.3333
86 | 2013003670 | 325.6667 | 315.6667
87 | 2013003670 | 328 | 318
88 | 2013003670 | 328.3333 | 318.3333
89 | 2013003670 | 328.6667 | 318.6667
90 | 2013003670 | 329 | 339
91 | 2013003670 | 329 | 339
92 | 2013003670 | 329 | 339
93 | 2013003670 | 329 | 339
94 | 2013003670 | 328.6667 | 338.6667
95 | 2013003670 | 328.3333 | 338.3333
96 | 2013003670 | 328 | 338
97 | 2013003670 | 327.6667 | 337.6667
98 | 2013003670 | 327.3333 | 337.3333
99 | 2013003670 | 327 | 337
100 | 2013003670 | 328.6667 | 338.6667
101 | 2013003670 | 330.3333 | 340.3333
102 | 2013003670 | 332 | 342
103 | 2013003670 | 334.3333 | 344.3333
104 | 2013003670 | 336.6667 | 346.6667
105 | 2013003670 | 339 | 349
106 | 2013003670 | 339.3333 | 349.3333
107 | 2013003670 | 339.6667 | 349.6667
108 | 2013003670 | 340 | 350
109 | 2013003670 | 342.3333 | 352.3333
110 | 2013003670 | 344.6667 | 354.6667
111 | 2013003670 | 347 | 357
112 | 2013003670 | 349.6667 | 359.6667
113 | 2013003670 | 352.3333 | 362.3333
114 | 2013003670 | 355 | 365
115 | 2013003670 | 360.3333 | 370.3333
116 | 2013003670 | 365.6667 | 375.6667
117 | 2013003670 | 371 | 381
118 | 2013003670 | 373.6667 | 383.6667
119 | 2013003670 | 376.3333 | 386.3333
120 | 2013003670 | 379 | 389
121 | 2013003670 | 383.3333 | 393.3333
122 | 2013003670 | 387.6667 | 377.6667
123 | 2013003670 | 392 | 382
124 | 2013003670 | 395.3333 | 385.3333
125 | 2013003670 | 398.6667 | 388.6667
126 | 2013003670 | 402 | 392
127 | 2013003670 | 404.3333 | 394.3333
128 | 2013003670 | 406.6667 | 396.6667
129 | 2013003670 | 409 | 399
130 | 2013003670 | 409 | 399
131 | 2013003670 | 409 | 399
132 | 2013003670 | 409 | 399
133 | 2013003670 | 408.3333 | 398.3333
134 | 2013003670 | 407.6667 | 397.6667
135 | 2013003670 | 407 | 397
136 | 2013003670 | 407 | 397
137 | 2013003670 | 407 | 397
138 | 2013003670 | 407 | 397
139 | 2013003670 | 407 | 397
140 | 2013003670 | 407 | 397
141 | 2013003670 | 407 | 397
142 | 2013003670 | 406 | 396
143 | 2013003670 | 405 | 395
0 | 2008004808 | 343 | 333
1 | 2008004808 | 344 | 334
2 | 2008004808 | 345 | 335
3 | 2008004808 | 346 | 336
4 | 2008004808 | 348 | 338
5 | 2008004808 | 350 | 340
6 | 2008004808 | 352 | 342
7 | 2008004808 | 353 | 343
8 | 2008004808 | 354 | 344
9 | 2008004808 | 355 | 345
10 | 2008004808 | 356.6667 | 346.6667
11 | 2008004808 | 358.3333 | 348.3333
12 | 2008004808 | 360 | 350
13 | 2008004808 | 363.6667 | 353.6667
14 | 2008004808 | 367.3333 | 357.3333
15 | 2008004808 | 371 | 361
16 | 2008004808 | 373.3333 | 363.3333
17 | 2008004808 | 375.6667 | 365.6667
18 | 2008004808 | 378 | 368
19 | 2008004808 | 378.6667 | 368.6667
20 | 2008004808 | 379.3333 | 369.3333
21 | 2008004808 | 380 | 370
22 | 2008004808 | 381.3333 | 371.3333
23 | 2008004808 | 382.6667 | 372.6667
24 | 2008004808 | 384 | 374
25 | 2008004808 | 385.3333 | 375.3333
26 | 2008004808 | 386.6667 | 376.6667
27 | 2008004808 | 388 | 378
28 | 2008004808 | 387 | 377
29 | 2008004808 | 386 | 376
30 | 2008004808 | 385 | 375
31 | 2008004808 | 383 | 373
32 | 2008004808 | 381 | 371
33 | 2008004808 | 379 | 369
34 | 2008004808 | 378.3333 | 368.3333
35 | 2008004808 | 377.6667 | 367.6667
36 | 2008004808 | 377 | 367
37 | 2008004808 | 377.3333 | 367.3333
38 | 2008004808 | 377.6667 | 367.6667
39 | 2008004808 | 378 | 368
40 | 2008004808 | 379.6667 | 369.6667
41 | 2008004808 | 381.3333 | 371.3333
42 | 2008004808 | 383 | 373
43 | 2008004808 | 385.3333 | 375.3333
44 | 2008004808 | 387.6667 | 377.6667
45 | 2008004808 | 390 | 380
46 | 2008004808 | 391.3333 | 381.3333
47 | 2008004808 | 392.6667 | 382.6667
48 | 2008004808 | 394 | 384
49 | 2008004808 | 393.3333 | 383.3333
50 | 2008004808 | 392.6667 | 382.6667
51 | 2008004808 | 392 | 382
52 | 2008004808 | 387.6667 | 377.6667
53 | 2008004808 | 383.3333 | 373.3333
54 | 2008004808 | 379 | 369
55 | 2008004808 | 372.3333 | 362.3333
56 | 2008004808 | 365.6667 | 355.6667
57 | 2008004808 | 359 | 349
58 | 2008004808 | 353.6667 | 343.6667
59 | 2008004808 | 348.3333 | 338.3333
60 | 2008004808 | 343 | 333
61 | 2008004808 | 338.3333 | 328.3333
62 | 2008004808 | 333.6667 | 323.6667
63 | 2008004808 | 329 | 319
64 | 2008004808 | 326 | 316
65 | 2008004808 | 323 | 313
66 | 2008004808 | 320 | 310
67 | 2008004808 | 318.3333 | 308.3333
68 | 2008004808 | 316.6667 | 306.6667
69 | 2008004808 | 315 | 305
70 | 2008004808 | 315.3333 | 305.3333
71 | 2008004808 | 315.6667 | 305.6667
72 | 2008004808 | 316 | 306
73 | 2008004808 | 316.3333 | 306.3333
74 | 2008004808 | 316.6667 | 306.6667
75 | 2008004808 | 317 | 307
76 | 2008004808 | 316.3333 | 306.3333
77 | 2008004808 | 315.6667 | 305.6667
78 | 2008004808 | 315 | 305
79 | 2008004808 | 314.6667 | 304.6667
80 | 2008004808 | 314.3333 | 304.3333
81 | 2008004808 | 314 | 304
82 | 2008004808 | 316.3333 | 306.3333
83 | 2008004808 | 318.6667 | 308.6667
84 | 2008004808 | 321 | 311
85 | 2008004808 | 323.3333 | 313.3333
86 | 2008004808 | 325.6667 | 315.6667
87 | 2008004808 | 328 | 318
88 | 2008004808 | 328.3333 | 318.3333
89 | 2008004808 | 328.6667 | 318.6667
90 | 2008004808 | 329 | 339
91 | 2008004808 | 329 | 339
92 | 2008004808 | 329 | 339
93 | 2008004808 | 329 | 339
94 | 2008004808 | 328.6667 | 338.6667
95 | 2008004808 | 328.3333 | 338.3333
96 | 2008004808 | 328 | 338
97 | 2008004808 | 327.6667 | 337.6667
98 | 2008004808 | 327.3333 | 337.3333
99 | 2008004808 | 327 | 337
100 | 2008004808 | 328.6667 | 338.6667
101 | 2008004808 | 330.3333 | 340.3333
102 | 2008004808 | 332 | 342
103 | 2008004808 | 334.3333 | 344.3333
104 | 2008004808 | 336.6667 | 346.6667
105 | 2008004808 | 339 | 349
106 | 2008004808 | 339.3333 | 349.3333
107 | 2008004808 | 339.6667 | 349.6667
108 | 2008004808 | 340 | 350
109 | 2008004808 | 342.3333 | 352.3333
110 | 2008004808 | 344.6667 | 354.6667
111 | 2008004808 | 347 | 357
112 | 2008004808 | 349.6667 | 359.6667
113 | 2008004808 | 352.3333 | 362.3333
114 | 2008004808 | 355 | 365
115 | 2008004808 | 360.3333 | 370.3333
116 | 2008004808 | 365.6667 | 375.6667
117 | 2008004808 | 371 | 381
118 | 2008004808 | 373.6667 | 383.6667
119 | 2008004808 | 376.3333 | 386.3333
120 | 2008004808 | 379 | 389
121 | 2008004808 | 383.3333 | 393.3333
122 | 2008004808 | 387.6667 | 377.6667
123 | 2008004808 | 392 | 382
124 | 2008004808 | 395.3333 | 385.3333
125 | 2008004808 | 398.6667 | 388.6667
126 | 2008004808 | 402 | 392
127 | 2008004808 | 404.3333 | 394.3333
128 | 2008004808 | 406.6667 | 396.6667
129 | 2008004808 | 409 | 399
130 | 2008004808 | 409 | 399
131 | 2008004808 | 409 | 399
132 | 2008004808 | 409 | 399
133 | 2008004808 | 408.3333 | 398.3333
134 | 2008004808 | 407.6667 | 397.6667
135 | 2008004808 | 407 | 397
136 | 2008004808 | 407 | 397
137 | 2008004808 | 407 | 397
138 | 2008004808 | 407 | 397
139 | 2008004808 | 407 | 397
140 | 2008004808 | 407 | 397
141 | 2008004808 | 407 | 397
142 | 2008004808 | 406 | 396
143 | 2008004808 | 405 | 395
0 | 2007007179 | 343 | 333
1 | 2007007179 | 344 | 334
2 | 2007007179 | 345 | 335
3 | 2007007179 | 346 | 336
4 | 2007007179 | 348 | 338
5 | 2007007179 | 350 | 340
6 | 2007007179 | 352 | 342
7 | 2007007179 | 353 | 343
8 | 2007007179 | 354 | 344
9 | 2007007179 | 355 | 345
10 | 2007007179 | 356.6667 | 346.6667
11 | 2007007179 | 358.3333 | 348.3333
12 | 2007007179 | 360 | 350
13 | 2007007179 | 363.6667 | 353.6667
14 | 2007007179 | 367.3333 | 357.3333
15 | 2007007179 | 371 | 361
16 | 2007007179 | 373.3333 | 363.3333
17 | 2007007179 | 375.6667 | 365.6667
18 | 2007007179 | 378 | 368
19 | 2007007179 | 378.6667 | 368.6667
20 | 2007007179 | 379.3333 | 369.3333
21 | 2007007179 | 380 | 370
22 | 2007007179 | 381.3333 | 371.3333
23 | 2007007179 | 382.6667 | 372.6667
24 | 2007007179 | 384 | 374
25 | 2007007179 | 385.3333 | 375.3333
26 | 2007007179 | 386.6667 | 376.6667
27 | 2007007179 | 388 | 378
28 | 2007007179 | 387 | 377
29 | 2007007179 | 386 | 376
30 | 2007007179 | 385 | 375
31 | 2007007179 | 383 | 373
32 | 2007007179 | 381 | 371
33 | 2007007179 | 379 | 369
34 | 2007007179 | 378.3333 | 368.3333
35 | 2007007179 | 377.6667 | 367.6667
36 | 2007007179 | 377 | 367
37 | 2007007179 | 377.3333 | 367.3333
38 | 2007007179 | 377.6667 | 367.6667
39 | 2007007179 | 378 | 368
40 | 2007007179 | 379.6667 | 369.6667
41 | 2007007179 | 381.3333 | 371.3333
42 | 2007007179 | 383 | 373
43 | 2007007179 | 385.3333 | 375.3333
44 | 2007007179 | 387.6667 | 377.6667
45 | 2007007179 | 390 | 380
46 | 2007007179 | 391.3333 | 381.3333
47 | 2007007179 | 392.6667 | 382.6667
48 | 2007007179 | 394 | 384
49 | 2007007179 | 393.3333 | 383.3333
50 | 2007007179 | 392.6667 | 382.6667
51 | 2007007179 | 392 | 382
52 | 2007007179 | 387.6667 | 377.6667
53 | 2007007179 | 383.3333 | 373.3333
54 | 2007007179 | 379 | 369
55 | 2007007179 | 372.3333 | 362.3333
56 | 2007007179 | 365.6667 | 355.6667
57 | 2007007179 | 359 | 349
58 | 2007007179 | 353.6667 | 343.6667
59 | 2007007179 | 348.3333 | 338.3333
60 | 2007007179 | 343 | 333
61 | 2007007179 | 338.3333 | 328.3333
62 | 2007007179 | 333.6667 | 323.6667
63 | 2007007179 | 329 | 319
64 | 2007007179 | 326 | 316
65 | 2007007179 | 323 | 313
66 | 2007007179 | 320 | 310
67 | 2007007179 | 318.3333 | 308.3333
68 | 2007007179 | 316.6667 | 306.6667
69 | 2007007179 | 315 | 305
70 | 2007007179 | 315.3333 | 305.3333
71 | 2007007179 | 315.6667 | 305.6667
72 | 2007007179 | 316 | 306
73 | 2007007179 | 316.3333 | 306.3333
74 | 2007007179 | 316.6667 | 306.6667
75 | 2007007179 | 317 | 307
76 | 2007007179 | 316.3333 | 306.3333
77 | 2007007179 | 315.6667 | 305.6667
78 | 2007007179 | 315 | 305
79 | 2007007179 | 314.6667 | 304.6667
80 | 2007007179 | 314.3333 | 304.3333
81 | 2007007179 | 314 | 304
82 | 2007007179 | 316.3333 | 306.3333
83 | 2007007179 | 318.6667 | 308.6667
84 | 2007007179 | 321 | 311
85 | 2007007179 | 323.3333 | 313.3333
86 | 2007007179 | 325.6667 | 315.6667
87 | 2007007179 | 328 | 318
88 | 2007007179 | 328.3333 | 318.3333
89 | 2007007179 | 328.6667 | 318.6667
90 | 2007007179 | 329 | 339
91 | 2007007179 | 329 | 339
92 | 2007007179 | 329 | 339
93 | 2007007179 | 329 | 339
94 | 2007007179 | 328.6667 | 338.6667
95 | 2007007179 | 328.3333 | 338.3333
96 | 2007007179 | 328 | 338
97 | 2007007179 | 327.6667 | 337.6667
98 | 2007007179 | 327.3333 | 337.3333
99 | 2007007179 | 327 | 337
100 | 2007007179 | 328.6667 | 338.6667
101 | 2007007179 | 330.3333 | 340.3333
102 | 2007007179 | 332 | 342
103 | 2007007179 | 334.3333 | 344.3333
104 | 2007007179 | 336.6667 | 346.6667
105 | 2007007179 | 339 | 349
106 | 2007007179 | 339.3333 | 349.3333
107 | 2007007179 | 339.6667 | 349.6667
108 | 2007007179 | 340 | 350
109 | 2007007179 | 342.3333 | 352.3333
110 | 2007007179 | 344.6667 | 354.6667
111 | 2007007179 | 347 | 357
112 | 2007007179 | 349.6667 | 359.6667
113 | 2007007179 | 352.3333 | 362.3333
114 | 2007007179 | 355 | 365
115 | 2007007179 | 360.3333 | 370.3333
116 | 2007007179 | 365.6667 | 375.6667
117 | 2007007179 | 371 | 381
118 | 2007007179 | 373.6667 | 383.6667
119 | 2007007179 | 376.3333 | 386.3333
120 | 2007007179 | 379 | 389
121 | 2007007179 | 383.3333 | 393.3333
122 | 2007007179 | 387.6667 | 377.6667
123 | 2007007179 | 392 | 382
124 | 2007007179 | 395.3333 | 385.3333
125 | 2007007179 | 398.6667 | 388.6667
126 | 2007007179 | 402 | 392
127 | 2007007179 | 404.3333 | 394.3333
128 | 2007007179 | 406.6667 | 396.6667
129 | 2007007179 | 409 | 399
130 | 2007007179 | 409 | 399
131 | 2007007179 | 409 | 399
132 | 2007007179 | 409 | 399
133 | 2007007179 | 408.3333 | 398.3333
134 | 2007007179 | 407.6667 | 397.6667
135 | 2007007179 | 407 | 397
136 | 2007007179 | 407 | 397
137 | 2007007179 | 407 | 397
138 | 2007007179 | 407 | 397
139 | 2007007179 | 407 | 397
140 | 2007007179 | 407 | 397
141 | 2007007179 | 407 | 397
142 | 2007007179 | 406 | 396
143 | 2007007179 | 405 | 395
0 | 2007007523 | 343 | 333
1 | 2007007523 | 344 | 334
2 | 2007007523 | 345 | 335
3 | 2007007523 | 346 | 336
4 | 2007007523 | 348 | 338
5 | 2007007523 | 350 | 340
6 | 2007007523 | 352 | 342
7 | 2007007523 | 353 | 343
8 | 2007007523 | 354 | 344
9 | 2007007523 | 355 | 345
10 | 2007007523 | 356.6667 | 346.6667
11 | 2007007523 | 358.3333 | 348.3333
12 | 2007007523 | 360 | 350
13 | 2007007523 | 363.6667 | 353.6667
14 | 2007007523 | 367.3333 | 357.3333
15 | 2007007523 | 371 | 361
16 | 2007007523 | 373.3333 | 363.3333
17 | 2007007523 | 375.6667 | 365.6667
18 | 2007007523 | 378 | 368
19 | 2007007523 | 378.6667 | 368.6667
20 | 2007007523 | 379.3333 | 369.3333
21 | 2007007523 | 380 | 370
22 | 2007007523 | 381.3333 | 371.3333
23 | 2007007523 | 382.6667 | 372.6667
24 | 2007007523 | 384 | 374
25 | 2007007523 | 385.3333 | 375.3333
26 | 2007007523 | 386.6667 | 376.6667
27 | 2007007523 | 388 | 378
28 | 2007007523 | 387 | 377
29 | 2007007523 | 386 | 376
30 | 2007007523 | 385 | 375
31 | 2007007523 | 383 | 373
32 | 2007007523 | 381 | 371
33 | 2007007523 | 379 | 369
34 | 2007007523 | 378.3333 | 368.3333
35 | 2007007523 | 377.6667 | 367.6667
36 | 2007007523 | 377 | 367
37 | 2007007523 | 377.3333 | 367.3333
38 | 2007007523 | 377.6667 | 367.6667
39 | 2007007523 | 378 | 368
40 | 2007007523 | 379.6667 | 369.6667
41 | 2007007523 | 381.3333 | 371.3333
42 | 2007007523 | 383 | 373
43 | 2007007523 | 385.3333 | 375.3333
44 | 2007007523 | 387.6667 | 377.6667
45 | 2007007523 | 390 | 380
46 | 2007007523 | 391.3333 | 381.3333
47 | 2007007523 | 392.6667 | 382.6667
48 | 2007007523 | 394 | 384
49 | 2007007523 | 393.3333 | 383.3333
50 | 2007007523 | 392.6667 | 382.6667
51 | 2007007523 | 392 | 382
52 | 2007007523 | 387.6667 | 377.6667
53 | 2007007523 | 383.3333 | 373.3333
54 | 2007007523 | 379 | 369
55 | 2007007523 | 372.3333 | 362.3333
56 | 2007007523 | 365.6667 | 355.6667
57 | 2007007523 | 359 | 349
58 | 2007007523 | 353.6667 | 343.6667
59 | 2007007523 | 348.3333 | 338.3333
60 | 2007007523 | 343 | 333
61 | 2007007523 | 338.3333 | 328.3333
62 | 2007007523 | 333.6667 | 323.6667
63 | 2007007523 | 329 | 319
64 | 2007007523 | 326 | 316
65 | 2007007523 | 323 | 313
66 | 2007007523 | 320 | 310
67 | 2007007523 | 318.3333 | 308.3333
68 | 2007007523 | 316.6667 | 306.6667
69 | 2007007523 | 315 | 305
70 | 2007007523 | 315.3333 | 305.3333
71 | 2007007523 | 315.6667 | 305.6667
72 | 2007007523 | 316 | 306
73 | 2007007523 | 316.3333 | 306.3333
74 | 2007007523 | 316.6667 | 306.6667
75 | 2007007523 | 317 | 307
76 | 2007007523 | 316.3333 | 306.3333
77 | 2007007523 | 315.6667 | 305.6667
78 | 2007007523 | 315 | 305
79 | 2007007523 | 314.6667 | 304.6667
80 | 2007007523 | 314.3333 | 304.3333
81 | 2007007523 | 314 | 304
82 | 2007007523 | 316.3333 | 306.3333
83 | 2007007523 | 318.6667 | 308.6667
84 | 2007007523 | 321 | 311
85 | 2007007523 | 323.3333 | 313.3333
86 | 2007007523 | 325.6667 | 315.6667
87 | 2007007523 | 328 | 318
88 | 2007007523 | 328.3333 | 318.3333
89 | 2007007523 | 328.6667 | 318.6667
90 | 2007007523 | 329 | 339
91 | 2007007523 | 329 | 339
92 | 2007007523 | 329 | 339
93 | 2007007523 | 329 | 339
94 | 2007007523 | 328.6667 | 338.6667
95 | 2007007523 | 328.3333 | 338.3333
96 | 2007007523 | 328 | 338
97 | 2007007523 | 327.6667 | 337.6667
98 | 2007007523 | 327.3333 | 337.3333
99 | 2007007523 | 327 | 337
100 | 2007007523 | 328.6667 | 338.6667
101 | 2007007523 | 330.3333 | 340.3333
102 | 2007007523 | 332 | 342
103 | 2007007523 | 334.3333 | 344.3333
104 | 2007007523 | 336.6667 | 346.6667
105 | 2007007523 | 339 | 349
106 | 2007007523 | 339.3333 | 349.3333
107 | 2007007523 | 339.6667 | 349.6667
108 | 2007007523 | 340 | 350
109 | 2007007523 | 342.3333 | 352.3333
110 | 2007007523 | 344.6667 | 354.6667
111 | 2007007523 | 347 | 357
112 | 2007007523 | 349.6667 | 359.6667
113 | 2007007523 | 352.3333 | 362.3333
114 | 2007007523 | 355 | 365
115 | 2007007523 | 360.3333 | 370.3333
116 | 2007007523 | 365.6667 | 375.6667
117 | 2007007523 | 371 | 381
118 | 2007007523 | 373.6667 | 383.6667
119 | 2007007523 | 376.3333 | 386.3333
120 | 2007007523 | 379 | 389
121 | 2007007523 | 383.3333 | 393.3333
122 | 2007007523 | 387.6667 | 377.6667
123 | 2007007523 | 392 | 382
124 | 2007007523 | 395.3333 | 385.3333
125 | 2007007523 | 398.6667 | 388.6667
126 | 2007007523 | 402 | 392
127 | 2007007523 | 404.3333 | 394.3333
128 | 2007007523 | 406.6667 | 396.6667
129 | 2007007523 | 409 | 399
130 | 2007007523 | 409 | 399
131 | 2007007523 | 409 | 399
132 | 2007007523 | 409 | 399
133 | 2007007523 | 408.3333 | 398.3333
134 | 2007007523 | 407.6667 | 397.6667
135 | 2007007523 | 407 | 397
136 | 2007007523 | 407 | 397
137 | 2007007523 | 407 | 397
138 | 2007007523 | 407 | 397
139 | 2007007523 | 407 | 397
140 | 2007007523 | 407 | 397
141 | 2007007523 | 407 | 397
142 | 2007007523 | 406 | 396
143 | 2007007523 | 405 | 395
0 | 2006004337 | 343 | 333
1 | 2006004337 | 344 | 334
2 | 2006004337 | 345 | 335
3 | 2006004337 | 346 | 336
4 | 2006004337 | 348 | 338
5 | 2006004337 | 350 | 340
6 | 2006004337 | 352 | 342
7 | 2006004337 | 353 | 343
8 | 2006004337 | 354 | 344
9 | 2006004337 | 355 | 345
10 | 2006004337 | 356.6667 | 346.6667
11 | 2006004337 | 358.3333 | 348.3333
12 | 2006004337 | 360 | 350
13 | 2006004337 | 363.6667 | 353.6667
14 | 2006004337 | 367.3333 | 357.3333
15 | 2006004337 | 371 | 361
16 | 2006004337 | 373.3333 | 363.3333
17 | 2006004337 | 375.6667 | 365.6667
18 | 2006004337 | 378 | 368
19 | 2006004337 | 378.6667 | 368.6667
20 | 2006004337 | 379.3333 | 369.3333
21 | 2006004337 | 380 | 370
22 | 2006004337 | 381.3333 | 371.3333
23 | 2006004337 | 382.6667 | 372.6667
24 | 2006004337 | 384 | 374
25 | 2006004337 | 385.3333 | 375.3333
26 | 2006004337 | 386.6667 | 376.6667
27 | 2006004337 | 388 | 378
28 | 2006004337 | 387 | 377
29 | 2006004337 | 386 | 376
30 | 2006004337 | 385 | 375
31 | 2006004337 | 383 | 373
32 | 2006004337 | 381 | 371
33 | 2006004337 | 379 | 369
34 | 2006004337 | 378.3333 | 368.3333
35 | 2006004337 | 377.6667 | 367.6667
36 | 2006004337 | 377 | 367
37 | 2006004337 | 377.3333 | 367.3333
38 | 2006004337 | 377.6667 | 367.6667
39 | 2006004337 | 378 | 368
40 | 2006004337 | 379.6667 | 369.6667
41 | 2006004337 | 381.3333 | 371.3333
42 | 2006004337 | 383 | 373
43 | 2006004337 | 385.3333 | 375.3333
44 | 2006004337 | 387.6667 | 377.6667
45 | 2006004337 | 390 | 380
46 | 2006004337 | 391.3333 | 381.3333
47 | 2006004337 | 392.6667 | 382.6667
48 | 2006004337 | 394 | 384
49 | 2006004337 | 393.3333 | 383.3333
50 | 2006004337 | 392.6667 | 382.6667
51 | 2006004337 | 392 | 382
52 | 2006004337 | 387.6667 | 377.6667
53 | 2006004337 | 383.3333 | 373.3333
54 | 2006004337 | 379 | 369
55 | 2006004337 | 372.3333 | 362.3333
56 | 2006004337 | 365.6667 | 355.6667
57 | 2006004337 | 359 | 349
58 | 2006004337 | 353.6667 | 343.6667
59 | 2006004337 | 348.3333 | 338.3333
60 | 2006004337 | 343 | 333
61 | 2006004337 | 338.3333 | 328.3333
62 | 2006004337 | 333.6667 | 323.6667
63 | 2006004337 | 329 | 319
64 | 2006004337 | 326 | 316
65 | 2006004337 | 323 | 313
66 | 2006004337 | 320 | 310
67 | 2006004337 | 318.3333 | 308.3333
68 | 2006004337 | 316.6667 | 306.6667
69 | 2006004337 | 315 | 305
70 | 2006004337 | 315.3333 | 305.3333
71 | 2006004337 | 315.6667 | 305.6667
72 | 2006004337 | 316 | 306
73 | 2006004337 | 316.3333 | 306.3333
74 | 2006004337 | 316.6667 | 306.6667
75 | 2006004337 | 317 | 307
76 | 2006004337 | 316.3333 | 306.3333
77 | 2006004337 | 315.6667 | 305.6667
78 | 2006004337 | 315 | 305
79 | 2006004337 | 314.6667 | 304.6667
80 | 2006004337 | 314.3333 | 304.3333
81 | 2006004337 | 314 | 304
82 | 2006004337 | 316.3333 | 306.3333
83 | 2006004337 | 318.6667 | 308.6667
84 | 2006004337 | 321 | 311
85 | 2006004337 | 323.3333 | 313.3333
86 | 2006004337 | 325.6667 | 315.6667
87 | 2006004337 | 328 | 318
88 | 2006004337 | 328.3333 | 318.3333
89 | 2006004337 | 328.6667 | 318.6667
90 | 2006004337 | 329 | 339
91 | 2006004337 | 329 | 339
92 | 2006004337 | 329 | 339
93 | 2006004337 | 329 | 339
94 | 2006004337 | 328.6667 | 338.6667
95 | 2006004337 | 328.3333 | 338.3333
96 | 2006004337 | 328 | 338
97 | 2006004337 | 327.6667 | 337.6667
98 | 2006004337 | 327.3333 | 337.3333
99 | 2006004337 | 327 | 337
100 | 2006004337 | 328.6667 | 338.6667
101 | 2006004337 | 330.3333 | 340.3333
102 | 2006004337 | 332 | 342
103 | 2006004337 | 334.3333 | 344.3333
104 | 2006004337 | 336.6667 | 346.6667
105 | 2006004337 | 339 | 349
106 | 2006004337 | 339.3333 | 349.3333
107 | 2006004337 | 339.6667 | 349.6667
108 | 2006004337 | 340 | 350
109 | 2006004337 | 342.3333 | 352.3333
110 | 2006004337 | 344.6667 | 354.6667
111 | 2006004337 | 347 | 357
112 | 2006004337 | 349.6667 | 359.6667
113 | 2006004337 | 352.3333 | 362.3333
114 | 2006004337 | 355 | 365
115 | 2006004337 | 360.3333 | 370.3333
116 | 2006004337 | 365.6667 | 375.6667
117 | 2006004337 | 371 | 381
118 | 2006004337 | 373.6667 | 383.6667
119 | 2006004337 | 376.3333 | 386.3333
120 | 2006004337 | 379 | 389
121 | 2006004337 | 383.3333 | 393.3333
122 | 2006004337 | 387.6667 | 377.6667
123 | 2006004337 | 392 | 382
124 | 2006004337 | 395.3333 | 385.3333
125 | 2006004337 | 398.6667 | 388.6667
126 | 2006004337 | 402 | 392
127 | 2006004337 | 404.3333 | 394.3333
128 | 2006004337 | 406.6667 | 396.6667
129 | 2006004337 | 409 | 399
130 | 2006004337 | 409 | 399
131 | 2006004337 | 409 | 399
132 | 2006004337 | 409 | 399
133 | 2006004337 | 408.3333 | 398.3333
134 | 2006004337 | 407.6667 | 397.6667
135 | 2006004337 | 407 | 397
136 | 2006004337 | 407 | 397
137 | 2006004337 | 407 | 397
138 | 2006004337 | 407 | 397
139 | 2006004337 | 407 | 397
140 | 2006004337 | 407 | 397
141 | 2006004337 | 407 | 397
142 | 2006004337 | 406 | 396
143 | 2006004337 | 405 | 395
0 | 2006008638 | 343 | 333
1 | 2006008638 | 344 | 334
2 | 2006008638 | 345 | 335
3 | 2006008638 | 346 | 336
4 | 2006008638 | 348 | 338
5 | 2006008638 | 350 | 340
6 | 2006008638 | 352 | 342
7 | 2006008638 | 353 | 343
8 | 2006008638 | 354 | 344
9 | 2006008638 | 355 | 345
10 | 2006008638 | 356.6667 | 346.6667
11 | 2006008638 | 358.3333 | 348.3333
12 | 2006008638 | 360 | 350
13 | 2006008638 | 363.6667 | 353.6667
14 | 2006008638 | 367.3333 | 357.3333
15 | 2006008638 | 371 | 361
16 | 2006008638 | 373.3333 | 363.3333
17 | 2006008638 | 375.6667 | 365.6667
18 | 2006008638 | 378 | 368
19 | 2006008638 | 378.6667 | 368.6667
20 | 2006008638 | 379.3333 | 369.3333
21 | 2006008638 | 380 | 370
22 | 2006008638 | 381.3333 | 371.3333
23 | 2006008638 | 382.6667 | 372.6667
24 | 2006008638 | 384 | 374
25 | 2006008638 | 385.3333 | 375.3333
26 | 2006008638 | 386.6667 | 376.6667
27 | 2006008638 | 388 | 378
28 | 2006008638 | 387 | 377
29 | 2006008638 | 386 | 376
30 | 2006008638 | 385 | 375
31 | 2006008638 | 383 | 373
32 | 2006008638 | 381 | 371
33 | 2006008638 | 379 | 369
34 | 2006008638 | 378.3333 | 368.3333
35 | 2006008638 | 377.6667 | 367.6667
36 | 2006008638 | 377 | 367
37 | 2006008638 | 377.3333 | 367.3333
38 | 2006008638 | 377.6667 | 367.6667
39 | 2006008638 | 378 | 368
40 | 2006008638 | 379.6667 | 369.6667
41 | 2006008638 | 381.3333 | 371.3333
42 | 2006008638 | 383 | 373
43 | 2006008638 | 385.3333 | 375.3333
44 | 2006008638 | 387.6667 | 377.6667
45 | 2006008638 | 390 | 380
46 | 2006008638 | 391.3333 | 381.3333
47 | 2006008638 | 392.6667 | 382.6667
48 | 2006008638 | 394 | 384
49 | 2006008638 | 393.3333 | 383.3333
50 | 2006008638 | 392.6667 | 382.6667
51 | 2006008638 | 392 | 382
52 | 2006008638 | 387.6667 | 377.6667
53 | 2006008638 | 383.3333 | 373.3333
54 | 2006008638 | 379 | 369
55 | 2006008638 | 372.3333 | 362.3333
56 | 2006008638 | 365.6667 | 355.6667
57 | 2006008638 | 359 | 349
58 | 2006008638 | 353.6667 | 343.6667
59 | 2006008638 | 348.3333 | 338.3333
60 | 2006008638 | 343 | 333
61 | 2006008638 | 338.3333 | 328.3333
62 | 2006008638 | 333.6667 | 323.6667
63 | 2006008638 | 329 | 319
64 | 2006008638 | 326 | 316
65 | 2006008638 | 323 | 313
66 | 2006008638 | 320 | 310
67 | 2006008638 | 318.3333 | 308.3333
68 | 2006008638 | 316.6667 | 306.6667
69 | 2006008638 | 315 | 305
70 | 2006008638 | 315.3333 | 305.3333
71 | 2006008638 | 315.6667 | 305.6667
72 | 2006008638 | 316 | 306
73 | 2006008638 | 316.3333 | 306.3333
74 | 2006008638 | 316.6667 | 306.6667
75 | 2006008638 | 317 | 307
76 | 2006008638 | 316.3333 | 306.3333
77 | 2006008638 | 315.6667 | 305.6667
78 | 2006008638 | 315 | 305
79 | 2006008638 | 314.6667 | 304.6667
80 | 2006008638 | 314.3333 | 304.3333
81 | 2006008638 | 314 | 304
82 | 2006008638 | 316.3333 | 306.3333
83 | 2006008638 | 318.6667 | 308.6667
84 | 2006008638 | 321 | 311
85 | 2006008638 | 323.3333 | 313.3333
86 | 2006008638 | 325.6667 | 315.6667
87 | 2006008638 | 328 | 318
88 | 2006008638 | 328.3333 | 318.3333
89 | 2006008638 | 328.6667 | 318.6667
90 | 2006008638 | 329 | 339
91 | 2006008638 | 329 | 339
92 | 2006008638 | 329 | 339
93 | 2006008638 | 329 | 339
94 | 2006008638 | 328.6667 | 338.6667
95 | 2006008638 | 328.3333 | 338.3333
96 | 2006008638 | 328 | 338
97 | 2006008638 | 327.6667 | 337.6667
98 | 2006008638 | 327.3333 | 337.3333
99 | 2006008638 | 327 | 337
100 | 2006008638 | 328.6667 | 338.6667
101 | 2006008638 | 330.3333 | 340.3333
102 | 2006008638 | 332 | 342
103 | 2006008638 | 334.3333 | 344.3333
104 | 2006008638 | 336.6667 | 346.6667
105 | 2006008638 | 339 | 349
106 | 2006008638 | 339.3333 | 349.3333
107 | 2006008638 | 339.6667 | 349.6667
108 | 2006008638 | 340 | 350
109 | 2006008638 | 342.3333 | 352.3333
110 | 2006008638 | 344.6667 | 354.6667
111 | 2006008638 | 347 | 357
112 | 2006008638 | 349.6667 | 359.6667
113 | 2006008638 | 352.3333 | 362.3333
114 | 2006008638 | 355 | 365
115 | 2006008638 | 360.3333 | 370.3333
116 | 2006008638 | 365.6667 | 375.6667
117 | 2006008638 | 371 | 381
118 | 2006008638 | 373.6667 | 383.6667
119 | 2006008638 | 376.3333 | 386.3333
120 | 2006008638 | 379 | 389
121 | 2006008638 | 383.3333 | 393.3333
122 | 2006008638 | 387.6667 | 377.6667
123 | 2006008638 | 392 | 382
124 | 2006008638 | 395.3333 | 385.3333
125 | 2006008638 | 398.6667 | 388.6667
126 | 2006008638 | 402 | 392
127 | 2006008638 | 404.3333 | 394.3333
128 | 2006008638 | 406.6667 | 396.6667
129 | 2006008638 | 409 | 399
130 | 2006008638 | 409 | 399
131 | 2006008638 | 409 | 399
132 | 2006008638 | 409 | 399
133 | 2006008638 | 408.3333 | 398.3333
134 | 2006008638 | 407.6667 | 397.6667
135 | 2006008638 | 407 | 397
136 | 2006008638 | 407 | 397
137 | 2006008638 | 407 | 397
138 | 2006008638 | 407 | 397
139 | 2006008638 | 407 | 397
140 | 2006008638 | 407 | 397
141 | 2006008638 | 407 | 397
142 | 2006008638 | 406 | 396
143 | 2006008638 | 405 | 395
0 | 2006005487 | 343 | 333
1 | 2006005487 | 344 | 334
2 | 2006005487 | 345 | 335
3 | 2006005487 | 346 | 336
4 | 2006005487 | 348 | 338
5 | 2006005487 | 350 | 340
6 | 2006005487 | 352 | 342
7 | 2006005487 | 353 | 343
8 | 2006005487 | 354 | 344
9 | 2006005487 | 355 | 345
10 | 2006005487 | 356.6667 | 346.6667
11 | 2006005487 | 358.3333 | 348.3333
12 | 2006005487 | 360 | 350
13 | 2006005487 | 363.6667 | 353.6667
14 | 2006005487 | 367.3333 | 357.3333
15 | 2006005487 | 371 | 361
16 | 2006005487 | 373.3333 | 363.3333
17 | 2006005487 | 375.6667 | 365.6667
18 | 2006005487 | 378 | 368
19 | 2006005487 | 378.6667 | 368.6667
20 | 2006005487 | 379.3333 | 369.3333
21 | 2006005487 | 380 | 370
22 | 2006005487 | 381.3333 | 371.3333
23 | 2006005487 | 382.6667 | 372.6667
24 | 2006005487 | 384 | 374
25 | 2006005487 | 385.3333 | 375.3333
26 | 2006005487 | 386.6667 | 376.6667
27 | 2006005487 | 388 | 378
28 | 2006005487 | 387 | 377
29 | 2006005487 | 386 | 376
30 | 2006005487 | 385 | 375
31 | 2006005487 | 383 | 373
32 | 2006005487 | 381 | 371
33 | 2006005487 | 379 | 369
34 | 2006005487 | 378.3333 | 368.3333
35 | 2006005487 | 377.6667 | 367.6667
36 | 2006005487 | 377 | 367
37 | 2006005487 | 377.3333 | 367.3333
38 | 2006005487 | 377.6667 | 367.6667
39 | 2006005487 | 378 | 368
40 | 2006005487 | 379.6667 | 369.6667
41 | 2006005487 | 381.3333 | 371.3333
42 | 2006005487 | 383 | 373
43 | 2006005487 | 385.3333 | 375.3333
44 | 2006005487 | 387.6667 | 377.6667
45 | 2006005487 | 390 | 380
46 | 2006005487 | 391.3333 | 381.3333
47 | 2006005487 | 392.6667 | 382.6667
48 | 2006005487 | 394 | 384
49 | 2006005487 | 393.3333 | 383.3333
50 | 2006005487 | 392.6667 | 382.6667
51 | 2006005487 | 392 | 382
52 | 2006005487 | 387.6667 | 377.6667
53 | 2006005487 | 383.3333 | 373.3333
54 | 2006005487 | 379 | 369
55 | 2006005487 | 372.3333 | 362.3333
56 | 2006005487 | 365.6667 | 355.6667
57 | 2006005487 | 359 | 349
58 | 2006005487 | 353.6667 | 343.6667
59 | 2006005487 | 348.3333 | 338.3333
60 | 2006005487 | 343 | 333
61 | 2006005487 | 338.3333 | 328.3333
62 | 2006005487 | 333.6667 | 323.6667
63 | 2006005487 | 329 | 319
64 | 2006005487 | 326 | 316
65 | 2006005487 | 323 | 313
66 | 2006005487 | 320 | 310
67 | 2006005487 | 318.3333 | 308.3333
68 | 2006005487 | 316.6667 | 306.6667
69 | 2006005487 | 315 | 305
70 | 2006005487 | 315.3333 | 305.3333
71 | 2006005487 | 315.6667 | 305.6667
72 | 2006005487 | 316 | 306
73 | 2006005487 | 316.3333 | 306.3333
74 | 2006005487 | 316.6667 | 306.6667
75 | 2006005487 | 317 | 307
76 | 2006005487 | 316.3333 | 306.3333
77 | 2006005487 | 315.6667 | 305.6667
78 | 2006005487 | 315 | 305
79 | 2006005487 | 314.6667 | 304.6667
80 | 2006005487 | 314.3333 | 304.3333
81 | 2006005487 | 314 | 304
82 | 2006005487 | 316.3333 | 306.3333
83 | 2006005487 | 318.6667 | 308.6667
84 | 2006005487 | 321 | 311
85 | 2006005487 | 323.3333 | 313.3333
86 | 2006005487 | 325.6667 | 315.6667
87 | 2006005487 | 328 | 318
88 | 2006005487 | 328.3333 | 318.3333
89 | 2006005487 | 328.6667 | 318.6667
90 | 2006005487 | 329 | 339
91 | 2006005487 | 329 | 339
92 | 2006005487 | 329 | 339
93 | 2006005487 | 329 | 339
94 | 2006005487 | 328.6667 | 338.6667
95 | 2006005487 | 328.3333 | 338.3333
96 | 2006005487 | 328 | 338
97 | 2006005487 | 327.6667 | 337.6667
98 | 2006005487 | 327.3333 | 337.3333
99 | 2006005487 | 327 | 337
100 | 2006005487 | 328.6667 | 338.6667
101 | 2006005487 | 330.3333 | 340.3333
102 | 2006005487 | 332 | 342
103 | 2006005487 | 334.3333 | 344.3333
104 | 2006005487 | 336.6667 | 346.6667
105 | 2006005487 | 339 | 349
106 | 2006005487 | 339.3333 | 349.3333
107 | 2006005487 | 339.6667 | 349.6667
108 | 2006005487 | 340 | 350
109 | 2006005487 | 342.3333 | 352.3333
110 | 2006005487 | 344.6667 | 354.6667
111 | 2006005487 | 347 | 357
112 | 2006005487 | 349.6667 | 359.6667
113 | 2006005487 | 352.3333 | 362.3333
114 | 2006005487 | 355 | 365
115 | 2006005487 | 360.3333 | 370.3333
116 | 2006005487 | 365.6667 | 375.6667
117 | 2006005487 | 371 | 381
118 | 2006005487 | 373.6667 | 383.6667
119 | 2006005487 | 376.3333 | 386.3333
120 | 2006005487 | 379 | 389
121 | 2006005487 | 383.3333 | 393.3333
122 | 2006005487 | 387.6667 | 377.6667
123 | 2006005487 | 392 | 382
124 | 2006005487 | 395.3333 | 385.3333
125 | 2006005487 | 398.6667 | 388.6667
126 | 2006005487 | 402 | 392
127 | 2006005487 | 404.3333 | 394.3333
128 | 2006005487 | 406.6667 | 396.6667
129 | 2006005487 | 409 | 399
130 | 2006005487 | 409 | 399
131 | 2006005487 | 409 | 399
132 | 2006005487 | 409 | 399
133 | 2006005487 | 408.3333 | 398.3333
134 | 2006005487 | 407.6667 | 397.6667
135 | 2006005487 | 407 | 397
136 | 2006005487 | 407 | 397
137 | 2006005487 | 407 | 397
138 | 2006005487 | 407 | 397
139 | 2006005487 | 407 | 397
140 | 2006005487 | 407 | 397
141 | 2006005487 | 407 | 397
142 | 2006005487 | 406 | 396
143 | 2006005487 | 405 | 395
0 | 2008006833 | 343 | 333
1 | 2008006833 | 344 | 334
2 | 2008006833 | 345 | 335
3 | 2008006833 | 346 | 336
4 | 2008006833 | 348 | 338
5 | 2008006833 | 350 | 340
6 | 2008006833 | 352 | 342
7 | 2008006833 | 353 | 343
8 | 2008006833 | 354 | 344
9 | 2008006833 | 355 | 345
10 | 2008006833 | 356.6667 | 346.6667
11 | 2008006833 | 358.3333 | 348.3333
12 | 2008006833 | 360 | 350
13 | 2008006833 | 363.6667 | 353.6667
14 | 2008006833 | 367.3333 | 357.3333
15 | 2008006833 | 371 | 361
16 | 2008006833 | 373.3333 | 363.3333
17 | 2008006833 | 375.6667 | 365.6667
18 | 2008006833 | 378 | 368
19 | 2008006833 | 378.6667 | 368.6667
20 | 2008006833 | 379.3333 | 369.3333
21 | 2008006833 | 380 | 370
22 | 2008006833 | 381.3333 | 371.3333
23 | 2008006833 | 382.6667 | 372.6667
24 | 2008006833 | 384 | 374
25 | 2008006833 | 385.3333 | 375.3333
26 | 2008006833 | 386.6667 | 376.6667
27 | 2008006833 | 388 | 378
28 | 2008006833 | 387 | 377
29 | 2008006833 | 386 | 376
30 | 2008006833 | 385 | 375
31 | 2008006833 | 383 | 373
32 | 2008006833 | 381 | 371
33 | 2008006833 | 379 | 369
34 | 2008006833 | 378.3333 | 368.3333
35 | 2008006833 | 377.6667 | 367.6667
36 | 2008006833 | 377 | 367
37 | 2008006833 | 377.3333 | 367.3333
38 | 2008006833 | 377.6667 | 367.6667
39 | 2008006833 | 378 | 368
40 | 2008006833 | 379.6667 | 369.6667
41 | 2008006833 | 381.3333 | 371.3333
42 | 2008006833 | 383 | 373
43 | 2008006833 | 385.3333 | 375.3333
44 | 2008006833 | 387.6667 | 377.6667
45 | 2008006833 | 390 | 380
46 | 2008006833 | 391.3333 | 381.3333
47 | 2008006833 | 392.6667 | 382.6667
48 | 2008006833 | 394 | 384
49 | 2008006833 | 393.3333 | 383.3333
50 | 2008006833 | 392.6667 | 382.6667
51 | 2008006833 | 392 | 382
52 | 2008006833 | 387.6667 | 377.6667
53 | 2008006833 | 383.3333 | 373.3333
54 | 2008006833 | 379 | 369
55 | 2008006833 | 372.3333 | 362.3333
56 | 2008006833 | 365.6667 | 355.6667
57 | 2008006833 | 359 | 349
58 | 2008006833 | 353.6667 | 343.6667
59 | 2008006833 | 348.3333 | 338.3333
60 | 2008006833 | 343 | 333
61 | 2008006833 | 338.3333 | 328.3333
62 | 2008006833 | 333.6667 | 323.6667
63 | 2008006833 | 329 | 319
64 | 2008006833 | 326 | 316
65 | 2008006833 | 323 | 313
66 | 2008006833 | 320 | 310
67 | 2008006833 | 318.3333 | 308.3333
68 | 2008006833 | 316.6667 | 306.6667
69 | 2008006833 | 315 | 305
70 | 2008006833 | 315.3333 | 305.3333
71 | 2008006833 | 315.6667 | 305.6667
72 | 2008006833 | 316 | 306
73 | 2008006833 | 316.3333 | 306.3333
74 | 2008006833 | 316.6667 | 306.6667
75 | 2008006833 | 317 | 307
76 | 2008006833 | 316.3333 | 306.3333
77 | 2008006833 | 315.6667 | 305.6667
78 | 2008006833 | 315 | 305
79 | 2008006833 | 314.6667 | 304.6667
80 | 2008006833 | 314.3333 | 304.3333
81 | 2008006833 | 314 | 304
82 | 2008006833 | 316.3333 | 306.3333
83 | 2008006833 | 318.6667 | 308.6667
84 | 2008006833 | 321 | 311
85 | 2008006833 | 323.3333 | 313.3333
86 | 2008006833 | 325.6667 | 315.6667
87 | 2008006833 | 328 | 318
88 | 2008006833 | 328.3333 | 318.3333
89 | 2008006833 | 328.6667 | 318.6667
90 | 2008006833 | 329 | 339
91 | 2008006833 | 329 | 339
92 | 2008006833 | 329 | 339
93 | 2008006833 | 329 | 339
94 | 2008006833 | 328.6667 | 338.6667
95 | 2008006833 | 328.3333 | 338.3333
96 | 2008006833 | 328 | 338
97 | 2008006833 | 327.6667 | 337.6667
98 | 2008006833 | 327.3333 | 337.3333
99 | 2008006833 | 327 | 337
100 | 2008006833 | 328.6667 | 338.6667
101 | 2008006833 | 330.3333 | 340.3333
102 | 2008006833 | 332 | 342
103 | 2008006833 | 334.3333 | 344.3333
104 | 2008006833 | 336.6667 | 346.6667
105 | 2008006833 | 339 | 349
106 | 2008006833 | 339.3333 | 349.3333
107 | 2008006833 | 339.6667 | 349.6667
108 | 2008006833 | 340 | 350
109 | 2008006833 | 342.3333 | 352.3333
110 | 2008006833 | 344.6667 | 354.6667
111 | 2008006833 | 347 | 357
112 | 2008006833 | 349.6667 | 359.6667
113 | 2008006833 | 352.3333 | 362.3333
114 | 2008006833 | 355 | 365
115 | 2008006833 | 360.3333 | 370.3333
116 | 2008006833 | 365.6667 | 375.6667
117 | 2008006833 | 371 | 381
118 | 2008006833 | 373.6667 | 383.6667
119 | 2008006833 | 376.3333 | 386.3333
120 | 2008006833 | 379 | 389
121 | 2008006833 | 383.3333 | 393.3333
122 | 2008006833 | 387.6667 | 377.6667
123 | 2008006833 | 392 | 382
124 | 2008006833 | 395.3333 | 385.3333
125 | 2008006833 | 398.6667 | 388.6667
126 | 2008006833 | 402 | 392
127 | 2008006833 | 404.3333 | 394.3333
128 | 2008006833 | 406.6667 | 396.6667
129 | 2008006833 | 409 | 399
130 | 2008006833 | 409 | 399
131 | 2008006833 | 409 | 399
132 | 2008006833 | 409 | 399
133 | 2008006833 | 408.3333 | 398.3333
134 | 2008006833 | 407.6667 | 397.6667
135 | 2008006833 | 407 | 397
136 | 2008006833 | 407 | 397
137 | 2008006833 | 407 | 397
138 | 2008006833 | 407 | 397
139 | 2008006833 | 407 | 397
140 | 2008006833 | 407 | 397
141 | 2008006833 | 407 | 397
142 | 2008006833 | 406 | 396
143 | 2008006833 | 405 | 395
0 | 2010002633 | 343 | 333
1 | 2010002633 | 344 | 334
2 | 2010002633 | 345 | 335
3 | 2010002633 | 346 | 336
4 | 2010002633 | 348 | 338
5 | 2010002633 | 350 | 340
6 | 2010002633 | 352 | 342
7 | 2010002633 | 353 | 343
8 | 2010002633 | 354 | 344
9 | 2010002633 | 355 | 345
10 | 2010002633 | 356.6667 | 346.6667
11 | 2010002633 | 358.3333 | 348.3333
12 | 2010002633 | 360 | 350
13 | 2010002633 | 363.6667 | 353.6667
14 | 2010002633 | 367.3333 | 357.3333
15 | 2010002633 | 371 | 361
16 | 2010002633 | 373.3333 | 363.3333
17 | 2010002633 | 375.6667 | 365.6667
18 | 2010002633 | 378 | 368
19 | 2010002633 | 378.6667 | 368.6667
20 | 2010002633 | 379.3333 | 369.3333
21 | 2010002633 | 380 | 370
22 | 2010002633 | 381.3333 | 371.3333
23 | 2010002633 | 382.6667 | 372.6667
24 | 2010002633 | 384 | 374
25 | 2010002633 | 385.3333 | 375.3333
26 | 2010002633 | 386.6667 | 376.6667
27 | 2010002633 | 388 | 378
28 | 2010002633 | 387 | 377
29 | 2010002633 | 386 | 376
30 | 2010002633 | 385 | 375
31 | 2010002633 | 383 | 373
32 | 2010002633 | 381 | 371
33 | 2010002633 | 379 | 369
34 | 2010002633 | 378.3333 | 368.3333
35 | 2010002633 | 377.6667 | 367.6667
36 | 2010002633 | 377 | 367
37 | 2010002633 | 377.3333 | 367.3333
38 | 2010002633 | 377.6667 | 367.6667
39 | 2010002633 | 378 | 368
40 | 2010002633 | 379.6667 | 369.6667
41 | 2010002633 | 381.3333 | 371.3333
42 | 2010002633 | 383 | 373
43 | 2010002633 | 385.3333 | 375.3333
44 | 2010002633 | 387.6667 | 377.6667
45 | 2010002633 | 390 | 380
46 | 2010002633 | 391.3333 | 381.3333
47 | 2010002633 | 392.6667 | 382.6667
48 | 2010002633 | 394 | 384
49 | 2010002633 | 393.3333 | 383.3333
50 | 2010002633 | 392.6667 | 382.6667
51 | 2010002633 | 392 | 382
52 | 2010002633 | 387.6667 | 377.6667
53 | 2010002633 | 383.3333 | 373.3333
54 | 2010002633 | 379 | 369
55 | 2010002633 | 372.3333 | 362.3333
56 | 2010002633 | 365.6667 | 355.6667
57 | 2010002633 | 359 | 349
58 | 2010002633 | 353.6667 | 343.6667
59 | 2010002633 | 348.3333 | 338.3333
60 | 2010002633 | 343 | 333
61 | 2010002633 | 338.3333 | 328.3333
62 | 2010002633 | 333.6667 | 323.6667
63 | 2010002633 | 329 | 319
64 | 2010002633 | 326 | 316
65 | 2010002633 | 323 | 313
66 | 2010002633 | 320 | 310
67 | 2010002633 | 318.3333 | 308.3333
68 | 2010002633 | 316.6667 | 306.6667
69 | 2010002633 | 315 | 305
70 | 2010002633 | 315.3333 | 305.3333
71 | 2010002633 | 315.6667 | 305.6667
72 | 2010002633 | 316 | 306
73 | 2010002633 | 316.3333 | 306.3333
74 | 2010002633 | 316.6667 | 306.6667
75 | 2010002633 | 317 | 307
76 | 2010002633 | 316.3333 | 306.3333
77 | 2010002633 | 315.6667 | 305.6667
78 | 2010002633 | 315 | 305
79 | 2010002633 | 314.6667 | 304.6667
80 | 2010002633 | 314.3333 | 304.3333
81 | 2010002633 | 314 | 304
82 | 2010002633 | 316.3333 | 306.3333
83 | 2010002633 | 318.6667 | 308.6667
84 | 2010002633 | 321 | 311
85 | 2010002633 | 323.3333 | 313.3333
86 | 2010002633 | 325.6667 | 315.6667
87 | 2010002633 | 328 | 318
88 | 2010002633 | 328.3333 | 318.3333
89 | 2010002633 | 328.6667 | 318.6667
90 | 2010002633 | 329 | 339
91 | 2010002633 | 329 | 339
92 | 2010002633 | 329 | 339
93 | 2010002633 | 329 | 339
94 | 2010002633 | 328.6667 | 338.6667
95 | 2010002633 | 328.3333 | 338.3333
96 | 2010002633 | 328 | 338
97 | 2010002633 | 327.6667 | 337.6667
98 | 2010002633 | 327.3333 | 337.3333
99 | 2010002633 | 327 | 337
100 | 2010002633 | 328.6667 | 338.6667
101 | 2010002633 | 330.3333 | 340.3333
102 | 2010002633 | 332 | 342
103 | 2010002633 | 334.3333 | 344.3333
104 | 2010002633 | 336.6667 | 346.6667
105 | 2010002633 | 339 | 349
106 | 2010002633 | 339.3333 | 349.3333
107 | 2010002633 | 339.6667 | 349.6667
108 | 2010002633 | 340 | 350
109 | 2010002633 | 342.3333 | 352.3333
110 | 2010002633 | 344.6667 | 354.6667
111 | 2010002633 | 347 | 357
112 | 2010002633 | 349.6667 | 359.6667
113 | 2010002633 | 352.3333 | 362.3333
114 | 2010002633 | 355 | 365
115 | 2010002633 | 360.3333 | 370.3333
116 | 2010002633 | 365.6667 | 375.6667
117 | 2010002633 | 371 | 381
118 | 2010002633 | 373.6667 | 383.6667
119 | 2010002633 | 376.3333 | 386.3333
120 | 2010002633 | 379 | 389
121 | 2010002633 | 383.3333 | 393.3333
122 | 2010002633 | 387.6667 | 377.6667
123 | 2010002633 | 392 | 382
124 | 2010002633 | 395.3333 | 385.3333
125 | 2010002633 | 398.6667 | 388.6667
126 | 2010002633 | 402 | 392
127 | 2010002633 | 404.3333 | 394.3333
128 | 2010002633 | 406.6667 | 396.6667
129 | 2010002633 | 409 | 399
130 | 2010002633 | 409 | 399
131 | 2010002633 | 409 | 399
132 | 2010002633 | 409 | 399
133 | 2010002633 | 408.3333 | 398.3333
134 | 2010002633 | 407.6667 | 397.6667
135 | 2010002633 | 407 | 397
136 | 2010002633 | 407 | 397
137 | 2010002633 | 407 | 397
138 | 2010002633 | 407 | 397
139 | 2010002633 | 407 | 397
140 | 2010002633 | 407 | 397
141 | 2010002633 | 407 | 397
142 | 2010002633 | 406 | 396
143 | 2010002633 | 405 | 395
0 | 2013000342 | 343 | 333
1 | 2013000342 | 344 | 334
2 | 2013000342 | 345 | 335
3 | 2013000342 | 346 | 336
4 | 2013000342 | 348 | 338
5 | 2013000342 | 350 | 340
6 | 2013000342 | 352 | 342
7 | 2013000342 | 353 | 343
8 | 2013000342 | 354 | 344
9 | 2013000342 | 355 | 345
10 | 2013000342 | 356.6667 | 346.6667
11 | 2013000342 | 358.3333 | 348.3333
12 | 2013000342 | 360 | 350
13 | 2013000342 | 363.6667 | 353.6667
14 | 2013000342 | 367.3333 | 357.3333
15 | 2013000342 | 371 | 361
16 | 2013000342 | 373.3333 | 363.3333
17 | 2013000342 | 375.6667 | 365.6667
18 | 2013000342 | 378 | 368
19 | 2013000342 | 378.6667 | 368.6667
20 | 2013000342 | 379.3333 | 369.3333
21 | 2013000342 | 380 | 370
22 | 2013000342 | 381.3333 | 371.3333
23 | 2013000342 | 382.6667 | 372.6667
24 | 2013000342 | 384 | 374
25 | 2013000342 | 385.3333 | 375.3333
26 | 2013000342 | 386.6667 | 376.6667
27 | 2013000342 | 388 | 378
28 | 2013000342 | 387 | 377
29 | 2013000342 | 386 | 376
30 | 2013000342 | 385 | 375
31 | 2013000342 | 383 | 373
32 | 2013000342 | 381 | 371
33 | 2013000342 | 379 | 369
34 | 2013000342 | 378.3333 | 368.3333
35 | 2013000342 | 377.6667 | 367.6667
36 | 2013000342 | 377 | 367
37 | 2013000342 | 377.3333 | 367.3333
38 | 2013000342 | 377.6667 | 367.6667
39 | 2013000342 | 378 | 368
40 | 2013000342 | 379.6667 | 369.6667
41 | 2013000342 | 381.3333 | 371.3333
42 | 2013000342 | 383 | 373
43 | 2013000342 | 385.3333 | 375.3333
44 | 2013000342 | 387.6667 | 377.6667
45 | 2013000342 | 390 | 380
46 | 2013000342 | 391.3333 | 381.3333
47 | 2013000342 | 392.6667 | 382.6667
48 | 2013000342 | 394 | 384
49 | 2013000342 | 393.3333 | 383.3333
50 | 2013000342 | 392.6667 | 382.6667
51 | 2013000342 | 392 | 382
52 | 2013000342 | 387.6667 | 377.6667
53 | 2013000342 | 383.3333 | 373.3333
54 | 2013000342 | 379 | 369
55 | 2013000342 | 372.3333 | 362.3333
56 | 2013000342 | 365.6667 | 355.6667
57 | 2013000342 | 359 | 349
58 | 2013000342 | 353.6667 | 343.6667
59 | 2013000342 | 348.3333 | 338.3333
60 | 2013000342 | 343 | 333
61 | 2013000342 | 338.3333 | 328.3333
62 | 2013000342 | 333.6667 | 323.6667
63 | 2013000342 | 329 | 319
64 | 2013000342 | 326 | 316
65 | 2013000342 | 323 | 313
66 | 2013000342 | 320 | 310
67 | 2013000342 | 318.3333 | 308.3333
68 | 2013000342 | 316.6667 | 306.6667
69 | 2013000342 | 315 | 305
70 | 2013000342 | 315.3333 | 305.3333
71 | 2013000342 | 315.6667 | 305.6667
72 | 2013000342 | 316 | 306
73 | 2013000342 | 316.3333 | 306.3333
74 | 2013000342 | 316.6667 | 306.6667
75 | 2013000342 | 317 | 307
76 | 2013000342 | 316.3333 | 306.3333
77 | 2013000342 | 315.6667 | 305.6667
78 | 2013000342 | 315 | 305
79 | 2013000342 | 314.6667 | 304.6667
80 | 2013000342 | 314.3333 | 304.3333
81 | 2013000342 | 314 | 304
82 | 2013000342 | 316.3333 | 306.3333
83 | 2013000342 | 318.6667 | 308.6667
84 | 2013000342 | 321 | 311
85 | 2013000342 | 323.3333 | 313.3333
86 | 2013000342 | 325.6667 | 315.6667
87 | 2013000342 | 328 | 318
88 | 2013000342 | 328.3333 | 318.3333
89 | 2013000342 | 328.6667 | 318.6667
90 | 2013000342 | 329 | 339
91 | 2013000342 | 329 | 339
92 | 2013000342 | 329 | 339
93 | 2013000342 | 329 | 339
94 | 2013000342 | 328.6667 | 338.6667
95 | 2013000342 | 328.3333 | 338.3333
96 | 2013000342 | 328 | 338
97 | 2013000342 | 327.6667 | 337.6667
98 | 2013000342 | 327.3333 | 337.3333
99 | 2013000342 | 327 | 337
100 | 2013000342 | 328.6667 | 338.6667
101 | 2013000342 | 330.3333 | 340.3333
102 | 2013000342 | 332 | 342
103 | 2013000342 | 334.3333 | 344.3333
104 | 2013000342 | 336.6667 | 346.6667
105 | 2013000342 | 339 | 349
106 | 2013000342 | 339.3333 | 349.3333
107 | 2013000342 | 339.6667 | 349.6667
108 | 2013000342 | 340 | 350
109 | 2013000342 | 342.3333 | 352.3333
110 | 2013000342 | 344.6667 | 354.6667
111 | 2013000342 | 347 | 357
112 | 2013000342 | 349.6667 | 359.6667
113 | 2013000342 | 352.3333 | 362.3333
114 | 2013000342 | 355 | 365
115 | 2013000342 | 360.3333 | 370.3333
116 | 2013000342 | 365.6667 | 375.6667
117 | 2013000342 | 371 | 381
118 | 2013000342 | 373.6667 | 383.6667
119 | 2013000342 | 376.3333 | 386.3333
120 | 2013000342 | 379 | 389
121 | 2013000342 | 383.3333 | 393.3333
122 | 2013000342 | 387.6667 | 377.6667
123 | 2013000342 | 392 | 382
124 | 2013000342 | 395.3333 | 385.3333
125 | 2013000342 | 398.6667 | 388.6667
126 | 2013000342 | 402 | 392
127 | 2013000342 | 404.3333 | 394.3333
128 | 2013000342 | 406.6667 | 396.6667
129 | 2013000342 | 409 | 399
130 | 2013000342 | 409 | 399
131 | 2013000342 | 409 | 399
132 | 2013000342 | 409 | 399
133 | 2013000342 | 408.3333 | 398.3333
134 | 2013000342 | 407.6667 | 397.6667
135 | 2013000342 | 407 | 397
136 | 2013000342 | 407 | 397
137 | 2013000342 | 407 | 397
138 | 2013000342 | 407 | 397
139 | 2013000342 | 407 | 397
140 | 2013000342 | 407 | 397
141 | 2013000342 | 407 | 397
142 | 2013000342 | 406 | 396
143 | 2013000342 | 405 | 395
0 | 2015008531 | 343 | 333
1 | 2015008531 | 344 | 334
2 | 2015008531 | 345 | 335
3 | 2015008531 | 346 | 336
4 | 2015008531 | 348 | 338
5 | 2015008531 | 350 | 340
6 | 2015008531 | 352 | 342
7 | 2015008531 | 353 | 343
8 | 2015008531 | 354 | 344
9 | 2015008531 | 355 | 345
10 | 2015008531 | 356.6667 | 346.6667
11 | 2015008531 | 358.3333 | 348.3333
12 | 2015008531 | 360 | 350
13 | 2015008531 | 363.6667 | 353.6667
14 | 2015008531 | 367.3333 | 357.3333
15 | 2015008531 | 371 | 361
16 | 2015008531 | 373.3333 | 363.3333
17 | 2015008531 | 375.6667 | 365.6667
18 | 2015008531 | 378 | 368
19 | 2015008531 | 378.6667 | 368.6667
20 | 2015008531 | 379.3333 | 369.3333
21 | 2015008531 | 380 | 370
22 | 2015008531 | 381.3333 | 371.3333
23 | 2015008531 | 382.6667 | 372.6667
24 | 2015008531 | 384 | 374
25 | 2015008531 | 385.3333 | 375.3333
26 | 2015008531 | 386.6667 | 376.6667
27 | 2015008531 | 388 | 378
28 | 2015008531 | 387 | 377
29 | 2015008531 | 386 | 376
30 | 2015008531 | 385 | 375
31 | 2015008531 | 383 | 373
32 | 2015008531 | 381 | 371
33 | 2015008531 | 379 | 369
34 | 2015008531 | 378.3333 | 368.3333
35 | 2015008531 | 377.6667 | 367.6667
36 | 2015008531 | 377 | 367
37 | 2015008531 | 377.3333 | 367.3333
38 | 2015008531 | 377.6667 | 367.6667
39 | 2015008531 | 378 | 368
40 | 2015008531 | 379.6667 | 369.6667
41 | 2015008531 | 381.3333 | 371.3333
42 | 2015008531 | 383 | 373
43 | 2015008531 | 385.3333 | 375.3333
44 | 2015008531 | 387.6667 | 377.6667
45 | 2015008531 | 390 | 380
46 | 2015008531 | 391.3333 | 381.3333
47 | 2015008531 | 392.6667 | 382.6667
48 | 2015008531 | 394 | 384
49 | 2015008531 | 393.3333 | 383.3333
50 | 2015008531 | 392.6667 | 382.6667
51 | 2015008531 | 392 | 382
52 | 2015008531 | 387.6667 | 377.6667
53 | 2015008531 | 383.3333 | 373.3333
54 | 2015008531 | 379 | 369
55 | 2015008531 | 372.3333 | 362.3333
56 | 2015008531 | 365.6667 | 355.6667
57 | 2015008531 | 359 | 349
58 | 2015008531 | 353.6667 | 343.6667
59 | 2015008531 | 348.3333 | 338.3333
60 | 2015008531 | 343 | 333
61 | 2015008531 | 338.3333 | 328.3333
62 | 2015008531 | 333.6667 | 323.6667
63 | 2015008531 | 329 | 319
64 | 2015008531 | 326 | 316
65 | 2015008531 | 323 | 313
66 | 2015008531 | 320 | 310
67 | 2015008531 | 318.3333 | 308.3333
68 | 2015008531 | 316.6667 | 306.6667
69 | 2015008531 | 315 | 305
70 | 2015008531 | 315.3333 | 305.3333
71 | 2015008531 | 315.6667 | 305.6667
72 | 2015008531 | 316 | 306
73 | 2015008531 | 316.3333 | 306.3333
74 | 2015008531 | 316.6667 | 306.6667
75 | 2015008531 | 317 | 307
76 | 2015008531 | 316.3333 | 306.3333
77 | 2015008531 | 315.6667 | 305.6667
78 | 2015008531 | 315 | 305
79 | 2015008531 | 314.6667 | 304.6667
80 | 2015008531 | 314.3333 | 304.3333
81 | 2015008531 | 314 | 304
82 | 2015008531 | 316.3333 | 306.3333
83 | 2015008531 | 318.6667 | 308.6667
84 | 2015008531 | 321 | 311
85 | 2015008531 | 323.3333 | 313.3333
86 | 2015008531 | 325.6667 | 315.6667
87 | 2015008531 | 328 | 318
88 | 2015008531 | 328.3333 | 318.3333
89 | 2015008531 | 328.6667 | 318.6667
90 | 2015008531 | 329 | 339
91 | 2015008531 | 329 | 339
92 | 2015008531 | 329 | 339
93 | 2015008531 | 329 | 339
94 | 2015008531 | 328.6667 | 338.6667
95 | 2015008531 | 328.3333 | 338.3333
96 | 2015008531 | 328 | 338
97 | 2015008531 | 327.6667 | 337.6667
98 | 2015008531 | 327.3333 | 337.3333
99 | 2015008531 | 327 | 337
100 | 2015008531 | 328.6667 | 338.6667
101 | 2015008531 | 330.3333 | 340.3333
102 | 2015008531 | 332 | 342
103 | 2015008531 | 334.3333 | 344.3333
104 | 2015008531 | 336.6667 | 346.6667
105 | 2015008531 | 339 | 349
106 | 2015008531 | 339.3333 | 349.3333
107 | 2015008531 | 339.6667 | 349.6667
108 | 2015008531 | 340 | 350
109 | 2015008531 | 342.3333 | 352.3333
110 | 2015008531 | 344.6667 | 354.6667
111 | 2015008531 | 347 | 357
112 | 2015008531 | 349.6667 | 359.6667
113 | 2015008531 | 352.3333 | 362.3333
114 | 2015008531 | 355 | 365
115 | 2015008531 | 360.3333 | 370.3333
116 | 2015008531 | 365.6667 | 375.6667
117 | 2015008531 | 371 | 381
118 | 2015008531 | 373.6667 | 383.6667
119 | 2015008531 | 376.3333 | 386.3333
120 | 2015008531 | 379 | 389
121 | 2015008531 | 383.3333 | 393.3333
122 | 2015008531 | 387.6667 | 377.6667
123 | 2015008531 | 392 | 382
124 | 2015008531 | 395.3333 | 385.3333
125 | 2015008531 | 398.6667 | 388.6667
126 | 2015008531 | 402 | 392
127 | 2015008531 | 404.3333 | 394.3333
128 | 2015008531 | 406.6667 | 396.6667
129 | 2015008531 | 409 | 399
130 | 2015008531 | 409 | 399
131 | 2015008531 | 409 | 399
132 | 2015008531 | 409 | 399
133 | 2015008531 | 408.3333 | 398.3333
134 | 2015008531 | 407.6667 | 397.6667
135 | 2015008531 | 407 | 397
136 | 2015008531 | 407 | 397
137 | 2015008531 | 407 | 397
138 | 2015008531 | 407 | 397
139 | 2015008531 | 407 | 397
140 | 2015008531 | 407 | 397
141 | 2015008531 | 407 | 397
142 | 2015008531 | 406 | 396
143 | 2015008531 | 405 | 395
0 | 2002007251 | 343 | 333
1 | 2002007251 | 344 | 334
2 | 2002007251 | 345 | 335
3 | 2002007251 | 346 | 336
4 | 2002007251 | 348 | 338
5 | 2002007251 | 350 | 340
6 | 2002007251 | 352 | 342
7 | 2002007251 | 353 | 343
8 | 2002007251 | 354 | 344
9 | 2002007251 | 355 | 345
10 | 2002007251 | 356.6667 | 346.6667
11 | 2002007251 | 358.3333 | 348.3333
12 | 2002007251 | 360 | 350
13 | 2002007251 | 363.6667 | 353.6667
14 | 2002007251 | 367.3333 | 357.3333
15 | 2002007251 | 371 | 361
16 | 2002007251 | 373.3333 | 363.3333
17 | 2002007251 | 375.6667 | 365.6667
18 | 2002007251 | 378 | 368
19 | 2002007251 | 378.6667 | 368.6667
20 | 2002007251 | 379.3333 | 369.3333
21 | 2002007251 | 380 | 370
22 | 2002007251 | 381.3333 | 371.3333
23 | 2002007251 | 382.6667 | 372.6667
24 | 2002007251 | 384 | 374
25 | 2002007251 | 385.3333 | 375.3333
26 | 2002007251 | 386.6667 | 376.6667
27 | 2002007251 | 388 | 378
28 | 2002007251 | 387 | 377
29 | 2002007251 | 386 | 376
30 | 2002007251 | 385 | 375
31 | 2002007251 | 383 | 373
32 | 2002007251 | 381 | 371
33 | 2002007251 | 379 | 369
34 | 2002007251 | 378.3333 | 368.3333
35 | 2002007251 | 377.6667 | 367.6667
36 | 2002007251 | 377 | 367
37 | 2002007251 | 377.3333 | 367.3333
38 | 2002007251 | 377.6667 | 367.6667
39 | 2002007251 | 378 | 368
40 | 2002007251 | 379.6667 | 369.6667
41 | 2002007251 | 381.3333 | 371.3333
42 | 2002007251 | 383 | 373
43 | 2002007251 | 385.3333 | 375.3333
44 | 2002007251 | 387.6667 | 377.6667
45 | 2002007251 | 390 | 380
46 | 2002007251 | 391.3333 | 381.3333
47 | 2002007251 | 392.6667 | 382.6667
48 | 2002007251 | 394 | 384
49 | 2002007251 | 393.3333 | 383.3333
50 | 2002007251 | 392.6667 | 382.6667
51 | 2002007251 | 392 | 382
52 | 2002007251 | 387.6667 | 377.6667
53 | 2002007251 | 383.3333 | 373.3333
54 | 2002007251 | 379 | 369
55 | 2002007251 | 372.3333 | 362.3333
56 | 2002007251 | 365.6667 | 355.6667
57 | 2002007251 | 359 | 349
58 | 2002007251 | 353.6667 | 343.6667
59 | 2002007251 | 348.3333 | 338.3333
60 | 2002007251 | 343 | 333
61 | 2002007251 | 338.3333 | 328.3333
62 | 2002007251 | 333.6667 | 323.6667
63 | 2002007251 | 329 | 319
64 | 2002007251 | 326 | 316
65 | 2002007251 | 323 | 313
66 | 2002007251 | 320 | 310
67 | 2002007251 | 318.3333 | 308.3333
68 | 2002007251 | 316.6667 | 306.6667
69 | 2002007251 | 315 | 305
70 | 2002007251 | 315.3333 | 305.3333
71 | 2002007251 | 315.6667 | 305.6667
72 | 2002007251 | 316 | 306
73 | 2002007251 | 316.3333 | 306.3333
74 | 2002007251 | 316.6667 | 306.6667
75 | 2002007251 | 317 | 307
76 | 2002007251 | 316.3333 | 306.3333
77 | 2002007251 | 315.6667 | 305.6667
78 | 2002007251 | 315 | 305
79 | 2002007251 | 314.6667 | 304.6667
80 | 2002007251 | 314.3333 | 304.3333
81 | 2002007251 | 314 | 304
82 | 2002007251 | 316.3333 | 306.3333
83 | 2002007251 | 318.6667 | 308.6667
84 | 2002007251 | 321 | 311
85 | 2002007251 | 323.3333 | 313.3333
86 | 2002007251 | 325.6667 | 315.6667
87 | 2002007251 | 328 | 318
88 | 2002007251 | 328.3333 | 318.3333
89 | 2002007251 | 328.6667 | 318.6667
90 | 2002007251 | 329 | 339
91 | 2002007251 | 329 | 339
92 | 2002007251 | 329 | 339
93 | 2002007251 | 329 | 339
94 | 2002007251 | 328.6667 | 338.6667
95 | 2002007251 | 328.3333 | 338.3333
96 | 2002007251 | 328 | 338
97 | 2002007251 | 327.6667 | 337.6667
98 | 2002007251 | 327.3333 | 337.3333
99 | 2002007251 | 327 | 337
100 | 2002007251 | 328.6667 | 338.6667
101 | 2002007251 | 330.3333 | 340.3333
102 | 2002007251 | 332 | 342
103 | 2002007251 | 334.3333 | 344.3333
104 | 2002007251 | 336.6667 | 346.6667
105 | 2002007251 | 339 | 349
106 | 2002007251 | 339.3333 | 349.3333
107 | 2002007251 | 339.6667 | 349.6667
108 | 2002007251 | 340 | 350
109 | 2002007251 | 342.3333 | 352.3333
110 | 2002007251 | 344.6667 | 354.6667
111 | 2002007251 | 347 | 357
112 | 2002007251 | 349.6667 | 359.6667
113 | 2002007251 | 352.3333 | 362.3333
114 | 2002007251 | 355 | 365
115 | 2002007251 | 360.3333 | 370.3333
116 | 2002007251 | 365.6667 | 375.6667
117 | 2002007251 | 371 | 381
118 | 2002007251 | 373.6667 | 383.6667
119 | 2002007251 | 376.3333 | 386.3333
120 | 2002007251 | 379 | 389
121 | 2002007251 | 383.3333 | 393.3333
122 | 2002007251 | 387.6667 | 377.6667
123 | 2002007251 | 392 | 382
124 | 2002007251 | 395.3333 | 385.3333
125 | 2002007251 | 398.6667 | 388.6667
126 | 2002007251 | 402 | 392
127 | 2002007251 | 404.3333 | 394.3333
128 | 2002007251 | 406.6667 | 396.6667
129 | 2002007251 | 409 | 399
130 | 2002007251 | 409 | 399
131 | 2002007251 | 409 | 399
132 | 2002007251 | 409 | 399
133 | 2002007251 | 408.3333 | 398.3333
134 | 2002007251 | 407.6667 | 397.6667
135 | 2002007251 | 407 | 397
136 | 2002007251 | 407 | 397
137 | 2002007251 | 407 | 397
138 | 2002007251 | 407 | 397
139 | 2002007251 | 407 | 397
140 | 2002007251 | 407 | 397
141 | 2002007251 | 407 | 397
142 | 2002007251 | 406 | 396
143 | 2002007251 | 405 | 395
0 | 2008002192 | 343 | 333
1 | 2008002192 | 344 | 334
2 | 2008002192 | 345 | 335
3 | 2008002192 | 346 | 336
4 | 2008002192 | 348 | 338
5 | 2008002192 | 350 | 340
6 | 2008002192 | 352 | 342
7 | 2008002192 | 353 | 343
8 | 2008002192 | 354 | 344
9 | 2008002192 | 355 | 345
10 | 2008002192 | 356.6667 | 346.6667
11 | 2008002192 | 358.3333 | 348.3333
12 | 2008002192 | 360 | 350
13 | 2008002192 | 363.6667 | 353.6667
14 | 2008002192 | 367.3333 | 357.3333
15 | 2008002192 | 371 | 361
16 | 2008002192 | 373.3333 | 363.3333
17 | 2008002192 | 375.6667 | 365.6667
18 | 2008002192 | 378 | 368
19 | 2008002192 | 378.6667 | 368.6667
20 | 2008002192 | 379.3333 | 369.3333
21 | 2008002192 | 380 | 370
22 | 2008002192 | 381.3333 | 371.3333
23 | 2008002192 | 382.6667 | 372.6667
24 | 2008002192 | 384 | 374
25 | 2008002192 | 385.3333 | 375.3333
26 | 2008002192 | 386.6667 | 376.6667
27 | 2008002192 | 388 | 378
28 | 2008002192 | 387 | 377
29 | 2008002192 | 386 | 376
30 | 2008002192 | 385 | 375
31 | 2008002192 | 383 | 373
32 | 2008002192 | 381 | 371
33 | 2008002192 | 379 | 369
34 | 2008002192 | 378.3333 | 368.3333
35 | 2008002192 | 377.6667 | 367.6667
36 | 2008002192 | 377 | 367
37 | 2008002192 | 377.3333 | 367.3333
38 | 2008002192 | 377.6667 | 367.6667
39 | 2008002192 | 378 | 368
40 | 2008002192 | 379.6667 | 369.6667
41 | 2008002192 | 381.3333 | 371.3333
42 | 2008002192 | 383 | 373
43 | 2008002192 | 385.3333 | 375.3333
44 | 2008002192 | 387.6667 | 377.6667
45 | 2008002192 | 390 | 380
46 | 2008002192 | 391.3333 | 381.3333
47 | 2008002192 | 392.6667 | 382.6667
48 | 2008002192 | 394 | 384
49 | 2008002192 | 393.3333 | 383.3333
50 | 2008002192 | 392.6667 | 382.6667
51 | 2008002192 | 392 | 382
52 | 2008002192 | 387.6667 | 377.6667
53 | 2008002192 | 383.3333 | 373.3333
54 | 2008002192 | 379 | 369
55 | 2008002192 | 372.3333 | 362.3333
56 | 2008002192 | 365.6667 | 355.6667
57 | 2008002192 | 359 | 349
58 | 2008002192 | 353.6667 | 343.6667
59 | 2008002192 | 348.3333 | 338.3333
60 | 2008002192 | 343 | 333
61 | 2008002192 | 338.3333 | 328.3333
62 | 2008002192 | 333.6667 | 323.6667
63 | 2008002192 | 329 | 319
64 | 2008002192 | 326 | 316
65 | 2008002192 | 323 | 313
66 | 2008002192 | 320 | 310
67 | 2008002192 | 318.3333 | 308.3333
68 | 2008002192 | 316.6667 | 306.6667
69 | 2008002192 | 315 | 305
70 | 2008002192 | 315.3333 | 305.3333
71 | 2008002192 | 315.6667 | 305.6667
72 | 2008002192 | 316 | 306
73 | 2008002192 | 316.3333 | 306.3333
74 | 2008002192 | 316.6667 | 306.6667
75 | 2008002192 | 317 | 307
76 | 2008002192 | 316.3333 | 306.3333
77 | 2008002192 | 315.6667 | 305.6667
78 | 2008002192 | 315 | 305
79 | 2008002192 | 314.6667 | 304.6667
80 | 2008002192 | 314.3333 | 304.3333
81 | 2008002192 | 314 | 304
82 | 2008002192 | 316.3333 | 306.3333
83 | 2008002192 | 318.6667 | 308.6667
84 | 2008002192 | 321 | 311
85 | 2008002192 | 323.3333 | 313.3333
86 | 2008002192 | 325.6667 | 315.6667
87 | 2008002192 | 328 | 318
88 | 2008002192 | 328.3333 | 318.3333
89 | 2008002192 | 328.6667 | 318.6667
90 | 2008002192 | 329 | 339
91 | 2008002192 | 329 | 339
92 | 2008002192 | 329 | 339
93 | 2008002192 | 329 | 339
94 | 2008002192 | 328.6667 | 338.6667
95 | 2008002192 | 328.3333 | 338.3333
96 | 2008002192 | 328 | 338
97 | 2008002192 | 327.6667 | 337.6667
98 | 2008002192 | 327.3333 | 337.3333
99 | 2008002192 | 327 | 337
100 | 2008002192 | 328.6667 | 338.6667
101 | 2008002192 | 330.3333 | 340.3333
102 | 2008002192 | 332 | 342
103 | 2008002192 | 334.3333 | 344.3333
104 | 2008002192 | 336.6667 | 346.6667
105 | 2008002192 | 339 | 349
106 | 2008002192 | 339.3333 | 349.3333
107 | 2008002192 | 339.6667 | 349.6667
108 | 2008002192 | 340 | 350
109 | 2008002192 | 342.3333 | 352.3333
110 | 2008002192 | 344.6667 | 354.6667
111 | 2008002192 | 347 | 357
112 | 2008002192 | 349.6667 | 359.6667
113 | 2008002192 | 352.3333 | 362.3333
114 | 2008002192 | 355 | 365
115 | 2008002192 | 360.3333 | 370.3333
116 | 2008002192 | 365.6667 | 375.6667
117 | 2008002192 | 371 | 381
118 | 2008002192 | 373.6667 | 383.6667
119 | 2008002192 | 376.3333 | 386.3333
120 | 2008002192 | 379 | 389
121 | 2008002192 | 383.3333 | 393.3333
122 | 2008002192 | 387.6667 | 377.6667
123 | 2008002192 | 392 | 382
124 | 2008002192 | 395.3333 | 385.3333
125 | 2008002192 | 398.6667 | 388.6667
126 | 2008002192 | 402 | 392
127 | 2008002192 | 404.3333 | 394.3333
128 | 2008002192 | 406.6667 | 396.6667
129 | 2008002192 | 409 | 399
130 | 2008002192 | 409 | 399
131 | 2008002192 | 409 | 399
132 | 2008002192 | 409 | 399
133 | 2008002192 | 408.3333 | 398.3333
134 | 2008002192 | 407.6667 | 397.6667
135 | 2008002192 | 407 | 397
136 | 2008002192 | 407 | 397
137 | 2008002192 | 407 | 397
138 | 2008002192 | 407 | 397
139 | 2008002192 | 407 | 397
140 | 2008002192 | 407 | 397
141 | 2008002192 | 407 | 397
142 | 2008002192 | 406 | 396
143 | 2008002192 | 405 | 395
0 | 2013007116 | 343 | 333
1 | 2013007116 | 344 | 334
2 | 2013007116 | 345 | 335
3 | 2013007116 | 346 | 336
4 | 2013007116 | 348 | 338
5 | 2013007116 | 350 | 340
6 | 2013007116 | 352 | 342
7 | 2013007116 | 353 | 343
8 | 2013007116 | 354 | 344
9 | 2013007116 | 355 | 345
10 | 2013007116 | 356.6667 | 346.6667
11 | 2013007116 | 358.3333 | 348.3333
12 | 2013007116 | 360 | 350
13 | 2013007116 | 363.6667 | 353.6667
14 | 2013007116 | 367.3333 | 357.3333
15 | 2013007116 | 371 | 361
16 | 2013007116 | 373.3333 | 363.3333
17 | 2013007116 | 375.6667 | 365.6667
18 | 2013007116 | 378 | 368
19 | 2013007116 | 378.6667 | 368.6667
20 | 2013007116 | 379.3333 | 369.3333
21 | 2013007116 | 380 | 370
22 | 2013007116 | 381.3333 | 371.3333
23 | 2013007116 | 382.6667 | 372.6667
24 | 2013007116 | 384 | 374
25 | 2013007116 | 385.3333 | 375.3333
26 | 2013007116 | 386.6667 | 376.6667
27 | 2013007116 | 388 | 378
28 | 2013007116 | 387 | 377
29 | 2013007116 | 386 | 376
30 | 2013007116 | 385 | 375
31 | 2013007116 | 383 | 373
32 | 2013007116 | 381 | 371
33 | 2013007116 | 379 | 369
34 | 2013007116 | 378.3333 | 368.3333
35 | 2013007116 | 377.6667 | 367.6667
36 | 2013007116 | 377 | 367
37 | 2013007116 | 377.3333 | 367.3333
38 | 2013007116 | 377.6667 | 367.6667
39 | 2013007116 | 378 | 368
40 | 2013007116 | 379.6667 | 369.6667
41 | 2013007116 | 381.3333 | 371.3333
42 | 2013007116 | 383 | 373
43 | 2013007116 | 385.3333 | 375.3333
44 | 2013007116 | 387.6667 | 377.6667
45 | 2013007116 | 390 | 380
46 | 2013007116 | 391.3333 | 381.3333
47 | 2013007116 | 392.6667 | 382.6667
48 | 2013007116 | 394 | 384
49 | 2013007116 | 393.3333 | 383.3333
50 | 2013007116 | 392.6667 | 382.6667
51 | 2013007116 | 392 | 382
52 | 2013007116 | 387.6667 | 377.6667
53 | 2013007116 | 383.3333 | 373.3333
54 | 2013007116 | 379 | 369
55 | 2013007116 | 372.3333 | 362.3333
56 | 2013007116 | 365.6667 | 355.6667
57 | 2013007116 | 359 | 349
58 | 2013007116 | 353.6667 | 343.6667
59 | 2013007116 | 348.3333 | 338.3333
60 | 2013007116 | 343 | 333
61 | 2013007116 | 338.3333 | 328.3333
62 | 2013007116 | 333.6667 | 323.6667
63 | 2013007116 | 329 | 319
64 | 2013007116 | 326 | 316
65 | 2013007116 | 323 | 313
66 | 2013007116 | 320 | 310
67 | 2013007116 | 318.3333 | 308.3333
68 | 2013007116 | 316.6667 | 306.6667
69 | 2013007116 | 315 | 305
70 | 2013007116 | 315.3333 | 305.3333
71 | 2013007116 | 315.6667 | 305.6667
72 | 2013007116 | 316 | 306
73 | 2013007116 | 316.3333 | 306.3333
74 | 2013007116 | 316.6667 | 306.6667
75 | 2013007116 | 317 | 307
76 | 2013007116 | 316.3333 | 306.3333
77 | 2013007116 | 315.6667 | 305.6667
78 | 2013007116 | 315 | 305
79 | 2013007116 | 314.6667 | 304.6667
80 | 2013007116 | 314.3333 | 304.3333
81 | 2013007116 | 314 | 304
82 | 2013007116 | 316.3333 | 306.3333
83 | 2013007116 | 318.6667 | 308.6667
84 | 2013007116 | 321 | 311
85 | 2013007116 | 323.3333 | 313.3333
86 | 2013007116 | 325.6667 | 315.6667
87 | 2013007116 | 328 | 318
88 | 2013007116 | 328.3333 | 318.3333
89 | 2013007116 | 328.6667 | 318.6667
90 | 2013007116 | 329 | 339
91 | 2013007116 | 329 | 339
92 | 2013007116 | 329 | 339
93 | 2013007116 | 329 | 339
94 | 2013007116 | 328.6667 | 338.6667
95 | 2013007116 | 328.3333 | 338.3333
96 | 2013007116 | 328 | 338
97 | 2013007116 | 327.6667 | 337.6667
98 | 2013007116 | 327.3333 | 337.3333
99 | 2013007116 | 327 | 337
100 | 2013007116 | 328.6667 | 338.6667
101 | 2013007116 | 330.3333 | 340.3333
102 | 2013007116 | 332 | 342
103 | 2013007116 | 334.3333 | 344.3333
104 | 2013007116 | 336.6667 | 346.6667
105 | 2013007116 | 339 | 349
106 | 2013007116 | 339.3333 | 349.3333
107 | 2013007116 | 339.6667 | 349.6667
108 | 2013007116 | 340 | 350
109 | 2013007116 | 342.3333 | 352.3333
110 | 2013007116 | 344.6667 | 354.6667
111 | 2013007116 | 347 | 357
112 | 2013007116 | 349.6667 | 359.6667
113 | 2013007116 | 352.3333 | 362.3333
114 | 2013007116 | 355 | 365
115 | 2013007116 | 360.3333 | 370.3333
116 | 2013007116 | 365.6667 | 375.6667
117 | 2013007116 | 371 | 381
118 | 2013007116 | 373.6667 | 383.6667
119 | 2013007116 | 376.3333 | 386.3333
120 | 2013007116 | 379 | 389
121 | 2013007116 | 383.3333 | 393.3333
122 | 2013007116 | 387.6667 | 377.6667
123 | 2013007116 | 392 | 382
124 | 2013007116 | 395.3333 | 385.3333
125 | 2013007116 | 398.6667 | 388.6667
126 | 2013007116 | 402 | 392
127 | 2013007116 | 404.3333 | 394.3333
128 | 2013007116 | 406.6667 | 396.6667
129 | 2013007116 | 409 | 399
130 | 2013007116 | 409 | 399
131 | 2013007116 | 409 | 399
132 | 2013007116 | 409 | 399
133 | 2013007116 | 408.3333 | 398.3333
134 | 2013007116 | 407.6667 | 397.6667
135 | 2013007116 | 407 | 397
136 | 2013007116 | 407 | 397
137 | 2013007116 | 407 | 397
138 | 2013007116 | 407 | 397
139 | 2013007116 | 407 | 397
140 | 2013007116 | 407 | 397
141 | 2013007116 | 407 | 397
142 | 2013007116 | 406 | 396
143 | 2013007116 | 405 | 395
0 | 2007002270 | 343 | 333
1 | 2007002270 | 344 | 334
2 | 2007002270 | 345 | 335
3 | 2007002270 | 346 | 336
4 | 2007002270 | 348 | 338
5 | 2007002270 | 350 | 340
6 | 2007002270 | 352 | 342
7 | 2007002270 | 353 | 343
8 | 2007002270 | 354 | 344
9 | 2007002270 | 355 | 345
10 | 2007002270 | 356.6667 | 346.6667
11 | 2007002270 | 358.3333 | 348.3333
12 | 2007002270 | 360 | 350
13 | 2007002270 | 363.6667 | 353.6667
14 | 2007002270 | 367.3333 | 357.3333
15 | 2007002270 | 371 | 361
16 | 2007002270 | 373.3333 | 363.3333
17 | 2007002270 | 375.6667 | 365.6667
18 | 2007002270 | 378 | 368
19 | 2007002270 | 378.6667 | 368.6667
20 | 2007002270 | 379.3333 | 369.3333
21 | 2007002270 | 380 | 370
22 | 2007002270 | 381.3333 | 371.3333
23 | 2007002270 | 382.6667 | 372.6667
24 | 2007002270 | 384 | 374
25 | 2007002270 | 385.3333 | 375.3333
26 | 2007002270 | 386.6667 | 376.6667
27 | 2007002270 | 388 | 378
28 | 2007002270 | 387 | 377
29 | 2007002270 | 386 | 376
30 | 2007002270 | 385 | 375
31 | 2007002270 | 383 | 373
32 | 2007002270 | 381 | 371
33 | 2007002270 | 379 | 369
34 | 2007002270 | 378.3333 | 368.3333
35 | 2007002270 | 377.6667 | 367.6667
36 | 2007002270 | 377 | 367
37 | 2007002270 | 377.3333 | 367.3333
38 | 2007002270 | 377.6667 | 367.6667
39 | 2007002270 | 378 | 368
40 | 2007002270 | 379.6667 | 369.6667
41 | 2007002270 | 381.3333 | 371.3333
42 | 2007002270 | 383 | 373
43 | 2007002270 | 385.3333 | 375.3333
44 | 2007002270 | 387.6667 | 377.6667
45 | 2007002270 | 390 | 380
46 | 2007002270 | 391.3333 | 381.3333
47 | 2007002270 | 392.6667 | 382.6667
48 | 2007002270 | 394 | 384
49 | 2007002270 | 393.3333 | 383.3333
50 | 2007002270 | 392.6667 | 382.6667
51 | 2007002270 | 392 | 382
52 | 2007002270 | 387.6667 | 377.6667
53 | 2007002270 | 383.3333 | 373.3333
54 | 2007002270 | 379 | 369
55 | 2007002270 | 372.3333 | 362.3333
56 | 2007002270 | 365.6667 | 355.6667
57 | 2007002270 | 359 | 349
58 | 2007002270 | 353.6667 | 343.6667
59 | 2007002270 | 348.3333 | 338.3333
60 | 2007002270 | 343 | 333
61 | 2007002270 | 338.3333 | 328.3333
62 | 2007002270 | 333.6667 | 323.6667
63 | 2007002270 | 329 | 319
64 | 2007002270 | 326 | 316
65 | 2007002270 | 323 | 313
66 | 2007002270 | 320 | 310
67 | 2007002270 | 318.3333 | 308.3333
68 | 2007002270 | 316.6667 | 306.6667
69 | 2007002270 | 315 | 305
70 | 2007002270 | 315.3333 | 305.3333
71 | 2007002270 | 315.6667 | 305.6667
72 | 2007002270 | 316 | 306
73 | 2007002270 | 316.3333 | 306.3333
74 | 2007002270 | 316.6667 | 306.6667
75 | 2007002270 | 317 | 307
76 | 2007002270 | 316.3333 | 306.3333
77 | 2007002270 | 315.6667 | 305.6667
78 | 2007002270 | 315 | 305
79 | 2007002270 | 314.6667 | 304.6667
80 | 2007002270 | 314.3333 | 304.3333
81 | 2007002270 | 314 | 304
82 | 2007002270 | 316.3333 | 306.3333
83 | 2007002270 | 318.6667 | 308.6667
84 | 2007002270 | 321 | 311
85 | 2007002270 | 323.3333 | 313.3333
86 | 2007002270 | 325.6667 | 315.6667
87 | 2007002270 | 328 | 318
88 | 2007002270 | 328.3333 | 318.3333
89 | 2007002270 | 328.6667 | 318.6667
90 | 2007002270 | 329 | 339
91 | 2007002270 | 329 | 339
92 | 2007002270 | 329 | 339
93 | 2007002270 | 329 | 339
94 | 2007002270 | 328.6667 | 338.6667
95 | 2007002270 | 328.3333 | 338.3333
96 | 2007002270 | 328 | 338
97 | 2007002270 | 327.6667 | 337.6667
98 | 2007002270 | 327.3333 | 337.3333
99 | 2007002270 | 327 | 337
100 | 2007002270 | 328.6667 | 338.6667
101 | 2007002270 | 330.3333 | 340.3333
102 | 2007002270 | 332 | 342
103 | 2007002270 | 334.3333 | 344.3333
104 | 2007002270 | 336.6667 | 346.6667
105 | 2007002270 | 339 | 349
106 | 2007002270 | 339.3333 | 349.3333
107 | 2007002270 | 339.6667 | 349.6667
108 | 2007002270 | 340 | 350
109 | 2007002270 | 342.3333 | 352.3333
110 | 2007002270 | 344.6667 | 354.6667
111 | 2007002270 | 347 | 357
112 | 2007002270 | 349.6667 | 359.6667
113 | 2007002270 | 352.3333 | 362.3333
114 | 2007002270 | 355 | 365
115 | 2007002270 | 360.3333 | 370.3333
116 | 2007002270 | 365.6667 | 375.6667
117 | 2007002270 | 371 | 381
118 | 2007002270 | 373.6667 | 383.6667
119 | 2007002270 | 376.3333 | 386.3333
120 | 2007002270 | 379 | 389
121 | 2007002270 | 383.3333 | 393.3333
122 | 2007002270 | 387.6667 | 377.6667
123 | 2007002270 | 392 | 382
124 | 2007002270 | 395.3333 | 385.3333
125 | 2007002270 | 398.6667 | 388.6667
126 | 2007002270 | 402 | 392
127 | 2007002270 | 404.3333 | 394.3333
128 | 2007002270 | 406.6667 | 396.6667
129 | 2007002270 | 409 | 399
130 | 2007002270 | 409 | 399
131 | 2007002270 | 409 | 399
132 | 2007002270 | 409 | 399
133 | 2007002270 | 408.3333 | 398.3333
134 | 2007002270 | 407.6667 | 397.6667
135 | 2007002270 | 407 | 397
136 | 2007002270 | 407 | 397
137 | 2007002270 | 407 | 397
138 | 2007002270 | 407 | 397
139 | 2007002270 | 407 | 397
140 | 2007002270 | 407 | 397
141 | 2007002270 | 407 | 397
142 | 2007002270 | 406 | 396
143 | 2007002270 | 405 | 395
0 | 2009005787 | 343 | 333
1 | 2009005787 | 344 | 334
2 | 2009005787 | 345 | 335
3 | 2009005787 | 346 | 336
4 | 2009005787 | 348 | 338
5 | 2009005787 | 350 | 340
6 | 2009005787 | 352 | 342
7 | 2009005787 | 353 | 343
8 | 2009005787 | 354 | 344
9 | 2009005787 | 355 | 345
10 | 2009005787 | 356.6667 | 346.6667
11 | 2009005787 | 358.3333 | 348.3333
12 | 2009005787 | 360 | 350
13 | 2009005787 | 363.6667 | 353.6667
14 | 2009005787 | 367.3333 | 357.3333
15 | 2009005787 | 371 | 361
16 | 2009005787 | 373.3333 | 363.3333
17 | 2009005787 | 375.6667 | 365.6667
18 | 2009005787 | 378 | 368
19 | 2009005787 | 378.6667 | 368.6667
20 | 2009005787 | 379.3333 | 369.3333
21 | 2009005787 | 380 | 370
22 | 2009005787 | 381.3333 | 371.3333
23 | 2009005787 | 382.6667 | 372.6667
24 | 2009005787 | 384 | 374
25 | 2009005787 | 385.3333 | 375.3333
26 | 2009005787 | 386.6667 | 376.6667
27 | 2009005787 | 388 | 378
28 | 2009005787 | 387 | 377
29 | 2009005787 | 386 | 376
30 | 2009005787 | 385 | 375
31 | 2009005787 | 383 | 373
32 | 2009005787 | 381 | 371
33 | 2009005787 | 379 | 369
34 | 2009005787 | 378.3333 | 368.3333
35 | 2009005787 | 377.6667 | 367.6667
36 | 2009005787 | 377 | 367
37 | 2009005787 | 377.3333 | 367.3333
38 | 2009005787 | 377.6667 | 367.6667
39 | 2009005787 | 378 | 368
40 | 2009005787 | 379.6667 | 369.6667
41 | 2009005787 | 381.3333 | 371.3333
42 | 2009005787 | 383 | 373
43 | 2009005787 | 385.3333 | 375.3333
44 | 2009005787 | 387.6667 | 377.6667
45 | 2009005787 | 390 | 380
46 | 2009005787 | 391.3333 | 381.3333
47 | 2009005787 | 392.6667 | 382.6667
48 | 2009005787 | 394 | 384
49 | 2009005787 | 393.3333 | 383.3333
50 | 2009005787 | 392.6667 | 382.6667
51 | 2009005787 | 392 | 382
52 | 2009005787 | 387.6667 | 377.6667
53 | 2009005787 | 383.3333 | 373.3333
54 | 2009005787 | 379 | 369
55 | 2009005787 | 372.3333 | 362.3333
56 | 2009005787 | 365.6667 | 355.6667
57 | 2009005787 | 359 | 349
58 | 2009005787 | 353.6667 | 343.6667
59 | 2009005787 | 348.3333 | 338.3333
60 | 2009005787 | 343 | 333
61 | 2009005787 | 338.3333 | 328.3333
62 | 2009005787 | 333.6667 | 323.6667
63 | 2009005787 | 329 | 319
64 | 2009005787 | 326 | 316
65 | 2009005787 | 323 | 313
66 | 2009005787 | 320 | 310
67 | 2009005787 | 318.3333 | 308.3333
68 | 2009005787 | 316.6667 | 306.6667
69 | 2009005787 | 315 | 305
70 | 2009005787 | 315.3333 | 305.3333
71 | 2009005787 | 315.6667 | 305.6667
72 | 2009005787 | 316 | 306
73 | 2009005787 | 316.3333 | 306.3333
74 | 2009005787 | 316.6667 | 306.6667
75 | 2009005787 | 317 | 307
76 | 2009005787 | 316.3333 | 306.3333
77 | 2009005787 | 315.6667 | 305.6667
78 | 2009005787 | 315 | 305
79 | 2009005787 | 314.6667 | 304.6667
80 | 2009005787 | 314.3333 | 304.3333
81 | 2009005787 | 314 | 304
82 | 2009005787 | 316.3333 | 306.3333
83 | 2009005787 | 318.6667 | 308.6667
84 | 2009005787 | 321 | 311
85 | 2009005787 | 323.3333 | 313.3333
86 | 2009005787 | 325.6667 | 315.6667
87 | 2009005787 | 328 | 318
88 | 2009005787 | 328.3333 | 318.3333
89 | 2009005787 | 328.6667 | 318.6667
90 | 2009005787 | 329 | 339
91 | 2009005787 | 329 | 339
92 | 2009005787 | 329 | 339
93 | 2009005787 | 329 | 339
94 | 2009005787 | 328.6667 | 338.6667
95 | 2009005787 | 328.3333 | 338.3333
96 | 2009005787 | 328 | 338
97 | 2009005787 | 327.6667 | 337.6667
98 | 2009005787 | 327.3333 | 337.3333
99 | 2009005787 | 327 | 337
100 | 2009005787 | 328.6667 | 338.6667
101 | 2009005787 | 330.3333 | 340.3333
102 | 2009005787 | 332 | 342
103 | 2009005787 | 334.3333 | 344.3333
104 | 2009005787 | 336.6667 | 346.6667
105 | 2009005787 | 339 | 349
106 | 2009005787 | 339.3333 | 349.3333
107 | 2009005787 | 339.6667 | 349.6667
108 | 2009005787 | 340 | 350
109 | 2009005787 | 342.3333 | 352.3333
110 | 2009005787 | 344.6667 | 354.6667
111 | 2009005787 | 347 | 357
112 | 2009005787 | 349.6667 | 359.6667
113 | 2009005787 | 352.3333 | 362.3333
114 | 2009005787 | 355 | 365
115 | 2009005787 | 360.3333 | 370.3333
116 | 2009005787 | 365.6667 | 375.6667
117 | 2009005787 | 371 | 381
118 | 2009005787 | 373.6667 | 383.6667
119 | 2009005787 | 376.3333 | 386.3333
120 | 2009005787 | 379 | 389
121 | 2009005787 | 383.3333 | 393.3333
122 | 2009005787 | 387.6667 | 377.6667
123 | 2009005787 | 392 | 382
124 | 2009005787 | 395.3333 | 385.3333
125 | 2009005787 | 398.6667 | 388.6667
126 | 2009005787 | 402 | 392
127 | 2009005787 | 404.3333 | 394.3333
128 | 2009005787 | 406.6667 | 396.6667
129 | 2009005787 | 409 | 399
130 | 2009005787 | 409 | 399
131 | 2009005787 | 409 | 399
132 | 2009005787 | 409 | 399
133 | 2009005787 | 408.3333 | 398.3333
134 | 2009005787 | 407.6667 | 397.6667
135 | 2009005787 | 407 | 397
136 | 2009005787 | 407 | 397
137 | 2009005787 | 407 | 397
138 | 2009005787 | 407 | 397
139 | 2009005787 | 407 | 397
140 | 2009005787 | 407 | 397
141 | 2009005787 | 407 | 397
142 | 2009005787 | 406 | 396
143 | 2009005787 | 405 | 395
0 | 2011009027 | 343 | 333
1 | 2011009027 | 344 | 334
2 | 2011009027 | 345 | 335
3 | 2011009027 | 346 | 336
4 | 2011009027 | 348 | 338
5 | 2011009027 | 350 | 340
6 | 2011009027 | 352 | 342
7 | 2011009027 | 353 | 343
8 | 2011009027 | 354 | 344
9 | 2011009027 | 355 | 345
10 | 2011009027 | 356.6667 | 346.6667
11 | 2011009027 | 358.3333 | 348.3333
12 | 2011009027 | 360 | 350
13 | 2011009027 | 363.6667 | 353.6667
14 | 2011009027 | 367.3333 | 357.3333
15 | 2011009027 | 371 | 361
16 | 2011009027 | 373.3333 | 363.3333
17 | 2011009027 | 375.6667 | 365.6667
18 | 2011009027 | 378 | 368
19 | 2011009027 | 378.6667 | 368.6667
20 | 2011009027 | 379.3333 | 369.3333
21 | 2011009027 | 380 | 370
22 | 2011009027 | 381.3333 | 371.3333
23 | 2011009027 | 382.6667 | 372.6667
24 | 2011009027 | 384 | 374
25 | 2011009027 | 385.3333 | 375.3333
26 | 2011009027 | 386.6667 | 376.6667
27 | 2011009027 | 388 | 378
28 | 2011009027 | 387 | 377
29 | 2011009027 | 386 | 376
30 | 2011009027 | 385 | 375
31 | 2011009027 | 383 | 373
32 | 2011009027 | 381 | 371
33 | 2011009027 | 379 | 369
34 | 2011009027 | 378.3333 | 368.3333
35 | 2011009027 | 377.6667 | 367.6667
36 | 2011009027 | 377 | 367
37 | 2011009027 | 377.3333 | 367.3333
38 | 2011009027 | 377.6667 | 367.6667
39 | 2011009027 | 378 | 368
40 | 2011009027 | 379.6667 | 369.6667
41 | 2011009027 | 381.3333 | 371.3333
42 | 2011009027 | 383 | 373
43 | 2011009027 | 385.3333 | 375.3333
44 | 2011009027 | 387.6667 | 377.6667
45 | 2011009027 | 390 | 380
46 | 2011009027 | 391.3333 | 381.3333
47 | 2011009027 | 392.6667 | 382.6667
48 | 2011009027 | 394 | 384
49 | 2011009027 | 393.3333 | 383.3333
50 | 2011009027 | 392.6667 | 382.6667
51 | 2011009027 | 392 | 382
52 | 2011009027 | 387.6667 | 377.6667
53 | 2011009027 | 383.3333 | 373.3333
54 | 2011009027 | 379 | 369
55 | 2011009027 | 372.3333 | 362.3333
56 | 2011009027 | 365.6667 | 355.6667
57 | 2011009027 | 359 | 349
58 | 2011009027 | 353.6667 | 343.6667
59 | 2011009027 | 348.3333 | 338.3333
60 | 2011009027 | 343 | 333
61 | 2011009027 | 338.3333 | 328.3333
62 | 2011009027 | 333.6667 | 323.6667
63 | 2011009027 | 329 | 319
64 | 2011009027 | 326 | 316
65 | 2011009027 | 323 | 313
66 | 2011009027 | 320 | 310
67 | 2011009027 | 318.3333 | 308.3333
68 | 2011009027 | 316.6667 | 306.6667
69 | 2011009027 | 315 | 305
70 | 2011009027 | 315.3333 | 305.3333
71 | 2011009027 | 315.6667 | 305.6667
72 | 2011009027 | 316 | 306
73 | 2011009027 | 316.3333 | 306.3333
74 | 2011009027 | 316.6667 | 306.6667
75 | 2011009027 | 317 | 307
76 | 2011009027 | 316.3333 | 306.3333
77 | 2011009027 | 315.6667 | 305.6667
78 | 2011009027 | 315 | 305
79 | 2011009027 | 314.6667 | 304.6667
80 | 2011009027 | 314.3333 | 304.3333
81 | 2011009027 | 314 | 304
82 | 2011009027 | 316.3333 | 306.3333
83 | 2011009027 | 318.6667 | 308.6667
84 | 2011009027 | 321 | 311
85 | 2011009027 | 323.3333 | 313.3333
86 | 2011009027 | 325.6667 | 315.6667
87 | 2011009027 | 328 | 318
88 | 2011009027 | 328.3333 | 318.3333
89 | 2011009027 | 328.6667 | 318.6667
90 | 2011009027 | 329 | 339
91 | 2011009027 | 329 | 339
92 | 2011009027 | 329 | 339
93 | 2011009027 | 329 | 339
94 | 2011009027 | 328.6667 | 338.6667
95 | 2011009027 | 328.3333 | 338.3333
96 | 2011009027 | 328 | 338
97 | 2011009027 | 327.6667 | 337.6667
98 | 2011009027 | 327.3333 | 337.3333
99 | 2011009027 | 327 | 337
100 | 2011009027 | 328.6667 | 338.6667
101 | 2011009027 | 330.3333 | 340.3333
102 | 2011009027 | 332 | 342
103 | 2011009027 | 334.3333 | 344.3333
104 | 2011009027 | 336.6667 | 346.6667
105 | 2011009027 | 339 | 349
106 | 2011009027 | 339.3333 | 349.3333
107 | 2011009027 | 339.6667 | 349.6667
108 | 2011009027 | 340 | 350
109 | 2011009027 | 342.3333 | 352.3333
110 | 2011009027 | 344.6667 | 354.6667
111 | 2011009027 | 347 | 357
112 | 2011009027 | 349.6667 | 359.6667
113 | 2011009027 | 352.3333 | 362.3333
114 | 2011009027 | 355 | 365
115 | 2011009027 | 360.3333 | 370.3333
116 | 2011009027 | 365.6667 | 375.6667
117 | 2011009027 | 371 | 381
118 | 2011009027 | 373.6667 | 383.6667
119 | 2011009027 | 376.3333 | 386.3333
120 | 2011009027 | 379 | 389
121 | 2011009027 | 383.3333 | 393.3333
122 | 2011009027 | 387.6667 | 377.6667
123 | 2011009027 | 392 | 382
124 | 2011009027 | 395.3333 | 385.3333
125 | 2011009027 | 398.6667 | 388.6667
126 | 2011009027 | 402 | 392
127 | 2011009027 | 404.3333 | 394.3333
128 | 2011009027 | 406.6667 | 396.6667
129 | 2011009027 | 409 | 399
130 | 2011009027 | 409 | 399
131 | 2011009027 | 409 | 399
132 | 2011009027 | 409 | 399
133 | 2011009027 | 408.3333 | 398.3333
134 | 2011009027 | 407.6667 | 397.6667
135 | 2011009027 | 407 | 397
136 | 2011009027 | 407 | 397
137 | 2011009027 | 407 | 397
138 | 2011009027 | 407 | 397
139 | 2011009027 | 407 | 397
140 | 2011009027 | 407 | 397
141 | 2011009027 | 407 | 397
142 | 2011009027 | 406 | 396
143 | 2011009027 | 405 | 395
0 | 2008000167 | 343 | 333
1 | 2008000167 | 344 | 334
2 | 2008000167 | 345 | 335
3 | 2008000167 | 346 | 336
4 | 2008000167 | 348 | 338
5 | 2008000167 | 350 | 340
6 | 2008000167 | 352 | 342
7 | 2008000167 | 353 | 343
8 | 2008000167 | 354 | 344
9 | 2008000167 | 355 | 345
10 | 2008000167 | 356.6667 | 346.6667
11 | 2008000167 | 358.3333 | 348.3333
12 | 2008000167 | 360 | 350
13 | 2008000167 | 363.6667 | 353.6667
14 | 2008000167 | 367.3333 | 357.3333
15 | 2008000167 | 371 | 361
16 | 2008000167 | 373.3333 | 363.3333
17 | 2008000167 | 375.6667 | 365.6667
18 | 2008000167 | 378 | 368
19 | 2008000167 | 378.6667 | 368.6667
20 | 2008000167 | 379.3333 | 369.3333
21 | 2008000167 | 380 | 370
22 | 2008000167 | 381.3333 | 371.3333
23 | 2008000167 | 382.6667 | 372.6667
24 | 2008000167 | 384 | 374
25 | 2008000167 | 385.3333 | 375.3333
26 | 2008000167 | 386.6667 | 376.6667
27 | 2008000167 | 388 | 378
28 | 2008000167 | 387 | 377
29 | 2008000167 | 386 | 376
30 | 2008000167 | 385 | 375
31 | 2008000167 | 383 | 373
32 | 2008000167 | 381 | 371
33 | 2008000167 | 379 | 369
34 | 2008000167 | 378.3333 | 368.3333
35 | 2008000167 | 377.6667 | 367.6667
36 | 2008000167 | 377 | 367
37 | 2008000167 | 377.3333 | 367.3333
38 | 2008000167 | 377.6667 | 367.6667
39 | 2008000167 | 378 | 368
40 | 2008000167 | 379.6667 | 369.6667
41 | 2008000167 | 381.3333 | 371.3333
42 | 2008000167 | 383 | 373
43 | 2008000167 | 385.3333 | 375.3333
44 | 2008000167 | 387.6667 | 377.6667
45 | 2008000167 | 390 | 380
46 | 2008000167 | 391.3333 | 381.3333
47 | 2008000167 | 392.6667 | 382.6667
48 | 2008000167 | 394 | 384
49 | 2008000167 | 393.3333 | 383.3333
50 | 2008000167 | 392.6667 | 382.6667
51 | 2008000167 | 392 | 382
52 | 2008000167 | 387.6667 | 377.6667
53 | 2008000167 | 383.3333 | 373.3333
54 | 2008000167 | 379 | 369
55 | 2008000167 | 372.3333 | 362.3333
56 | 2008000167 | 365.6667 | 355.6667
57 | 2008000167 | 359 | 349
58 | 2008000167 | 353.6667 | 343.6667
59 | 2008000167 | 348.3333 | 338.3333
60 | 2008000167 | 343 | 333
61 | 2008000167 | 338.3333 | 328.3333
62 | 2008000167 | 333.6667 | 323.6667
63 | 2008000167 | 329 | 319
64 | 2008000167 | 326 | 316
65 | 2008000167 | 323 | 313
66 | 2008000167 | 320 | 310
67 | 2008000167 | 318.3333 | 308.3333
68 | 2008000167 | 316.6667 | 306.6667
69 | 2008000167 | 315 | 305
70 | 2008000167 | 315.3333 | 305.3333
71 | 2008000167 | 315.6667 | 305.6667
72 | 2008000167 | 316 | 306
73 | 2008000167 | 316.3333 | 306.3333
74 | 2008000167 | 316.6667 | 306.6667
75 | 2008000167 | 317 | 307
76 | 2008000167 | 316.3333 | 306.3333
77 | 2008000167 | 315.6667 | 305.6667
78 | 2008000167 | 315 | 305
79 | 2008000167 | 314.6667 | 304.6667
80 | 2008000167 | 314.3333 | 304.3333
81 | 2008000167 | 314 | 304
82 | 2008000167 | 316.3333 | 306.3333
83 | 2008000167 | 318.6667 | 308.6667
84 | 2008000167 | 321 | 311
85 | 2008000167 | 323.3333 | 313.3333
86 | 2008000167 | 325.6667 | 315.6667
87 | 2008000167 | 328 | 318
88 | 2008000167 | 328.3333 | 318.3333
89 | 2008000167 | 328.6667 | 318.6667
90 | 2008000167 | 329 | 339
91 | 2008000167 | 329 | 339
92 | 2008000167 | 329 | 339
93 | 2008000167 | 329 | 339
94 | 2008000167 | 328.6667 | 338.6667
95 | 2008000167 | 328.3333 | 338.3333
96 | 2008000167 | 328 | 338
97 | 2008000167 | 327.6667 | 337.6667
98 | 2008000167 | 327.3333 | 337.3333
99 | 2008000167 | 327 | 337
100 | 2008000167 | 328.6667 | 338.6667
101 | 2008000167 | 330.3333 | 340.3333
102 | 2008000167 | 332 | 342
103 | 2008000167 | 334.3333 | 344.3333
104 | 2008000167 | 336.6667 | 346.6667
105 | 2008000167 | 339 | 349
106 | 2008000167 | 339.3333 | 349.3333
107 | 2008000167 | 339.6667 | 349.6667
108 | 2008000167 | 340 | 350
109 | 2008000167 | 342.3333 | 352.3333
110 | 2008000167 | 344.6667 | 354.6667
111 | 2008000167 | 347 | 357
112 | 2008000167 | 349.6667 | 359.6667
113 | 2008000167 | 352.3333 | 362.3333
114 | 2008000167 | 355 | 365
115 | 2008000167 | 360.3333 | 370.3333
116 | 2008000167 | 365.6667 | 375.6667
117 | 2008000167 | 371 | 381
118 | 2008000167 | 373.6667 | 383.6667
119 | 2008000167 | 376.3333 | 386.3333
120 | 2008000167 | 379 | 389
121 | 2008000167 | 383.3333 | 393.3333
122 | 2008000167 | 387.6667 | 377.6667
123 | 2008000167 | 392 | 382
124 | 2008000167 | 395.3333 | 385.3333
125 | 2008000167 | 398.6667 | 388.6667
126 | 2008000167 | 402 | 392
127 | 2008000167 | 404.3333 | 394.3333
128 | 2008000167 | 406.6667 | 396.6667
129 | 2008000167 | 409 | 399
130 | 2008000167 | 409 | 399
131 | 2008000167 | 409 | 399
132 | 2008000167 | 409 | 399
133 | 2008000167 | 408.3333 | 398.3333
134 | 2008000167 | 407.6667 | 397.6667
135 | 2008000167 | 407 | 397
136 | 2008000167 | 407 | 397
137 | 2008000167 | 407 | 397
138 | 2008000167 | 407 | 397
139 | 2008000167 | 407 | 397
140 | 2008000167 | 407 | 397
141 | 2008000167 | 407 | 397
142 | 2008000167 | 406 | 396
143 | 2008000167 | 405 | 395
0 | 2003005677 | 343 | 333
1 | 2003005677 | 344 | 334
2 | 2003005677 | 345 | 335
3 | 2003005677 | 346 | 336
4 | 2003005677 | 348 | 338
5 | 2003005677 | 350 | 340
6 | 2003005677 | 352 | 342
7 | 2003005677 | 353 | 343
8 | 2003005677 | 354 | 344
9 | 2003005677 | 355 | 345
10 | 2003005677 | 356.6667 | 346.6667
11 | 2003005677 | 358.3333 | 348.3333
12 | 2003005677 | 360 | 350
13 | 2003005677 | 363.6667 | 353.6667
14 | 2003005677 | 367.3333 | 357.3333
15 | 2003005677 | 371 | 361
16 | 2003005677 | 373.3333 | 363.3333
17 | 2003005677 | 375.6667 | 365.6667
18 | 2003005677 | 378 | 368
19 | 2003005677 | 378.6667 | 368.6667
20 | 2003005677 | 379.3333 | 369.3333
21 | 2003005677 | 380 | 370
22 | 2003005677 | 381.3333 | 371.3333
23 | 2003005677 | 382.6667 | 372.6667
24 | 2003005677 | 384 | 374
25 | 2003005677 | 385.3333 | 375.3333
26 | 2003005677 | 386.6667 | 376.6667
27 | 2003005677 | 388 | 378
28 | 2003005677 | 387 | 377
29 | 2003005677 | 386 | 376
30 | 2003005677 | 385 | 375
31 | 2003005677 | 383 | 373
32 | 2003005677 | 381 | 371
33 | 2003005677 | 379 | 369
34 | 2003005677 | 378.3333 | 368.3333
35 | 2003005677 | 377.6667 | 367.6667
36 | 2003005677 | 377 | 367
37 | 2003005677 | 377.3333 | 367.3333
38 | 2003005677 | 377.6667 | 367.6667
39 | 2003005677 | 378 | 368
40 | 2003005677 | 379.6667 | 369.6667
41 | 2003005677 | 381.3333 | 371.3333
42 | 2003005677 | 383 | 373
43 | 2003005677 | 385.3333 | 375.3333
44 | 2003005677 | 387.6667 | 377.6667
45 | 2003005677 | 390 | 380
46 | 2003005677 | 391.3333 | 381.3333
47 | 2003005677 | 392.6667 | 382.6667
48 | 2003005677 | 394 | 384
49 | 2003005677 | 393.3333 | 383.3333
50 | 2003005677 | 392.6667 | 382.6667
51 | 2003005677 | 392 | 382
52 | 2003005677 | 387.6667 | 377.6667
53 | 2003005677 | 383.3333 | 373.3333
54 | 2003005677 | 379 | 369
55 | 2003005677 | 372.3333 | 362.3333
56 | 2003005677 | 365.6667 | 355.6667
57 | 2003005677 | 359 | 349
58 | 2003005677 | 353.6667 | 343.6667
59 | 2003005677 | 348.3333 | 338.3333
60 | 2003005677 | 343 | 333
61 | 2003005677 | 338.3333 | 328.3333
62 | 2003005677 | 333.6667 | 323.6667
63 | 2003005677 | 329 | 319
64 | 2003005677 | 326 | 316
65 | 2003005677 | 323 | 313
66 | 2003005677 | 320 | 310
67 | 2003005677 | 318.3333 | 308.3333
68 | 2003005677 | 316.6667 | 306.6667
69 | 2003005677 | 315 | 305
70 | 2003005677 | 315.3333 | 305.3333
71 | 2003005677 | 315.6667 | 305.6667
72 | 2003005677 | 316 | 306
73 | 2003005677 | 316.3333 | 306.3333
74 | 2003005677 | 316.6667 | 306.6667
75 | 2003005677 | 317 | 307
76 | 2003005677 | 316.3333 | 306.3333
77 | 2003005677 | 315.6667 | 305.6667
78 | 2003005677 | 315 | 305
79 | 2003005677 | 314.6667 | 304.6667
80 | 2003005677 | 314.3333 | 304.3333
81 | 2003005677 | 314 | 304
82 | 2003005677 | 316.3333 | 306.3333
83 | 2003005677 | 318.6667 | 308.6667
84 | 2003005677 | 321 | 311
85 | 2003005677 | 323.3333 | 313.3333
86 | 2003005677 | 325.6667 | 315.6667
87 | 2003005677 | 328 | 318
88 | 2003005677 | 328.3333 | 318.3333
89 | 2003005677 | 328.6667 | 318.6667
90 | 2003005677 | 329 | 339
91 | 2003005677 | 329 | 339
92 | 2003005677 | 329 | 339
93 | 2003005677 | 329 | 339
94 | 2003005677 | 328.6667 | 338.6667
95 | 2003005677 | 328.3333 | 338.3333
96 | 2003005677 | 328 | 338
97 | 2003005677 | 327.6667 | 337.6667
98 | 2003005677 | 327.3333 | 337.3333
99 | 2003005677 | 327 | 337
100 | 2003005677 | 328.6667 | 338.6667
101 | 2003005677 | 330.3333 | 340.3333
102 | 2003005677 | 332 | 342
103 | 2003005677 | 334.3333 | 344.3333
104 | 2003005677 | 336.6667 | 346.6667
105 | 2003005677 | 339 | 349
106 | 2003005677 | 339.3333 | 349.3333
107 | 2003005677 | 339.6667 | 349.6667
108 | 2003005677 | 340 | 350
109 | 2003005677 | 342.3333 | 352.3333
110 | 2003005677 | 344.6667 | 354.6667
111 | 2003005677 | 347 | 357
112 | 2003005677 | 349.6667 | 359.6667
113 | 2003005677 | 352.3333 | 362.3333
114 | 2003005677 | 355 | 365
115 | 2003005677 | 360.3333 | 370.3333
116 | 2003005677 | 365.6667 | 375.6667
117 | 2003005677 | 371 | 381
118 | 2003005677 | 373.6667 | 383.6667
119 | 2003005677 | 376.3333 | 386.3333
120 | 2003005677 | 379 | 389
121 | 2003005677 | 383.3333 | 393.3333
122 | 2003005677 | 387.6667 | 377.6667
123 | 2003005677 | 392 | 382
124 | 2003005677 | 395.3333 | 385.3333
125 | 2003005677 | 398.6667 | 388.6667
126 | 2003005677 | 402 | 392
127 | 2003005677 | 404.3333 | 394.3333
128 | 2003005677 | 406.6667 | 396.6667
129 | 2003005677 | 409 | 399
130 | 2003005677 | 409 | 399
131 | 2003005677 | 409 | 399
132 | 2003005677 | 409 | 399
133 | 2003005677 | 408.3333 | 398.3333
134 | 2003005677 | 407.6667 | 397.6667
135 | 2003005677 | 407 | 397
136 | 2003005677 | 407 | 397
137 | 2003005677 | 407 | 397
138 | 2003005677 | 407 | 397
139 | 2003005677 | 407 | 397
140 | 2003005677 | 407 | 397
141 | 2003005677 | 407 | 397
142 | 2003005677 | 406 | 396
143 | 2003005677 | 405 | 395
0 | 2003002695 | 343 | 333
1 | 2003002695 | 344 | 334
2 | 2003002695 | 345 | 335
3 | 2003002695 | 346 | 336
4 | 2003002695 | 348 | 338
5 | 2003002695 | 350 | 340
6 | 2003002695 | 352 | 342
7 | 2003002695 | 353 | 343
8 | 2003002695 | 354 | 344
9 | 2003002695 | 355 | 345
10 | 2003002695 | 356.6667 | 346.6667
11 | 2003002695 | 358.3333 | 348.3333
12 | 2003002695 | 360 | 350
13 | 2003002695 | 363.6667 | 353.6667
14 | 2003002695 | 367.3333 | 357.3333
15 | 2003002695 | 371 | 361
16 | 2003002695 | 373.3333 | 363.3333
17 | 2003002695 | 375.6667 | 365.6667
18 | 2003002695 | 378 | 368
19 | 2003002695 | 378.6667 | 368.6667
20 | 2003002695 | 379.3333 | 369.3333
21 | 2003002695 | 380 | 370
22 | 2003002695 | 381.3333 | 371.3333
23 | 2003002695 | 382.6667 | 372.6667
24 | 2003002695 | 384 | 374
25 | 2003002695 | 385.3333 | 375.3333
26 | 2003002695 | 386.6667 | 376.6667
27 | 2003002695 | 388 | 378
28 | 2003002695 | 387 | 377
29 | 2003002695 | 386 | 376
30 | 2003002695 | 385 | 375
31 | 2003002695 | 383 | 373
32 | 2003002695 | 381 | 371
33 | 2003002695 | 379 | 369
34 | 2003002695 | 378.3333 | 368.3333
35 | 2003002695 | 377.6667 | 367.6667
36 | 2003002695 | 377 | 367
37 | 2003002695 | 377.3333 | 367.3333
38 | 2003002695 | 377.6667 | 367.6667
39 | 2003002695 | 378 | 368
40 | 2003002695 | 379.6667 | 369.6667
41 | 2003002695 | 381.3333 | 371.3333
42 | 2003002695 | 383 | 373
43 | 2003002695 | 385.3333 | 375.3333
44 | 2003002695 | 387.6667 | 377.6667
45 | 2003002695 | 390 | 380
46 | 2003002695 | 391.3333 | 381.3333
47 | 2003002695 | 392.6667 | 382.6667
48 | 2003002695 | 394 | 384
49 | 2003002695 | 393.3333 | 383.3333
50 | 2003002695 | 392.6667 | 382.6667
51 | 2003002695 | 392 | 382
52 | 2003002695 | 387.6667 | 377.6667
53 | 2003002695 | 383.3333 | 373.3333
54 | 2003002695 | 379 | 369
55 | 2003002695 | 372.3333 | 362.3333
56 | 2003002695 | 365.6667 | 355.6667
57 | 2003002695 | 359 | 349
58 | 2003002695 | 353.6667 | 343.6667
59 | 2003002695 | 348.3333 | 338.3333
60 | 2003002695 | 343 | 333
61 | 2003002695 | 338.3333 | 328.3333
62 | 2003002695 | 333.6667 | 323.6667
63 | 2003002695 | 329 | 319
64 | 2003002695 | 326 | 316
65 | 2003002695 | 323 | 313
66 | 2003002695 | 320 | 310
67 | 2003002695 | 318.3333 | 308.3333
68 | 2003002695 | 316.6667 | 306.6667
69 | 2003002695 | 315 | 305
70 | 2003002695 | 315.3333 | 305.3333
71 | 2003002695 | 315.6667 | 305.6667
72 | 2003002695 | 316 | 306
73 | 2003002695 | 316.3333 | 306.3333
74 | 2003002695 | 316.6667 | 306.6667
75 | 2003002695 | 317 | 307
76 | 2003002695 | 316.3333 | 306.3333
77 | 2003002695 | 315.6667 | 305.6667
78 | 2003002695 | 315 | 305
79 | 2003002695 | 314.6667 | 304.6667
80 | 2003002695 | 314.3333 | 304.3333
81 | 2003002695 | 314 | 304
82 | 2003002695 | 316.3333 | 306.3333
83 | 2003002695 | 318.6667 | 308.6667
84 | 2003002695 | 321 | 311
85 | 2003002695 | 323.3333 | 313.3333
86 | 2003002695 | 325.6667 | 315.6667
87 | 2003002695 | 328 | 318
88 | 2003002695 | 328.3333 | 318.3333
89 | 2003002695 | 328.6667 | 318.6667
90 | 2003002695 | 329 | 339
91 | 2003002695 | 329 | 339
92 | 2003002695 | 329 | 339
93 | 2003002695 | 329 | 339
94 | 2003002695 | 328.6667 | 338.6667
95 | 2003002695 | 328.3333 | 338.3333
96 | 2003002695 | 328 | 338
97 | 2003002695 | 327.6667 | 337.6667
98 | 2003002695 | 327.3333 | 337.3333
99 | 2003002695 | 327 | 337
100 | 2003002695 | 328.6667 | 338.6667
101 | 2003002695 | 330.3333 | 340.3333
102 | 2003002695 | 332 | 342
103 | 2003002695 | 334.3333 | 344.3333
104 | 2003002695 | 336.6667 | 346.6667
105 | 2003002695 | 339 | 349
106 | 2003002695 | 339.3333 | 349.3333
107 | 2003002695 | 339.6667 | 349.6667
108 | 2003002695 | 340 | 350
109 | 2003002695 | 342.3333 | 352.3333
110 | 2003002695 | 344.6667 | 354.6667
111 | 2003002695 | 347 | 357
112 | 2003002695 | 349.6667 | 359.6667
113 | 2003002695 | 352.3333 | 362.3333
114 | 2003002695 | 355 | 365
115 | 2003002695 | 360.3333 | 370.3333
116 | 2003002695 | 365.6667 | 375.6667
117 | 2003002695 | 371 | 381
118 | 2003002695 | 373.6667 | 383.6667
119 | 2003002695 | 376.3333 | 386.3333
120 | 2003002695 | 379 | 389
121 | 2003002695 | 383.3333 | 393.3333
122 | 2003002695 | 387.6667 | 377.6667
123 | 2003002695 | 392 | 382
124 | 2003002695 | 395.3333 | 385.3333
125 | 2003002695 | 398.6667 | 388.6667
126 | 2003002695 | 402 | 392
127 | 2003002695 | 404.3333 | 394.3333
128 | 2003002695 | 406.6667 | 396.6667
129 | 2003002695 | 409 | 399
130 | 2003002695 | 409 | 399
131 | 2003002695 | 409 | 399
132 | 2003002695 | 409 | 399
133 | 2003002695 | 408.3333 | 398.3333
134 | 2003002695 | 407.6667 | 397.6667
135 | 2003002695 | 407 | 397
136 | 2003002695 | 407 | 397
137 | 2003002695 | 407 | 397
138 | 2003002695 | 407 | 397
139 | 2003002695 | 407 | 397
140 | 2003002695 | 407 | 397
141 | 2003002695 | 407 | 397
142 | 2003002695 | 406 | 396
143 | 2003002695 | 405 | 395
0 | 2004002167 | 343 | 333
1 | 2004002167 | 344 | 334
2 | 2004002167 | 345 | 335
3 | 2004002167 | 346 | 336
4 | 2004002167 | 348 | 338
5 | 2004002167 | 350 | 340
6 | 2004002167 | 352 | 342
7 | 2004002167 | 353 | 343
8 | 2004002167 | 354 | 344
9 | 2004002167 | 355 | 345
10 | 2004002167 | 356.6667 | 346.6667
11 | 2004002167 | 358.3333 | 348.3333
12 | 2004002167 | 360 | 350
13 | 2004002167 | 363.6667 | 353.6667
14 | 2004002167 | 367.3333 | 357.3333
15 | 2004002167 | 371 | 361
16 | 2004002167 | 373.3333 | 363.3333
17 | 2004002167 | 375.6667 | 365.6667
18 | 2004002167 | 378 | 368
19 | 2004002167 | 378.6667 | 368.6667
20 | 2004002167 | 379.3333 | 369.3333
21 | 2004002167 | 380 | 370
22 | 2004002167 | 381.3333 | 371.3333
23 | 2004002167 | 382.6667 | 372.6667
24 | 2004002167 | 384 | 374
25 | 2004002167 | 385.3333 | 375.3333
26 | 2004002167 | 386.6667 | 376.6667
27 | 2004002167 | 388 | 378
28 | 2004002167 | 387 | 377
29 | 2004002167 | 386 | 376
30 | 2004002167 | 385 | 375
31 | 2004002167 | 383 | 373
32 | 2004002167 | 381 | 371
33 | 2004002167 | 379 | 369
34 | 2004002167 | 378.3333 | 368.3333
35 | 2004002167 | 377.6667 | 367.6667
36 | 2004002167 | 377 | 367
37 | 2004002167 | 377.3333 | 367.3333
38 | 2004002167 | 377.6667 | 367.6667
39 | 2004002167 | 378 | 368
40 | 2004002167 | 379.6667 | 369.6667
41 | 2004002167 | 381.3333 | 371.3333
42 | 2004002167 | 383 | 373
43 | 2004002167 | 385.3333 | 375.3333
44 | 2004002167 | 387.6667 | 377.6667
45 | 2004002167 | 390 | 380
46 | 2004002167 | 391.3333 | 381.3333
47 | 2004002167 | 392.6667 | 382.6667
48 | 2004002167 | 394 | 384
49 | 2004002167 | 393.3333 | 383.3333
50 | 2004002167 | 392.6667 | 382.6667
51 | 2004002167 | 392 | 382
52 | 2004002167 | 387.6667 | 377.6667
53 | 2004002167 | 383.3333 | 373.3333
54 | 2004002167 | 379 | 369
55 | 2004002167 | 372.3333 | 362.3333
56 | 2004002167 | 365.6667 | 355.6667
57 | 2004002167 | 359 | 349
58 | 2004002167 | 353.6667 | 343.6667
59 | 2004002167 | 348.3333 | 338.3333
60 | 2004002167 | 343 | 333
61 | 2004002167 | 338.3333 | 328.3333
62 | 2004002167 | 333.6667 | 323.6667
63 | 2004002167 | 329 | 319
64 | 2004002167 | 326 | 316
65 | 2004002167 | 323 | 313
66 | 2004002167 | 320 | 310
67 | 2004002167 | 318.3333 | 308.3333
68 | 2004002167 | 316.6667 | 306.6667
69 | 2004002167 | 315 | 305
70 | 2004002167 | 315.3333 | 305.3333
71 | 2004002167 | 315.6667 | 305.6667
72 | 2004002167 | 316 | 306
73 | 2004002167 | 316.3333 | 306.3333
74 | 2004002167 | 316.6667 | 306.6667
75 | 2004002167 | 317 | 307
76 | 2004002167 | 316.3333 | 306.3333
77 | 2004002167 | 315.6667 | 305.6667
78 | 2004002167 | 315 | 305
79 | 2004002167 | 314.6667 | 304.6667
80 | 2004002167 | 314.3333 | 304.3333
81 | 2004002167 | 314 | 304
82 | 2004002167 | 316.3333 | 306.3333
83 | 2004002167 | 318.6667 | 308.6667
84 | 2004002167 | 321 | 311
85 | 2004002167 | 323.3333 | 313.3333
86 | 2004002167 | 325.6667 | 315.6667
87 | 2004002167 | 328 | 318
88 | 2004002167 | 328.3333 | 318.3333
89 | 2004002167 | 328.6667 | 318.6667
90 | 2004002167 | 329 | 339
91 | 2004002167 | 329 | 339
92 | 2004002167 | 329 | 339
93 | 2004002167 | 329 | 339
94 | 2004002167 | 328.6667 | 338.6667
95 | 2004002167 | 328.3333 | 338.3333
96 | 2004002167 | 328 | 338
97 | 2004002167 | 327.6667 | 337.6667
98 | 2004002167 | 327.3333 | 337.3333
99 | 2004002167 | 327 | 337
100 | 2004002167 | 328.6667 | 338.6667
101 | 2004002167 | 330.3333 | 340.3333
102 | 2004002167 | 332 | 342
103 | 2004002167 | 334.3333 | 344.3333
104 | 2004002167 | 336.6667 | 346.6667
105 | 2004002167 | 339 | 349
106 | 2004002167 | 339.3333 | 349.3333
107 | 2004002167 | 339.6667 | 349.6667
108 | 2004002167 | 340 | 350
109 | 2004002167 | 342.3333 | 352.3333
110 | 2004002167 | 344.6667 | 354.6667
111 | 2004002167 | 347 | 357
112 | 2004002167 | 349.6667 | 359.6667
113 | 2004002167 | 352.3333 | 362.3333
114 | 2004002167 | 355 | 365
115 | 2004002167 | 360.3333 | 370.3333
116 | 2004002167 | 365.6667 | 375.6667
117 | 2004002167 | 371 | 381
118 | 2004002167 | 373.6667 | 383.6667
119 | 2004002167 | 376.3333 | 386.3333
120 | 2004002167 | 379 | 389
121 | 2004002167 | 383.3333 | 393.3333
122 | 2004002167 | 387.6667 | 377.6667
123 | 2004002167 | 392 | 382
124 | 2004002167 | 395.3333 | 385.3333
125 | 2004002167 | 398.6667 | 388.6667
126 | 2004002167 | 402 | 392
127 | 2004002167 | 404.3333 | 394.3333
128 | 2004002167 | 406.6667 | 396.6667
129 | 2004002167 | 409 | 399
130 | 2004002167 | 409 | 399
131 | 2004002167 | 409 | 399
132 | 2004002167 | 409 | 399
133 | 2004002167 | 408.3333 | 398.3333
134 | 2004002167 | 407.6667 | 397.6667
135 | 2004002167 | 407 | 397
136 | 2004002167 | 407 | 397
137 | 2004002167 | 407 | 397
138 | 2004002167 | 407 | 397
139 | 2004002167 | 407 | 397
140 | 2004002167 | 407 | 397
141 | 2004002167 | 407 | 397
142 | 2004002167 | 406 | 396
143 | 2004002167 | 405 | 395
0 | 2008005311 | 343 | 333
1 | 2008005311 | 344 | 334
2 | 2008005311 | 345 | 335
3 | 2008005311 | 346 | 336
4 | 2008005311 | 348 | 338
5 | 2008005311 | 350 | 340
6 | 2008005311 | 352 | 342
7 | 2008005311 | 353 | 343
8 | 2008005311 | 354 | 344
9 | 2008005311 | 355 | 345
10 | 2008005311 | 356.6667 | 346.6667
11 | 2008005311 | 358.3333 | 348.3333
12 | 2008005311 | 360 | 350
13 | 2008005311 | 363.6667 | 353.6667
14 | 2008005311 | 367.3333 | 357.3333
15 | 2008005311 | 371 | 361
16 | 2008005311 | 373.3333 | 363.3333
17 | 2008005311 | 375.6667 | 365.6667
18 | 2008005311 | 378 | 368
19 | 2008005311 | 378.6667 | 368.6667
20 | 2008005311 | 379.3333 | 369.3333
21 | 2008005311 | 380 | 370
22 | 2008005311 | 381.3333 | 371.3333
23 | 2008005311 | 382.6667 | 372.6667
24 | 2008005311 | 384 | 374
25 | 2008005311 | 385.3333 | 375.3333
26 | 2008005311 | 386.6667 | 376.6667
27 | 2008005311 | 388 | 378
28 | 2008005311 | 387 | 377
29 | 2008005311 | 386 | 376
30 | 2008005311 | 385 | 375
31 | 2008005311 | 383 | 373
32 | 2008005311 | 381 | 371
33 | 2008005311 | 379 | 369
34 | 2008005311 | 378.3333 | 368.3333
35 | 2008005311 | 377.6667 | 367.6667
36 | 2008005311 | 377 | 367
37 | 2008005311 | 377.3333 | 367.3333
38 | 2008005311 | 377.6667 | 367.6667
39 | 2008005311 | 378 | 368
40 | 2008005311 | 379.6667 | 369.6667
41 | 2008005311 | 381.3333 | 371.3333
42 | 2008005311 | 383 | 373
43 | 2008005311 | 385.3333 | 375.3333
44 | 2008005311 | 387.6667 | 377.6667
45 | 2008005311 | 390 | 380
46 | 2008005311 | 391.3333 | 381.3333
47 | 2008005311 | 392.6667 | 382.6667
48 | 2008005311 | 394 | 384
49 | 2008005311 | 393.3333 | 383.3333
50 | 2008005311 | 392.6667 | 382.6667
51 | 2008005311 | 392 | 382
52 | 2008005311 | 387.6667 | 377.6667
53 | 2008005311 | 383.3333 | 373.3333
54 | 2008005311 | 379 | 369
55 | 2008005311 | 372.3333 | 362.3333
56 | 2008005311 | 365.6667 | 355.6667
57 | 2008005311 | 359 | 349
58 | 2008005311 | 353.6667 | 343.6667
59 | 2008005311 | 348.3333 | 338.3333
60 | 2008005311 | 343 | 333
61 | 2008005311 | 338.3333 | 328.3333
62 | 2008005311 | 333.6667 | 323.6667
63 | 2008005311 | 329 | 319
64 | 2008005311 | 326 | 316
65 | 2008005311 | 323 | 313
66 | 2008005311 | 320 | 310
67 | 2008005311 | 318.3333 | 308.3333
68 | 2008005311 | 316.6667 | 306.6667
69 | 2008005311 | 315 | 305
70 | 2008005311 | 315.3333 | 305.3333
71 | 2008005311 | 315.6667 | 305.6667
72 | 2008005311 | 316 | 306
73 | 2008005311 | 316.3333 | 306.3333
74 | 2008005311 | 316.6667 | 306.6667
75 | 2008005311 | 317 | 307
76 | 2008005311 | 316.3333 | 306.3333
77 | 2008005311 | 315.6667 | 305.6667
78 | 2008005311 | 315 | 305
79 | 2008005311 | 314.6667 | 304.6667
80 | 2008005311 | 314.3333 | 304.3333
81 | 2008005311 | 314 | 304
82 | 2008005311 | 316.3333 | 306.3333
83 | 2008005311 | 318.6667 | 308.6667
84 | 2008005311 | 321 | 311
85 | 2008005311 | 323.3333 | 313.3333
86 | 2008005311 | 325.6667 | 315.6667
87 | 2008005311 | 328 | 318
88 | 2008005311 | 328.3333 | 318.3333
89 | 2008005311 | 328.6667 | 318.6667
90 | 2008005311 | 329 | 339
91 | 2008005311 | 329 | 339
92 | 2008005311 | 329 | 339
93 | 2008005311 | 329 | 339
94 | 2008005311 | 328.6667 | 338.6667
95 | 2008005311 | 328.3333 | 338.3333
96 | 2008005311 | 328 | 338
97 | 2008005311 | 327.6667 | 337.6667
98 | 2008005311 | 327.3333 | 337.3333
99 | 2008005311 | 327 | 337
100 | 2008005311 | 328.6667 | 338.6667
101 | 2008005311 | 330.3333 | 340.3333
102 | 2008005311 | 332 | 342
103 | 2008005311 | 334.3333 | 344.3333
104 | 2008005311 | 336.6667 | 346.6667
105 | 2008005311 | 339 | 349
106 | 2008005311 | 339.3333 | 349.3333
107 | 2008005311 | 339.6667 | 349.6667
108 | 2008005311 | 340 | 350
109 | 2008005311 | 342.3333 | 352.3333
110 | 2008005311 | 344.6667 | 354.6667
111 | 2008005311 | 347 | 357
112 | 2008005311 | 349.6667 | 359.6667
113 | 2008005311 | 352.3333 | 362.3333
114 | 2008005311 | 355 | 365
115 | 2008005311 | 360.3333 | 370.3333
116 | 2008005311 | 365.6667 | 375.6667
117 | 2008005311 | 371 | 381
118 | 2008005311 | 373.6667 | 383.6667
119 | 2008005311 | 376.3333 | 386.3333
120 | 2008005311 | 379 | 389
121 | 2008005311 | 383.3333 | 393.3333
122 | 2008005311 | 387.6667 | 377.6667
123 | 2008005311 | 392 | 382
124 | 2008005311 | 395.3333 | 385.3333
125 | 2008005311 | 398.6667 | 388.6667
126 | 2008005311 | 402 | 392
127 | 2008005311 | 404.3333 | 394.3333
128 | 2008005311 | 406.6667 | 396.6667
129 | 2008005311 | 409 | 399
130 | 2008005311 | 409 | 399
131 | 2008005311 | 409 | 399
132 | 2008005311 | 409 | 399
133 | 2008005311 | 408.3333 | 398.3333
134 | 2008005311 | 407.6667 | 397.6667
135 | 2008005311 | 407 | 397
136 | 2008005311 | 407 | 397
137 | 2008005311 | 407 | 397
138 | 2008005311 | 407 | 397
139 | 2008005311 | 407 | 397
140 | 2008005311 | 407 | 397
141 | 2008005311 | 407 | 397
142 | 2008005311 | 406 | 396
143 | 2008005311 | 405 | 395
0 | 2003003523 | 343 | 333
1 | 2003003523 | 344 | 334
2 | 2003003523 | 345 | 335
3 | 2003003523 | 346 | 336
4 | 2003003523 | 348 | 338
5 | 2003003523 | 350 | 340
6 | 2003003523 | 352 | 342
7 | 2003003523 | 353 | 343
8 | 2003003523 | 354 | 344
9 | 2003003523 | 355 | 345
10 | 2003003523 | 356.6667 | 346.6667
11 | 2003003523 | 358.3333 | 348.3333
12 | 2003003523 | 360 | 350
13 | 2003003523 | 363.6667 | 353.6667
14 | 2003003523 | 367.3333 | 357.3333
15 | 2003003523 | 371 | 361
16 | 2003003523 | 373.3333 | 363.3333
17 | 2003003523 | 375.6667 | 365.6667
18 | 2003003523 | 378 | 368
19 | 2003003523 | 378.6667 | 368.6667
20 | 2003003523 | 379.3333 | 369.3333
21 | 2003003523 | 380 | 370
22 | 2003003523 | 381.3333 | 371.3333
23 | 2003003523 | 382.6667 | 372.6667
24 | 2003003523 | 384 | 374
25 | 2003003523 | 385.3333 | 375.3333
26 | 2003003523 | 386.6667 | 376.6667
27 | 2003003523 | 388 | 378
28 | 2003003523 | 387 | 377
29 | 2003003523 | 386 | 376
30 | 2003003523 | 385 | 375
31 | 2003003523 | 383 | 373
32 | 2003003523 | 381 | 371
33 | 2003003523 | 379 | 369
34 | 2003003523 | 378.3333 | 368.3333
35 | 2003003523 | 377.6667 | 367.6667
36 | 2003003523 | 377 | 367
37 | 2003003523 | 377.3333 | 367.3333
38 | 2003003523 | 377.6667 | 367.6667
39 | 2003003523 | 378 | 368
40 | 2003003523 | 379.6667 | 369.6667
41 | 2003003523 | 381.3333 | 371.3333
42 | 2003003523 | 383 | 373
43 | 2003003523 | 385.3333 | 375.3333
44 | 2003003523 | 387.6667 | 377.6667
45 | 2003003523 | 390 | 380
46 | 2003003523 | 391.3333 | 381.3333
47 | 2003003523 | 392.6667 | 382.6667
48 | 2003003523 | 394 | 384
49 | 2003003523 | 393.3333 | 383.3333
50 | 2003003523 | 392.6667 | 382.6667
51 | 2003003523 | 392 | 382
52 | 2003003523 | 387.6667 | 377.6667
53 | 2003003523 | 383.3333 | 373.3333
54 | 2003003523 | 379 | 369
55 | 2003003523 | 372.3333 | 362.3333
56 | 2003003523 | 365.6667 | 355.6667
57 | 2003003523 | 359 | 349
58 | 2003003523 | 353.6667 | 343.6667
59 | 2003003523 | 348.3333 | 338.3333
60 | 2003003523 | 343 | 333
61 | 2003003523 | 338.3333 | 328.3333
62 | 2003003523 | 333.6667 | 323.6667
63 | 2003003523 | 329 | 319
64 | 2003003523 | 326 | 316
65 | 2003003523 | 323 | 313
66 | 2003003523 | 320 | 310
67 | 2003003523 | 318.3333 | 308.3333
68 | 2003003523 | 316.6667 | 306.6667
69 | 2003003523 | 315 | 305
70 | 2003003523 | 315.3333 | 305.3333
71 | 2003003523 | 315.6667 | 305.6667
72 | 2003003523 | 316 | 306
73 | 2003003523 | 316.3333 | 306.3333
74 | 2003003523 | 316.6667 | 306.6667
75 | 2003003523 | 317 | 307
76 | 2003003523 | 316.3333 | 306.3333
77 | 2003003523 | 315.6667 | 305.6667
78 | 2003003523 | 315 | 305
79 | 2003003523 | 314.6667 | 304.6667
80 | 2003003523 | 314.3333 | 304.3333
81 | 2003003523 | 314 | 304
82 | 2003003523 | 316.3333 | 306.3333
83 | 2003003523 | 318.6667 | 308.6667
84 | 2003003523 | 321 | 311
85 | 2003003523 | 323.3333 | 313.3333
86 | 2003003523 | 325.6667 | 315.6667
87 | 2003003523 | 328 | 318
88 | 2003003523 | 328.3333 | 318.3333
89 | 2003003523 | 328.6667 | 318.6667
90 | 2003003523 | 329 | 339
91 | 2003003523 | 329 | 339
92 | 2003003523 | 329 | 339
93 | 2003003523 | 329 | 339
94 | 2003003523 | 328.6667 | 338.6667
95 | 2003003523 | 328.3333 | 338.3333
96 | 2003003523 | 328 | 338
97 | 2003003523 | 327.6667 | 337.6667
98 | 2003003523 | 327.3333 | 337.3333
99 | 2003003523 | 327 | 337
100 | 2003003523 | 328.6667 | 338.6667
101 | 2003003523 | 330.3333 | 340.3333
102 | 2003003523 | 332 | 342
103 | 2003003523 | 334.3333 | 344.3333
104 | 2003003523 | 336.6667 | 346.6667
105 | 2003003523 | 339 | 349
106 | 2003003523 | 339.3333 | 349.3333
107 | 2003003523 | 339.6667 | 349.6667
108 | 2003003523 | 340 | 350
109 | 2003003523 | 342.3333 | 352.3333
110 | 2003003523 | 344.6667 | 354.6667
111 | 2003003523 | 347 | 357
112 | 2003003523 | 349.6667 | 359.6667
113 | 2003003523 | 352.3333 | 362.3333
114 | 2003003523 | 355 | 365
115 | 2003003523 | 360.3333 | 370.3333
116 | 2003003523 | 365.6667 | 375.6667
117 | 2003003523 | 371 | 381
118 | 2003003523 | 373.6667 | 383.6667
119 | 2003003523 | 376.3333 | 386.3333
120 | 2003003523 | 379 | 389
121 | 2003003523 | 383.3333 | 393.3333
122 | 2003003523 | 387.6667 | 377.6667
123 | 2003003523 | 392 | 382
124 | 2003003523 | 395.3333 | 385.3333
125 | 2003003523 | 398.6667 | 388.6667
126 | 2003003523 | 402 | 392
127 | 2003003523 | 404.3333 | 394.3333
128 | 2003003523 | 406.6667 | 396.6667
129 | 2003003523 | 409 | 399
130 | 2003003523 | 409 | 399
131 | 2003003523 | 409 | 399
132 | 2003003523 | 409 | 399
133 | 2003003523 | 408.3333 | 398.3333
134 | 2003003523 | 407.6667 | 397.6667
135 | 2003003523 | 407 | 397
136 | 2003003523 | 407 | 397
137 | 2003003523 | 407 | 397
138 | 2003003523 | 407 | 397
139 | 2003003523 | 407 | 397
140 | 2003003523 | 407 | 397
141 | 2003003523 | 407 | 397
142 | 2003003523 | 406 | 396
143 | 2003003523 | 405 | 395
0 | 2002009456 | 343 | 333
1 | 2002009456 | 344 | 334
2 | 2002009456 | 345 | 335
3 | 2002009456 | 346 | 336
4 | 2002009456 | 348 | 338
5 | 2002009456 | 350 | 340
6 | 2002009456 | 352 | 342
7 | 2002009456 | 353 | 343
8 | 2002009456 | 354 | 344
9 | 2002009456 | 355 | 345
10 | 2002009456 | 356.6667 | 346.6667
11 | 2002009456 | 358.3333 | 348.3333
12 | 2002009456 | 360 | 350
13 | 2002009456 | 363.6667 | 353.6667
14 | 2002009456 | 367.3333 | 357.3333
15 | 2002009456 | 371 | 361
16 | 2002009456 | 373.3333 | 363.3333
17 | 2002009456 | 375.6667 | 365.6667
18 | 2002009456 | 378 | 368
19 | 2002009456 | 378.6667 | 368.6667
20 | 2002009456 | 379.3333 | 369.3333
21 | 2002009456 | 380 | 370
22 | 2002009456 | 381.3333 | 371.3333
23 | 2002009456 | 382.6667 | 372.6667
24 | 2002009456 | 384 | 374
25 | 2002009456 | 385.3333 | 375.3333
26 | 2002009456 | 386.6667 | 376.6667
27 | 2002009456 | 388 | 378
28 | 2002009456 | 387 | 377
29 | 2002009456 | 386 | 376
30 | 2002009456 | 385 | 375
31 | 2002009456 | 383 | 373
32 | 2002009456 | 381 | 371
33 | 2002009456 | 379 | 369
34 | 2002009456 | 378.3333 | 368.3333
35 | 2002009456 | 377.6667 | 367.6667
36 | 2002009456 | 377 | 367
37 | 2002009456 | 377.3333 | 367.3333
38 | 2002009456 | 377.6667 | 367.6667
39 | 2002009456 | 378 | 368
40 | 2002009456 | 379.6667 | 369.6667
41 | 2002009456 | 381.3333 | 371.3333
42 | 2002009456 | 383 | 373
43 | 2002009456 | 385.3333 | 375.3333
44 | 2002009456 | 387.6667 | 377.6667
45 | 2002009456 | 390 | 380
46 | 2002009456 | 391.3333 | 381.3333
47 | 2002009456 | 392.6667 | 382.6667
48 | 2002009456 | 394 | 384
49 | 2002009456 | 393.3333 | 383.3333
50 | 2002009456 | 392.6667 | 382.6667
51 | 2002009456 | 392 | 382
52 | 2002009456 | 387.6667 | 377.6667
53 | 2002009456 | 383.3333 | 373.3333
54 | 2002009456 | 379 | 369
55 | 2002009456 | 372.3333 | 362.3333
56 | 2002009456 | 365.6667 | 355.6667
57 | 2002009456 | 359 | 349
58 | 2002009456 | 353.6667 | 343.6667
59 | 2002009456 | 348.3333 | 338.3333
60 | 2002009456 | 343 | 333
61 | 2002009456 | 338.3333 | 328.3333
62 | 2002009456 | 333.6667 | 323.6667
63 | 2002009456 | 329 | 319
64 | 2002009456 | 326 | 316
65 | 2002009456 | 323 | 313
66 | 2002009456 | 320 | 310
67 | 2002009456 | 318.3333 | 308.3333
68 | 2002009456 | 316.6667 | 306.6667
69 | 2002009456 | 315 | 305
70 | 2002009456 | 315.3333 | 305.3333
71 | 2002009456 | 315.6667 | 305.6667
72 | 2002009456 | 316 | 306
73 | 2002009456 | 316.3333 | 306.3333
74 | 2002009456 | 316.6667 | 306.6667
75 | 2002009456 | 317 | 307
76 | 2002009456 | 316.3333 | 306.3333
77 | 2002009456 | 315.6667 | 305.6667
78 | 2002009456 | 315 | 305
79 | 2002009456 | 314.6667 | 304.6667
80 | 2002009456 | 314.3333 | 304.3333
81 | 2002009456 | 314 | 304
82 | 2002009456 | 316.3333 | 306.3333
83 | 2002009456 | 318.6667 | 308.6667
84 | 2002009456 | 321 | 311
85 | 2002009456 | 323.3333 | 313.3333
86 | 2002009456 | 325.6667 | 315.6667
87 | 2002009456 | 328 | 318
88 | 2002009456 | 328.3333 | 318.3333
89 | 2002009456 | 328.6667 | 318.6667
90 | 2002009456 | 329 | 339
91 | 2002009456 | 329 | 339
92 | 2002009456 | 329 | 339
93 | 2002009456 | 329 | 339
94 | 2002009456 | 328.6667 | 338.6667
95 | 2002009456 | 328.3333 | 338.3333
96 | 2002009456 | 328 | 338
97 | 2002009456 | 327.6667 | 337.6667
98 | 2002009456 | 327.3333 | 337.3333
99 | 2002009456 | 327 | 337
100 | 2002009456 | 328.6667 | 338.6667
101 | 2002009456 | 330.3333 | 340.3333
102 | 2002009456 | 332 | 342
103 | 2002009456 | 334.3333 | 344.3333
104 | 2002009456 | 336.6667 | 346.6667
105 | 2002009456 | 339 | 349
106 | 2002009456 | 339.3333 | 349.3333
107 | 2002009456 | 339.6667 | 349.6667
108 | 2002009456 | 340 | 350
109 | 2002009456 | 342.3333 | 352.3333
110 | 2002009456 | 344.6667 | 354.6667
111 | 2002009456 | 347 | 357
112 | 2002009456 | 349.6667 | 359.6667
113 | 2002009456 | 352.3333 | 362.3333
114 | 2002009456 | 355 | 365
115 | 2002009456 | 360.3333 | 370.3333
116 | 2002009456 | 365.6667 | 375.6667
117 | 2002009456 | 371 | 381
118 | 2002009456 | 373.6667 | 383.6667
119 | 2002009456 | 376.3333 | 386.3333
120 | 2002009456 | 379 | 389
121 | 2002009456 | 383.3333 | 393.3333
122 | 2002009456 | 387.6667 | 377.6667
123 | 2002009456 | 392 | 382
124 | 2002009456 | 395.3333 | 385.3333
125 | 2002009456 | 398.6667 | 388.6667
126 | 2002009456 | 402 | 392
127 | 2002009456 | 404.3333 | 394.3333
128 | 2002009456 | 406.6667 | 396.6667
129 | 2002009456 | 409 | 399
130 | 2002009456 | 409 | 399
131 | 2002009456 | 409 | 399
132 | 2002009456 | 409 | 399
133 | 2002009456 | 408.3333 | 398.3333
134 | 2002009456 | 407.6667 | 397.6667
135 | 2002009456 | 407 | 397
136 | 2002009456 | 407 | 397
137 | 2002009456 | 407 | 397
138 | 2002009456 | 407 | 397
139 | 2002009456 | 407 | 397
140 | 2002009456 | 407 | 397
141 | 2002009456 | 407 | 397
142 | 2002009456 | 406 | 396
143 | 2002009456 | 405 | 395
0 | 2004003951 | 343 | 333
1 | 2004003951 | 344 | 334
2 | 2004003951 | 345 | 335
3 | 2004003951 | 346 | 336
4 | 2004003951 | 348 | 338
5 | 2004003951 | 350 | 340
6 | 2004003951 | 352 | 342
7 | 2004003951 | 353 | 343
8 | 2004003951 | 354 | 344
9 | 2004003951 | 355 | 345
10 | 2004003951 | 356.6667 | 346.6667
11 | 2004003951 | 358.3333 | 348.3333
12 | 2004003951 | 360 | 350
13 | 2004003951 | 363.6667 | 353.6667
14 | 2004003951 | 367.3333 | 357.3333
15 | 2004003951 | 371 | 361
16 | 2004003951 | 373.3333 | 363.3333
17 | 2004003951 | 375.6667 | 365.6667
18 | 2004003951 | 378 | 368
19 | 2004003951 | 378.6667 | 368.6667
20 | 2004003951 | 379.3333 | 369.3333
21 | 2004003951 | 380 | 370
22 | 2004003951 | 381.3333 | 371.3333
23 | 2004003951 | 382.6667 | 372.6667
24 | 2004003951 | 384 | 374
25 | 2004003951 | 385.3333 | 375.3333
26 | 2004003951 | 386.6667 | 376.6667
27 | 2004003951 | 388 | 378
28 | 2004003951 | 387 | 377
29 | 2004003951 | 386 | 376
30 | 2004003951 | 385 | 375
31 | 2004003951 | 383 | 373
32 | 2004003951 | 381 | 371
33 | 2004003951 | 379 | 369
34 | 2004003951 | 378.3333 | 368.3333
35 | 2004003951 | 377.6667 | 367.6667
36 | 2004003951 | 377 | 367
37 | 2004003951 | 377.3333 | 367.3333
38 | 2004003951 | 377.6667 | 367.6667
39 | 2004003951 | 378 | 368
40 | 2004003951 | 379.6667 | 369.6667
41 | 2004003951 | 381.3333 | 371.3333
42 | 2004003951 | 383 | 373
43 | 2004003951 | 385.3333 | 375.3333
44 | 2004003951 | 387.6667 | 377.6667
45 | 2004003951 | 390 | 380
46 | 2004003951 | 391.3333 | 381.3333
47 | 2004003951 | 392.6667 | 382.6667
48 | 2004003951 | 394 | 384
49 | 2004003951 | 393.3333 | 383.3333
50 | 2004003951 | 392.6667 | 382.6667
51 | 2004003951 | 392 | 382
52 | 2004003951 | 387.6667 | 377.6667
53 | 2004003951 | 383.3333 | 373.3333
54 | 2004003951 | 379 | 369
55 | 2004003951 | 372.3333 | 362.3333
56 | 2004003951 | 365.6667 | 355.6667
57 | 2004003951 | 359 | 349
58 | 2004003951 | 353.6667 | 343.6667
59 | 2004003951 | 348.3333 | 338.3333
60 | 2004003951 | 343 | 333
61 | 2004003951 | 338.3333 | 328.3333
62 | 2004003951 | 333.6667 | 323.6667
63 | 2004003951 | 329 | 319
64 | 2004003951 | 326 | 316
65 | 2004003951 | 323 | 313
66 | 2004003951 | 320 | 310
67 | 2004003951 | 318.3333 | 308.3333
68 | 2004003951 | 316.6667 | 306.6667
69 | 2004003951 | 315 | 305
70 | 2004003951 | 315.3333 | 305.3333
71 | 2004003951 | 315.6667 | 305.6667
72 | 2004003951 | 316 | 306
73 | 2004003951 | 316.3333 | 306.3333
74 | 2004003951 | 316.6667 | 306.6667
75 | 2004003951 | 317 | 307
76 | 2004003951 | 316.3333 | 306.3333
77 | 2004003951 | 315.6667 | 305.6667
78 | 2004003951 | 315 | 305
79 | 2004003951 | 314.6667 | 304.6667
80 | 2004003951 | 314.3333 | 304.3333
81 | 2004003951 | 314 | 304
82 | 2004003951 | 316.3333 | 306.3333
83 | 2004003951 | 318.6667 | 308.6667
84 | 2004003951 | 321 | 311
85 | 2004003951 | 323.3333 | 313.3333
86 | 2004003951 | 325.6667 | 315.6667
87 | 2004003951 | 328 | 318
88 | 2004003951 | 328.3333 | 318.3333
89 | 2004003951 | 328.6667 | 318.6667
90 | 2004003951 | 329 | 339
91 | 2004003951 | 329 | 339
92 | 2004003951 | 329 | 339
93 | 2004003951 | 329 | 339
94 | 2004003951 | 328.6667 | 338.6667
95 | 2004003951 | 328.3333 | 338.3333
96 | 2004003951 | 328 | 338
97 | 2004003951 | 327.6667 | 337.6667
98 | 2004003951 | 327.3333 | 337.3333
99 | 2004003951 | 327 | 337
100 | 2004003951 | 328.6667 | 338.6667
101 | 2004003951 | 330.3333 | 340.3333
102 | 2004003951 | 332 | 342
103 | 2004003951 | 334.3333 | 344.3333
104 | 2004003951 | 336.6667 | 346.6667
105 | 2004003951 | 339 | 349
106 | 2004003951 | 339.3333 | 349.3333
107 | 2004003951 | 339.6667 | 349.6667
108 | 2004003951 | 340 | 350
109 | 2004003951 | 342.3333 | 352.3333
110 | 2004003951 | 344.6667 | 354.6667
111 | 2004003951 | 347 | 357
112 | 2004003951 | 349.6667 | 359.6667
113 | 2004003951 | 352.3333 | 362.3333
114 | 2004003951 | 355 | 365
115 | 2004003951 | 360.3333 | 370.3333
116 | 2004003951 | 365.6667 | 375.6667
117 | 2004003951 | 371 | 381
118 | 2004003951 | 373.6667 | 383.6667
119 | 2004003951 | 376.3333 | 386.3333
120 | 2004003951 | 379 | 389
121 | 2004003951 | 383.3333 | 393.3333
122 | 2004003951 | 387.6667 | 377.6667
123 | 2004003951 | 392 | 382
124 | 2004003951 | 395.3333 | 385.3333
125 | 2004003951 | 398.6667 | 388.6667
126 | 2004003951 | 402 | 392
127 | 2004003951 | 404.3333 | 394.3333
128 | 2004003951 | 406.6667 | 396.6667
129 | 2004003951 | 409 | 399
130 | 2004003951 | 409 | 399
131 | 2004003951 | 409 | 399
132 | 2004003951 | 409 | 399
133 | 2004003951 | 408.3333 | 398.3333
134 | 2004003951 | 407.6667 | 397.6667
135 | 2004003951 | 407 | 397
136 | 2004003951 | 407 | 397
137 | 2004003951 | 407 | 397
138 | 2004003951 | 407 | 397
139 | 2004003951 | 407 | 397
140 | 2004003951 | 407 | 397
141 | 2004003951 | 407 | 397
142 | 2004003951 | 406 | 396
143 | 2004003951 | 405 | 395
0 | 2008009159 | 343 | 333
1 | 2008009159 | 344 | 334
2 | 2008009159 | 345 | 335
3 | 2008009159 | 346 | 336
4 | 2008009159 | 348 | 338
5 | 2008009159 | 350 | 340
6 | 2008009159 | 352 | 342
7 | 2008009159 | 353 | 343
8 | 2008009159 | 354 | 344
9 | 2008009159 | 355 | 345
10 | 2008009159 | 356.6667 | 346.6667
11 | 2008009159 | 358.3333 | 348.3333
12 | 2008009159 | 360 | 350
13 | 2008009159 | 363.6667 | 353.6667
14 | 2008009159 | 367.3333 | 357.3333
15 | 2008009159 | 371 | 361
16 | 2008009159 | 373.3333 | 363.3333
17 | 2008009159 | 375.6667 | 365.6667
18 | 2008009159 | 378 | 368
19 | 2008009159 | 378.6667 | 368.6667
20 | 2008009159 | 379.3333 | 369.3333
21 | 2008009159 | 380 | 370
22 | 2008009159 | 381.3333 | 371.3333
23 | 2008009159 | 382.6667 | 372.6667
24 | 2008009159 | 384 | 374
25 | 2008009159 | 385.3333 | 375.3333
26 | 2008009159 | 386.6667 | 376.6667
27 | 2008009159 | 388 | 378
28 | 2008009159 | 387 | 377
29 | 2008009159 | 386 | 376
30 | 2008009159 | 385 | 375
31 | 2008009159 | 383 | 373
32 | 2008009159 | 381 | 371
33 | 2008009159 | 379 | 369
34 | 2008009159 | 378.3333 | 368.3333
35 | 2008009159 | 377.6667 | 367.6667
36 | 2008009159 | 377 | 367
37 | 2008009159 | 377.3333 | 367.3333
38 | 2008009159 | 377.6667 | 367.6667
39 | 2008009159 | 378 | 368
40 | 2008009159 | 379.6667 | 369.6667
41 | 2008009159 | 381.3333 | 371.3333
42 | 2008009159 | 383 | 373
43 | 2008009159 | 385.3333 | 375.3333
44 | 2008009159 | 387.6667 | 377.6667
45 | 2008009159 | 390 | 380
46 | 2008009159 | 391.3333 | 381.3333
47 | 2008009159 | 392.6667 | 382.6667
48 | 2008009159 | 394 | 384
49 | 2008009159 | 393.3333 | 383.3333
50 | 2008009159 | 392.6667 | 382.6667
51 | 2008009159 | 392 | 382
52 | 2008009159 | 387.6667 | 377.6667
53 | 2008009159 | 383.3333 | 373.3333
54 | 2008009159 | 379 | 369
55 | 2008009159 | 372.3333 | 362.3333
56 | 2008009159 | 365.6667 | 355.6667
57 | 2008009159 | 359 | 349
58 | 2008009159 | 353.6667 | 343.6667
59 | 2008009159 | 348.3333 | 338.3333
60 | 2008009159 | 343 | 333
61 | 2008009159 | 338.3333 | 328.3333
62 | 2008009159 | 333.6667 | 323.6667
63 | 2008009159 | 329 | 319
64 | 2008009159 | 326 | 316
65 | 2008009159 | 323 | 313
66 | 2008009159 | 320 | 310
67 | 2008009159 | 318.3333 | 308.3333
68 | 2008009159 | 316.6667 | 306.6667
69 | 2008009159 | 315 | 305
70 | 2008009159 | 315.3333 | 305.3333
71 | 2008009159 | 315.6667 | 305.6667
72 | 2008009159 | 316 | 306
73 | 2008009159 | 316.3333 | 306.3333
74 | 2008009159 | 316.6667 | 306.6667
75 | 2008009159 | 317 | 307
76 | 2008009159 | 316.3333 | 306.3333
77 | 2008009159 | 315.6667 | 305.6667
78 | 2008009159 | 315 | 305
79 | 2008009159 | 314.6667 | 304.6667
80 | 2008009159 | 314.3333 | 304.3333
81 | 2008009159 | 314 | 304
82 | 2008009159 | 316.3333 | 306.3333
83 | 2008009159 | 318.6667 | 308.6667
84 | 2008009159 | 321 | 311
85 | 2008009159 | 323.3333 | 313.3333
86 | 2008009159 | 325.6667 | 315.6667
87 | 2008009159 | 328 | 318
88 | 2008009159 | 328.3333 | 318.3333
89 | 2008009159 | 328.6667 | 318.6667
90 | 2008009159 | 329 | 339
91 | 2008009159 | 329 | 339
92 | 2008009159 | 329 | 339
93 | 2008009159 | 329 | 339
94 | 2008009159 | 328.6667 | 338.6667
95 | 2008009159 | 328.3333 | 338.3333
96 | 2008009159 | 328 | 338
97 | 2008009159 | 327.6667 | 337.6667
98 | 2008009159 | 327.3333 | 337.3333
99 | 2008009159 | 327 | 337
100 | 2008009159 | 328.6667 | 338.6667
101 | 2008009159 | 330.3333 | 340.3333
102 | 2008009159 | 332 | 342
103 | 2008009159 | 334.3333 | 344.3333
104 | 2008009159 | 336.6667 | 346.6667
105 | 2008009159 | 339 | 349
106 | 2008009159 | 339.3333 | 349.3333
107 | 2008009159 | 339.6667 | 349.6667
108 | 2008009159 | 340 | 350
109 | 2008009159 | 342.3333 | 352.3333
110 | 2008009159 | 344.6667 | 354.6667
111 | 2008009159 | 347 | 357
112 | 2008009159 | 349.6667 | 359.6667
113 | 2008009159 | 352.3333 | 362.3333
114 | 2008009159 | 355 | 365
115 | 2008009159 | 360.3333 | 370.3333
116 | 2008009159 | 365.6667 | 375.6667
117 | 2008009159 | 371 | 381
118 | 2008009159 | 373.6667 | 383.6667
119 | 2008009159 | 376.3333 | 386.3333
120 | 2008009159 | 379 | 389
121 | 2008009159 | 383.3333 | 393.3333
122 | 2008009159 | 387.6667 | 377.6667
123 | 2008009159 | 392 | 382
124 | 2008009159 | 395.3333 | 385.3333
125 | 2008009159 | 398.6667 | 388.6667
126 | 2008009159 | 402 | 392
127 | 2008009159 | 404.3333 | 394.3333
128 | 2008009159 | 406.6667 | 396.6667
129 | 2008009159 | 409 | 399
130 | 2008009159 | 409 | 399
131 | 2008009159 | 409 | 399
132 | 2008009159 | 409 | 399
133 | 2008009159 | 408.3333 | 398.3333
134 | 2008009159 | 407.6667 | 397.6667
135 | 2008009159 | 407 | 397
136 | 2008009159 | 407 | 397
137 | 2008009159 | 407 | 397
138 | 2008009159 | 407 | 397
139 | 2008009159 | 407 | 397
140 | 2008009159 | 407 | 397
141 | 2008009159 | 407 | 397
142 | 2008009159 | 406 | 396
143 | 2008009159 | 405 | 395
0 | 2004003682 | 343 | 333
1 | 2004003682 | 344 | 334
2 | 2004003682 | 345 | 335
3 | 2004003682 | 346 | 336
4 | 2004003682 | 348 | 338
5 | 2004003682 | 350 | 340
6 | 2004003682 | 352 | 342
7 | 2004003682 | 353 | 343
8 | 2004003682 | 354 | 344
9 | 2004003682 | 355 | 345
10 | 2004003682 | 356.6667 | 346.6667
11 | 2004003682 | 358.3333 | 348.3333
12 | 2004003682 | 360 | 350
13 | 2004003682 | 363.6667 | 353.6667
14 | 2004003682 | 367.3333 | 357.3333
15 | 2004003682 | 371 | 361
16 | 2004003682 | 373.3333 | 363.3333
17 | 2004003682 | 375.6667 | 365.6667
18 | 2004003682 | 378 | 368
19 | 2004003682 | 378.6667 | 368.6667
20 | 2004003682 | 379.3333 | 369.3333
21 | 2004003682 | 380 | 370
22 | 2004003682 | 381.3333 | 371.3333
23 | 2004003682 | 382.6667 | 372.6667
24 | 2004003682 | 384 | 374
25 | 2004003682 | 385.3333 | 375.3333
26 | 2004003682 | 386.6667 | 376.6667
27 | 2004003682 | 388 | 378
28 | 2004003682 | 387 | 377
29 | 2004003682 | 386 | 376
30 | 2004003682 | 385 | 375
31 | 2004003682 | 383 | 373
32 | 2004003682 | 381 | 371
33 | 2004003682 | 379 | 369
34 | 2004003682 | 378.3333 | 368.3333
35 | 2004003682 | 377.6667 | 367.6667
36 | 2004003682 | 377 | 367
37 | 2004003682 | 377.3333 | 367.3333
38 | 2004003682 | 377.6667 | 367.6667
39 | 2004003682 | 378 | 368
40 | 2004003682 | 379.6667 | 369.6667
41 | 2004003682 | 381.3333 | 371.3333
42 | 2004003682 | 383 | 373
43 | 2004003682 | 385.3333 | 375.3333
44 | 2004003682 | 387.6667 | 377.6667
45 | 2004003682 | 390 | 380
46 | 2004003682 | 391.3333 | 381.3333
47 | 2004003682 | 392.6667 | 382.6667
48 | 2004003682 | 394 | 384
49 | 2004003682 | 393.3333 | 383.3333
50 | 2004003682 | 392.6667 | 382.6667
51 | 2004003682 | 392 | 382
52 | 2004003682 | 387.6667 | 377.6667
53 | 2004003682 | 383.3333 | 373.3333
54 | 2004003682 | 379 | 369
55 | 2004003682 | 372.3333 | 362.3333
56 | 2004003682 | 365.6667 | 355.6667
57 | 2004003682 | 359 | 349
58 | 2004003682 | 353.6667 | 343.6667
59 | 2004003682 | 348.3333 | 338.3333
60 | 2004003682 | 343 | 333
61 | 2004003682 | 338.3333 | 328.3333
62 | 2004003682 | 333.6667 | 323.6667
63 | 2004003682 | 329 | 319
64 | 2004003682 | 326 | 316
65 | 2004003682 | 323 | 313
66 | 2004003682 | 320 | 310
67 | 2004003682 | 318.3333 | 308.3333
68 | 2004003682 | 316.6667 | 306.6667
69 | 2004003682 | 315 | 305
70 | 2004003682 | 315.3333 | 305.3333
71 | 2004003682 | 315.6667 | 305.6667
72 | 2004003682 | 316 | 306
73 | 2004003682 | 316.3333 | 306.3333
74 | 2004003682 | 316.6667 | 306.6667
75 | 2004003682 | 317 | 307
76 | 2004003682 | 316.3333 | 306.3333
77 | 2004003682 | 315.6667 | 305.6667
78 | 2004003682 | 315 | 305
79 | 2004003682 | 314.6667 | 304.6667
80 | 2004003682 | 314.3333 | 304.3333
81 | 2004003682 | 314 | 304
82 | 2004003682 | 316.3333 | 306.3333
83 | 2004003682 | 318.6667 | 308.6667
84 | 2004003682 | 321 | 311
85 | 2004003682 | 323.3333 | 313.3333
86 | 2004003682 | 325.6667 | 315.6667
87 | 2004003682 | 328 | 318
88 | 2004003682 | 328.3333 | 318.3333
89 | 2004003682 | 328.6667 | 318.6667
90 | 2004003682 | 329 | 339
91 | 2004003682 | 329 | 339
92 | 2004003682 | 329 | 339
93 | 2004003682 | 329 | 339
94 | 2004003682 | 328.6667 | 338.6667
95 | 2004003682 | 328.3333 | 338.3333
96 | 2004003682 | 328 | 338
97 | 2004003682 | 327.6667 | 337.6667
98 | 2004003682 | 327.3333 | 337.3333
99 | 2004003682 | 327 | 337
100 | 2004003682 | 328.6667 | 338.6667
101 | 2004003682 | 330.3333 | 340.3333
102 | 2004003682 | 332 | 342
103 | 2004003682 | 334.3333 | 344.3333
104 | 2004003682 | 336.6667 | 346.6667
105 | 2004003682 | 339 | 349
106 | 2004003682 | 339.3333 | 349.3333
107 | 2004003682 | 339.6667 | 349.6667
108 | 2004003682 | 340 | 350
109 | 2004003682 | 342.3333 | 352.3333
110 | 2004003682 | 344.6667 | 354.6667
111 | 2004003682 | 347 | 357
112 | 2004003682 | 349.6667 | 359.6667
113 | 2004003682 | 352.3333 | 362.3333
114 | 2004003682 | 355 | 365
115 | 2004003682 | 360.3333 | 370.3333
116 | 2004003682 | 365.6667 | 375.6667
117 | 2004003682 | 371 | 381
118 | 2004003682 | 373.6667 | 383.6667
119 | 2004003682 | 376.3333 | 386.3333
120 | 2004003682 | 379 | 389
121 | 2004003682 | 383.3333 | 393.3333
122 | 2004003682 | 387.6667 | 377.6667
123 | 2004003682 | 392 | 382
124 | 2004003682 | 395.3333 | 385.3333
125 | 2004003682 | 398.6667 | 388.6667
126 | 2004003682 | 402 | 392
127 | 2004003682 | 404.3333 | 394.3333
128 | 2004003682 | 406.6667 | 396.6667
129 | 2004003682 | 409 | 399
130 | 2004003682 | 409 | 399
131 | 2004003682 | 409 | 399
132 | 2004003682 | 409 | 399
133 | 2004003682 | 408.3333 | 398.3333
134 | 2004003682 | 407.6667 | 397.6667
135 | 2004003682 | 407 | 397
136 | 2004003682 | 407 | 397
137 | 2004003682 | 407 | 397
138 | 2004003682 | 407 | 397
139 | 2004003682 | 407 | 397
140 | 2004003682 | 407 | 397
141 | 2004003682 | 407 | 397
142 | 2004003682 | 406 | 396
143 | 2004003682 | 405 | 395
0 | 2008000677 | 343 | 333
1 | 2008000677 | 344 | 334
2 | 2008000677 | 345 | 335
3 | 2008000677 | 346 | 336
4 | 2008000677 | 348 | 338
5 | 2008000677 | 350 | 340
6 | 2008000677 | 352 | 342
7 | 2008000677 | 353 | 343
8 | 2008000677 | 354 | 344
9 | 2008000677 | 355 | 345
10 | 2008000677 | 356.6667 | 346.6667
11 | 2008000677 | 358.3333 | 348.3333
12 | 2008000677 | 360 | 350
13 | 2008000677 | 363.6667 | 353.6667
14 | 2008000677 | 367.3333 | 357.3333
15 | 2008000677 | 371 | 361
16 | 2008000677 | 373.3333 | 363.3333
17 | 2008000677 | 375.6667 | 365.6667
18 | 2008000677 | 378 | 368
19 | 2008000677 | 378.6667 | 368.6667
20 | 2008000677 | 379.3333 | 369.3333
21 | 2008000677 | 380 | 370
22 | 2008000677 | 381.3333 | 371.3333
23 | 2008000677 | 382.6667 | 372.6667
24 | 2008000677 | 384 | 374
25 | 2008000677 | 385.3333 | 375.3333
26 | 2008000677 | 386.6667 | 376.6667
27 | 2008000677 | 388 | 378
28 | 2008000677 | 387 | 377
29 | 2008000677 | 386 | 376
30 | 2008000677 | 385 | 375
31 | 2008000677 | 383 | 373
32 | 2008000677 | 381 | 371
33 | 2008000677 | 379 | 369
34 | 2008000677 | 378.3333 | 368.3333
35 | 2008000677 | 377.6667 | 367.6667
36 | 2008000677 | 377 | 367
37 | 2008000677 | 377.3333 | 367.3333
38 | 2008000677 | 377.6667 | 367.6667
39 | 2008000677 | 378 | 368
40 | 2008000677 | 379.6667 | 369.6667
41 | 2008000677 | 381.3333 | 371.3333
42 | 2008000677 | 383 | 373
43 | 2008000677 | 385.3333 | 375.3333
44 | 2008000677 | 387.6667 | 377.6667
45 | 2008000677 | 390 | 380
46 | 2008000677 | 391.3333 | 381.3333
47 | 2008000677 | 392.6667 | 382.6667
48 | 2008000677 | 394 | 384
49 | 2008000677 | 393.3333 | 383.3333
50 | 2008000677 | 392.6667 | 382.6667
51 | 2008000677 | 392 | 382
52 | 2008000677 | 387.6667 | 377.6667
53 | 2008000677 | 383.3333 | 373.3333
54 | 2008000677 | 379 | 369
55 | 2008000677 | 372.3333 | 362.3333
56 | 2008000677 | 365.6667 | 355.6667
57 | 2008000677 | 359 | 349
58 | 2008000677 | 353.6667 | 343.6667
59 | 2008000677 | 348.3333 | 338.3333
60 | 2008000677 | 343 | 333
61 | 2008000677 | 338.3333 | 328.3333
62 | 2008000677 | 333.6667 | 323.6667
63 | 2008000677 | 329 | 319
64 | 2008000677 | 326 | 316
65 | 2008000677 | 323 | 313
66 | 2008000677 | 320 | 310
67 | 2008000677 | 318.3333 | 308.3333
68 | 2008000677 | 316.6667 | 306.6667
69 | 2008000677 | 315 | 305
70 | 2008000677 | 315.3333 | 305.3333
71 | 2008000677 | 315.6667 | 305.6667
72 | 2008000677 | 316 | 306
73 | 2008000677 | 316.3333 | 306.3333
74 | 2008000677 | 316.6667 | 306.6667
75 | 2008000677 | 317 | 307
76 | 2008000677 | 316.3333 | 306.3333
77 | 2008000677 | 315.6667 | 305.6667
78 | 2008000677 | 315 | 305
79 | 2008000677 | 314.6667 | 304.6667
80 | 2008000677 | 314.3333 | 304.3333
81 | 2008000677 | 314 | 304
82 | 2008000677 | 316.3333 | 306.3333
83 | 2008000677 | 318.6667 | 308.6667
84 | 2008000677 | 321 | 311
85 | 2008000677 | 323.3333 | 313.3333
86 | 2008000677 | 325.6667 | 315.6667
87 | 2008000677 | 328 | 318
88 | 2008000677 | 328.3333 | 318.3333
89 | 2008000677 | 328.6667 | 318.6667
90 | 2008000677 | 329 | 339
91 | 2008000677 | 329 | 339
92 | 2008000677 | 329 | 339
93 | 2008000677 | 329 | 339
94 | 2008000677 | 328.6667 | 338.6667
95 | 2008000677 | 328.3333 | 338.3333
96 | 2008000677 | 328 | 338
97 | 2008000677 | 327.6667 | 337.6667
98 | 2008000677 | 327.3333 | 337.3333
99 | 2008000677 | 327 | 337
100 | 2008000677 | 328.6667 | 338.6667
101 | 2008000677 | 330.3333 | 340.3333
102 | 2008000677 | 332 | 342
103 | 2008000677 | 334.3333 | 344.3333
104 | 2008000677 | 336.6667 | 346.6667
105 | 2008000677 | 339 | 349
106 | 2008000677 | 339.3333 | 349.3333
107 | 2008000677 | 339.6667 | 349.6667
108 | 2008000677 | 340 | 350
109 | 2008000677 | 342.3333 | 352.3333
110 | 2008000677 | 344.6667 | 354.6667
111 | 2008000677 | 347 | 357
112 | 2008000677 | 349.6667 | 359.6667
113 | 2008000677 | 352.3333 | 362.3333
114 | 2008000677 | 355 | 365
115 | 2008000677 | 360.3333 | 370.3333
116 | 2008000677 | 365.6667 | 375.6667
117 | 2008000677 | 371 | 381
118 | 2008000677 | 373.6667 | 383.6667
119 | 2008000677 | 376.3333 | 386.3333
120 | 2008000677 | 379 | 389
121 | 2008000677 | 383.3333 | 393.3333
122 | 2008000677 | 387.6667 | 377.6667
123 | 2008000677 | 392 | 382
124 | 2008000677 | 395.3333 | 385.3333
125 | 2008000677 | 398.6667 | 388.6667
126 | 2008000677 | 402 | 392
127 | 2008000677 | 404.3333 | 394.3333
128 | 2008000677 | 406.6667 | 396.6667
129 | 2008000677 | 409 | 399
130 | 2008000677 | 409 | 399
131 | 2008000677 | 409 | 399
132 | 2008000677 | 409 | 399
133 | 2008000677 | 408.3333 | 398.3333
134 | 2008000677 | 407.6667 | 397.6667
135 | 2008000677 | 407 | 397
136 | 2008000677 | 407 | 397
137 | 2008000677 | 407 | 397
138 | 2008000677 | 407 | 397
139 | 2008000677 | 407 | 397
140 | 2008000677 | 407 | 397
141 | 2008000677 | 407 | 397
142 | 2008000677 | 406 | 396
143 | 2008000677 | 405 | 395
0 | 2004001173 | 343 | 333
1 | 2004001173 | 344 | 334
2 | 2004001173 | 345 | 335
3 | 2004001173 | 346 | 336
4 | 2004001173 | 348 | 338
5 | 2004001173 | 350 | 340
6 | 2004001173 | 352 | 342
7 | 2004001173 | 353 | 343
8 | 2004001173 | 354 | 344
9 | 2004001173 | 355 | 345
10 | 2004001173 | 356.6667 | 346.6667
11 | 2004001173 | 358.3333 | 348.3333
12 | 2004001173 | 360 | 350
13 | 2004001173 | 363.6667 | 353.6667
14 | 2004001173 | 367.3333 | 357.3333
15 | 2004001173 | 371 | 361
16 | 2004001173 | 373.3333 | 363.3333
17 | 2004001173 | 375.6667 | 365.6667
18 | 2004001173 | 378 | 368
19 | 2004001173 | 378.6667 | 368.6667
20 | 2004001173 | 379.3333 | 369.3333
21 | 2004001173 | 380 | 370
22 | 2004001173 | 381.3333 | 371.3333
23 | 2004001173 | 382.6667 | 372.6667
24 | 2004001173 | 384 | 374
25 | 2004001173 | 385.3333 | 375.3333
26 | 2004001173 | 386.6667 | 376.6667
27 | 2004001173 | 388 | 378
28 | 2004001173 | 387 | 377
29 | 2004001173 | 386 | 376
30 | 2004001173 | 385 | 375
31 | 2004001173 | 383 | 373
32 | 2004001173 | 381 | 371
33 | 2004001173 | 379 | 369
34 | 2004001173 | 378.3333 | 368.3333
35 | 2004001173 | 377.6667 | 367.6667
36 | 2004001173 | 377 | 367
37 | 2004001173 | 377.3333 | 367.3333
38 | 2004001173 | 377.6667 | 367.6667
39 | 2004001173 | 378 | 368
40 | 2004001173 | 379.6667 | 369.6667
41 | 2004001173 | 381.3333 | 371.3333
42 | 2004001173 | 383 | 373
43 | 2004001173 | 385.3333 | 375.3333
44 | 2004001173 | 387.6667 | 377.6667
45 | 2004001173 | 390 | 380
46 | 2004001173 | 391.3333 | 381.3333
47 | 2004001173 | 392.6667 | 382.6667
48 | 2004001173 | 394 | 384
49 | 2004001173 | 393.3333 | 383.3333
50 | 2004001173 | 392.6667 | 382.6667
51 | 2004001173 | 392 | 382
52 | 2004001173 | 387.6667 | 377.6667
53 | 2004001173 | 383.3333 | 373.3333
54 | 2004001173 | 379 | 369
55 | 2004001173 | 372.3333 | 362.3333
56 | 2004001173 | 365.6667 | 355.6667
57 | 2004001173 | 359 | 349
58 | 2004001173 | 353.6667 | 343.6667
59 | 2004001173 | 348.3333 | 338.3333
60 | 2004001173 | 343 | 333
61 | 2004001173 | 338.3333 | 328.3333
62 | 2004001173 | 333.6667 | 323.6667
63 | 2004001173 | 329 | 319
64 | 2004001173 | 326 | 316
65 | 2004001173 | 323 | 313
66 | 2004001173 | 320 | 310
67 | 2004001173 | 318.3333 | 308.3333
68 | 2004001173 | 316.6667 | 306.6667
69 | 2004001173 | 315 | 305
70 | 2004001173 | 315.3333 | 305.3333
71 | 2004001173 | 315.6667 | 305.6667
72 | 2004001173 | 316 | 306
73 | 2004001173 | 316.3333 | 306.3333
74 | 2004001173 | 316.6667 | 306.6667
75 | 2004001173 | 317 | 307
76 | 2004001173 | 316.3333 | 306.3333
77 | 2004001173 | 315.6667 | 305.6667
78 | 2004001173 | 315 | 305
79 | 2004001173 | 314.6667 | 304.6667
80 | 2004001173 | 314.3333 | 304.3333
81 | 2004001173 | 314 | 304
82 | 2004001173 | 316.3333 | 306.3333
83 | 2004001173 | 318.6667 | 308.6667
84 | 2004001173 | 321 | 311
85 | 2004001173 | 323.3333 | 313.3333
86 | 2004001173 | 325.6667 | 315.6667
87 | 2004001173 | 328 | 318
88 | 2004001173 | 328.3333 | 318.3333
89 | 2004001173 | 328.6667 | 318.6667
90 | 2004001173 | 329 | 339
91 | 2004001173 | 329 | 339
92 | 2004001173 | 329 | 339
93 | 2004001173 | 329 | 339
94 | 2004001173 | 328.6667 | 338.6667
95 | 2004001173 | 328.3333 | 338.3333
96 | 2004001173 | 328 | 338
97 | 2004001173 | 327.6667 | 337.6667
98 | 2004001173 | 327.3333 | 337.3333
99 | 2004001173 | 327 | 337
100 | 2004001173 | 328.6667 | 338.6667
101 | 2004001173 | 330.3333 | 340.3333
102 | 2004001173 | 332 | 342
103 | 2004001173 | 334.3333 | 344.3333
104 | 2004001173 | 336.6667 | 346.6667
105 | 2004001173 | 339 | 349
106 | 2004001173 | 339.3333 | 349.3333
107 | 2004001173 | 339.6667 | 349.6667
108 | 2004001173 | 340 | 350
109 | 2004001173 | 342.3333 | 352.3333
110 | 2004001173 | 344.6667 | 354.6667
111 | 2004001173 | 347 | 357
112 | 2004001173 | 349.6667 | 359.6667
113 | 2004001173 | 352.3333 | 362.3333
114 | 2004001173 | 355 | 365
115 | 2004001173 | 360.3333 | 370.3333
116 | 2004001173 | 365.6667 | 375.6667
117 | 2004001173 | 371 | 381
118 | 2004001173 | 373.6667 | 383.6667
119 | 2004001173 | 376.3333 | 386.3333
120 | 2004001173 | 379 | 389
121 | 2004001173 | 383.3333 | 393.3333
122 | 2004001173 | 387.6667 | 377.6667
123 | 2004001173 | 392 | 382
124 | 2004001173 | 395.3333 | 385.3333
125 | 2004001173 | 398.6667 | 388.6667
126 | 2004001173 | 402 | 392
127 | 2004001173 | 404.3333 | 394.3333
128 | 2004001173 | 406.6667 | 396.6667
129 | 2004001173 | 409 | 399
130 | 2004001173 | 409 | 399
131 | 2004001173 | 409 | 399
132 | 2004001173 | 409 | 399
133 | 2004001173 | 408.3333 | 398.3333
134 | 2004001173 | 407.6667 | 397.6667
135 | 2004001173 | 407 | 397
136 | 2004001173 | 407 | 397
137 | 2004001173 | 407 | 397
138 | 2004001173 | 407 | 397
139 | 2004001173 | 407 | 397
140 | 2004001173 | 407 | 397
141 | 2004001173 | 407 | 397
142 | 2004001173 | 406 | 396
143 | 2004001173 | 405 | 395
0 | 2003000367 | 343 | 333
1 | 2003000367 | 344 | 334
2 | 2003000367 | 345 | 335
3 | 2003000367 | 346 | 336
4 | 2003000367 | 348 | 338
5 | 2003000367 | 350 | 340
6 | 2003000367 | 352 | 342
7 | 2003000367 | 353 | 343
8 | 2003000367 | 354 | 344
9 | 2003000367 | 355 | 345
10 | 2003000367 | 356.6667 | 346.6667
11 | 2003000367 | 358.3333 | 348.3333
12 | 2003000367 | 360 | 350
13 | 2003000367 | 363.6667 | 353.6667
14 | 2003000367 | 367.3333 | 357.3333
15 | 2003000367 | 371 | 361
16 | 2003000367 | 373.3333 | 363.3333
17 | 2003000367 | 375.6667 | 365.6667
18 | 2003000367 | 378 | 368
19 | 2003000367 | 378.6667 | 368.6667
20 | 2003000367 | 379.3333 | 369.3333
21 | 2003000367 | 380 | 370
22 | 2003000367 | 381.3333 | 371.3333
23 | 2003000367 | 382.6667 | 372.6667
24 | 2003000367 | 384 | 374
25 | 2003000367 | 385.3333 | 375.3333
26 | 2003000367 | 386.6667 | 376.6667
27 | 2003000367 | 388 | 378
28 | 2003000367 | 387 | 377
29 | 2003000367 | 386 | 376
30 | 2003000367 | 385 | 375
31 | 2003000367 | 383 | 373
32 | 2003000367 | 381 | 371
33 | 2003000367 | 379 | 369
34 | 2003000367 | 378.3333 | 368.3333
35 | 2003000367 | 377.6667 | 367.6667
36 | 2003000367 | 377 | 367
37 | 2003000367 | 377.3333 | 367.3333
38 | 2003000367 | 377.6667 | 367.6667
39 | 2003000367 | 378 | 368
40 | 2003000367 | 379.6667 | 369.6667
41 | 2003000367 | 381.3333 | 371.3333
42 | 2003000367 | 383 | 373
43 | 2003000367 | 385.3333 | 375.3333
44 | 2003000367 | 387.6667 | 377.6667
45 | 2003000367 | 390 | 380
46 | 2003000367 | 391.3333 | 381.3333
47 | 2003000367 | 392.6667 | 382.6667
48 | 2003000367 | 394 | 384
49 | 2003000367 | 393.3333 | 383.3333
50 | 2003000367 | 392.6667 | 382.6667
51 | 2003000367 | 392 | 382
52 | 2003000367 | 387.6667 | 377.6667
53 | 2003000367 | 383.3333 | 373.3333
54 | 2003000367 | 379 | 369
55 | 2003000367 | 372.3333 | 362.3333
56 | 2003000367 | 365.6667 | 355.6667
57 | 2003000367 | 359 | 349
58 | 2003000367 | 353.6667 | 343.6667
59 | 2003000367 | 348.3333 | 338.3333
60 | 2003000367 | 343 | 333
61 | 2003000367 | 338.3333 | 328.3333
62 | 2003000367 | 333.6667 | 323.6667
63 | 2003000367 | 329 | 319
64 | 2003000367 | 326 | 316
65 | 2003000367 | 323 | 313
66 | 2003000367 | 320 | 310
67 | 2003000367 | 318.3333 | 308.3333
68 | 2003000367 | 316.6667 | 306.6667
69 | 2003000367 | 315 | 305
70 | 2003000367 | 315.3333 | 305.3333
71 | 2003000367 | 315.6667 | 305.6667
72 | 2003000367 | 316 | 306
73 | 2003000367 | 316.3333 | 306.3333
74 | 2003000367 | 316.6667 | 306.6667
75 | 2003000367 | 317 | 307
76 | 2003000367 | 316.3333 | 306.3333
77 | 2003000367 | 315.6667 | 305.6667
78 | 2003000367 | 315 | 305
79 | 2003000367 | 314.6667 | 304.6667
80 | 2003000367 | 314.3333 | 304.3333
81 | 2003000367 | 314 | 304
82 | 2003000367 | 316.3333 | 306.3333
83 | 2003000367 | 318.6667 | 308.6667
84 | 2003000367 | 321 | 311
85 | 2003000367 | 323.3333 | 313.3333
86 | 2003000367 | 325.6667 | 315.6667
87 | 2003000367 | 328 | 318
88 | 2003000367 | 328.3333 | 318.3333
89 | 2003000367 | 328.6667 | 318.6667
90 | 2003000367 | 329 | 339
91 | 2003000367 | 329 | 339
92 | 2003000367 | 329 | 339
93 | 2003000367 | 329 | 339
94 | 2003000367 | 328.6667 | 338.6667
95 | 2003000367 | 328.3333 | 338.3333
96 | 2003000367 | 328 | 338
97 | 2003000367 | 327.6667 | 337.6667
98 | 2003000367 | 327.3333 | 337.3333
99 | 2003000367 | 327 | 337
100 | 2003000367 | 328.6667 | 338.6667
101 | 2003000367 | 330.3333 | 340.3333
102 | 2003000367 | 332 | 342
103 | 2003000367 | 334.3333 | 344.3333
104 | 2003000367 | 336.6667 | 346.6667
105 | 2003000367 | 339 | 349
106 | 2003000367 | 339.3333 | 349.3333
107 | 2003000367 | 339.6667 | 349.6667
108 | 2003000367 | 340 | 350
109 | 2003000367 | 342.3333 | 352.3333
110 | 2003000367 | 344.6667 | 354.6667
111 | 2003000367 | 347 | 357
112 | 2003000367 | 349.6667 | 359.6667
113 | 2003000367 | 352.3333 | 362.3333
114 | 2003000367 | 355 | 365
115 | 2003000367 | 360.3333 | 370.3333
116 | 2003000367 | 365.6667 | 375.6667
117 | 2003000367 | 371 | 381
118 | 2003000367 | 373.6667 | 383.6667
119 | 2003000367 | 376.3333 | 386.3333
120 | 2003000367 | 379 | 389
121 | 2003000367 | 383.3333 | 393.3333
122 | 2003000367 | 387.6667 | 377.6667
123 | 2003000367 | 392 | 382
124 | 2003000367 | 395.3333 | 385.3333
125 | 2003000367 | 398.6667 | 388.6667
126 | 2003000367 | 402 | 392
127 | 2003000367 | 404.3333 | 394.3333
128 | 2003000367 | 406.6667 | 396.6667
129 | 2003000367 | 409 | 399
130 | 2003000367 | 409 | 399
131 | 2003000367 | 409 | 399
132 | 2003000367 | 409 | 399
133 | 2003000367 | 408.3333 | 398.3333
134 | 2003000367 | 407.6667 | 397.6667
135 | 2003000367 | 407 | 397
136 | 2003000367 | 407 | 397
137 | 2003000367 | 407 | 397
138 | 2003000367 | 407 | 397
139 | 2003000367 | 407 | 397
140 | 2003000367 | 407 | 397
141 | 2003000367 | 407 | 397
142 | 2003000367 | 406 | 396
143 | 2003000367 | 405 | 395
0 | 2015002251 | 343 | 333
1 | 2015002251 | 344 | 334
2 | 2015002251 | 345 | 335
3 | 2015002251 | 346 | 336
4 | 2015002251 | 348 | 338
5 | 2015002251 | 350 | 340
6 | 2015002251 | 352 | 342
7 | 2015002251 | 353 | 343
8 | 2015002251 | 354 | 344
9 | 2015002251 | 355 | 345
10 | 2015002251 | 356.6667 | 346.6667
11 | 2015002251 | 358.3333 | 348.3333
12 | 2015002251 | 360 | 350
13 | 2015002251 | 363.6667 | 353.6667
14 | 2015002251 | 367.3333 | 357.3333
15 | 2015002251 | 371 | 361
16 | 2015002251 | 373.3333 | 363.3333
17 | 2015002251 | 375.6667 | 365.6667
18 | 2015002251 | 378 | 368
19 | 2015002251 | 378.6667 | 368.6667
20 | 2015002251 | 379.3333 | 369.3333
21 | 2015002251 | 380 | 370
22 | 2015002251 | 381.3333 | 371.3333
23 | 2015002251 | 382.6667 | 372.6667
24 | 2015002251 | 384 | 374
25 | 2015002251 | 385.3333 | 375.3333
26 | 2015002251 | 386.6667 | 376.6667
27 | 2015002251 | 388 | 378
28 | 2015002251 | 387 | 377
29 | 2015002251 | 386 | 376
30 | 2015002251 | 385 | 375
31 | 2015002251 | 383 | 373
32 | 2015002251 | 381 | 371
33 | 2015002251 | 379 | 369
34 | 2015002251 | 378.3333 | 368.3333
35 | 2015002251 | 377.6667 | 367.6667
36 | 2015002251 | 377 | 367
37 | 2015002251 | 377.3333 | 367.3333
38 | 2015002251 | 377.6667 | 367.6667
39 | 2015002251 | 378 | 368
40 | 2015002251 | 379.6667 | 369.6667
41 | 2015002251 | 381.3333 | 371.3333
42 | 2015002251 | 383 | 373
43 | 2015002251 | 385.3333 | 375.3333
44 | 2015002251 | 387.6667 | 377.6667
45 | 2015002251 | 390 | 380
46 | 2015002251 | 391.3333 | 381.3333
47 | 2015002251 | 392.6667 | 382.6667
48 | 2015002251 | 394 | 384
49 | 2015002251 | 393.3333 | 383.3333
50 | 2015002251 | 392.6667 | 382.6667
51 | 2015002251 | 392 | 382
52 | 2015002251 | 387.6667 | 377.6667
53 | 2015002251 | 383.3333 | 373.3333
54 | 2015002251 | 379 | 369
55 | 2015002251 | 372.3333 | 362.3333
56 | 2015002251 | 365.6667 | 355.6667
57 | 2015002251 | 359 | 349
58 | 2015002251 | 353.6667 | 343.6667
59 | 2015002251 | 348.3333 | 338.3333
60 | 2015002251 | 343 | 333
61 | 2015002251 | 338.3333 | 328.3333
62 | 2015002251 | 333.6667 | 323.6667
63 | 2015002251 | 329 | 319
64 | 2015002251 | 326 | 316
65 | 2015002251 | 323 | 313
66 | 2015002251 | 320 | 310
67 | 2015002251 | 318.3333 | 308.3333
68 | 2015002251 | 316.6667 | 306.6667
69 | 2015002251 | 315 | 305
70 | 2015002251 | 315.3333 | 305.3333
71 | 2015002251 | 315.6667 | 305.6667
72 | 2015002251 | 316 | 306
73 | 2015002251 | 316.3333 | 306.3333
74 | 2015002251 | 316.6667 | 306.6667
75 | 2015002251 | 317 | 307
76 | 2015002251 | 316.3333 | 306.3333
77 | 2015002251 | 315.6667 | 305.6667
78 | 2015002251 | 315 | 305
79 | 2015002251 | 314.6667 | 304.6667
80 | 2015002251 | 314.3333 | 304.3333
81 | 2015002251 | 314 | 304
82 | 2015002251 | 316.3333 | 306.3333
83 | 2015002251 | 318.6667 | 308.6667
84 | 2015002251 | 321 | 311
85 | 2015002251 | 323.3333 | 313.3333
86 | 2015002251 | 325.6667 | 315.6667
87 | 2015002251 | 328 | 318
88 | 2015002251 | 328.3333 | 318.3333
89 | 2015002251 | 328.6667 | 318.6667
90 | 2015002251 | 329 | 339
91 | 2015002251 | 329 | 339
92 | 2015002251 | 329 | 339
93 | 2015002251 | 329 | 339
94 | 2015002251 | 328.6667 | 338.6667
95 | 2015002251 | 328.3333 | 338.3333
96 | 2015002251 | 328 | 338
97 | 2015002251 | 327.6667 | 337.6667
98 | 2015002251 | 327.3333 | 337.3333
99 | 2015002251 | 327 | 337
100 | 2015002251 | 328.6667 | 338.6667
101 | 2015002251 | 330.3333 | 340.3333
102 | 2015002251 | 332 | 342
103 | 2015002251 | 334.3333 | 344.3333
104 | 2015002251 | 336.6667 | 346.6667
105 | 2015002251 | 339 | 349
106 | 2015002251 | 339.3333 | 349.3333
107 | 2015002251 | 339.6667 | 349.6667
108 | 2015002251 | 340 | 350
109 | 2015002251 | 342.3333 | 352.3333
110 | 2015002251 | 344.6667 | 354.6667
111 | 2015002251 | 347 | 357
112 | 2015002251 | 349.6667 | 359.6667
113 | 2015002251 | 352.3333 | 362.3333
114 | 2015002251 | 355 | 365
115 | 2015002251 | 360.3333 | 370.3333
116 | 2015002251 | 365.6667 | 375.6667
117 | 2015002251 | 371 | 381
118 | 2015002251 | 373.6667 | 383.6667
119 | 2015002251 | 376.3333 | 386.3333
120 | 2015002251 | 379 | 389
121 | 2015002251 | 383.3333 | 393.3333
122 | 2015002251 | 387.6667 | 377.6667
123 | 2015002251 | 392 | 382
124 | 2015002251 | 395.3333 | 385.3333
125 | 2015002251 | 398.6667 | 388.6667
126 | 2015002251 | 402 | 392
127 | 2015002251 | 404.3333 | 394.3333
128 | 2015002251 | 406.6667 | 396.6667
129 | 2015002251 | 409 | 399
130 | 2015002251 | 409 | 399
131 | 2015002251 | 409 | 399
132 | 2015002251 | 409 | 399
133 | 2015002251 | 408.3333 | 398.3333
134 | 2015002251 | 407.6667 | 397.6667
135 | 2015002251 | 407 | 397
136 | 2015002251 | 407 | 397
137 | 2015002251 | 407 | 397
138 | 2015002251 | 407 | 397
139 | 2015002251 | 407 | 397
140 | 2015002251 | 407 | 397
141 | 2015002251 | 407 | 397
142 | 2015002251 | 406 | 396
143 | 2015002251 | 405 | 395
0 | 2005009795 | 343 | 333
1 | 2005009795 | 344 | 334
2 | 2005009795 | 345 | 335
3 | 2005009795 | 346 | 336
4 | 2005009795 | 348 | 338
5 | 2005009795 | 350 | 340
6 | 2005009795 | 352 | 342
7 | 2005009795 | 353 | 343
8 | 2005009795 | 354 | 344
9 | 2005009795 | 355 | 345
10 | 2005009795 | 356.6667 | 346.6667
11 | 2005009795 | 358.3333 | 348.3333
12 | 2005009795 | 360 | 350
13 | 2005009795 | 363.6667 | 353.6667
14 | 2005009795 | 367.3333 | 357.3333
15 | 2005009795 | 371 | 361
16 | 2005009795 | 373.3333 | 363.3333
17 | 2005009795 | 375.6667 | 365.6667
18 | 2005009795 | 378 | 368
19 | 2005009795 | 378.6667 | 368.6667
20 | 2005009795 | 379.3333 | 369.3333
21 | 2005009795 | 380 | 370
22 | 2005009795 | 381.3333 | 371.3333
23 | 2005009795 | 382.6667 | 372.6667
24 | 2005009795 | 384 | 374
25 | 2005009795 | 385.3333 | 375.3333
26 | 2005009795 | 386.6667 | 376.6667
27 | 2005009795 | 388 | 378
28 | 2005009795 | 387 | 377
29 | 2005009795 | 386 | 376
30 | 2005009795 | 385 | 375
31 | 2005009795 | 383 | 373
32 | 2005009795 | 381 | 371
33 | 2005009795 | 379 | 369
34 | 2005009795 | 378.3333 | 368.3333
35 | 2005009795 | 377.6667 | 367.6667
36 | 2005009795 | 377 | 367
37 | 2005009795 | 377.3333 | 367.3333
38 | 2005009795 | 377.6667 | 367.6667
39 | 2005009795 | 378 | 368
40 | 2005009795 | 379.6667 | 369.6667
41 | 2005009795 | 381.3333 | 371.3333
42 | 2005009795 | 383 | 373
43 | 2005009795 | 385.3333 | 375.3333
44 | 2005009795 | 387.6667 | 377.6667
45 | 2005009795 | 390 | 380
46 | 2005009795 | 391.3333 | 381.3333
47 | 2005009795 | 392.6667 | 382.6667
48 | 2005009795 | 394 | 384
49 | 2005009795 | 393.3333 | 383.3333
50 | 2005009795 | 392.6667 | 382.6667
51 | 2005009795 | 392 | 382
52 | 2005009795 | 387.6667 | 377.6667
53 | 2005009795 | 383.3333 | 373.3333
54 | 2005009795 | 379 | 369
55 | 2005009795 | 372.3333 | 362.3333
56 | 2005009795 | 365.6667 | 355.6667
57 | 2005009795 | 359 | 349
58 | 2005009795 | 353.6667 | 343.6667
59 | 2005009795 | 348.3333 | 338.3333
60 | 2005009795 | 343 | 333
61 | 2005009795 | 338.3333 | 328.3333
62 | 2005009795 | 333.6667 | 323.6667
63 | 2005009795 | 329 | 319
64 | 2005009795 | 326 | 316
65 | 2005009795 | 323 | 313
66 | 2005009795 | 320 | 310
67 | 2005009795 | 318.3333 | 308.3333
68 | 2005009795 | 316.6667 | 306.6667
69 | 2005009795 | 315 | 305
70 | 2005009795 | 315.3333 | 305.3333
71 | 2005009795 | 315.6667 | 305.6667
72 | 2005009795 | 316 | 306
73 | 2005009795 | 316.3333 | 306.3333
74 | 2005009795 | 316.6667 | 306.6667
75 | 2005009795 | 317 | 307
76 | 2005009795 | 316.3333 | 306.3333
77 | 2005009795 | 315.6667 | 305.6667
78 | 2005009795 | 315 | 305
79 | 2005009795 | 314.6667 | 304.6667
80 | 2005009795 | 314.3333 | 304.3333
81 | 2005009795 | 314 | 304
82 | 2005009795 | 316.3333 | 306.3333
83 | 2005009795 | 318.6667 | 308.6667
84 | 2005009795 | 321 | 311
85 | 2005009795 | 323.3333 | 313.3333
86 | 2005009795 | 325.6667 | 315.6667
87 | 2005009795 | 328 | 318
88 | 2005009795 | 328.3333 | 318.3333
89 | 2005009795 | 328.6667 | 318.6667
90 | 2005009795 | 329 | 339
91 | 2005009795 | 329 | 339
92 | 2005009795 | 329 | 339
93 | 2005009795 | 329 | 339
94 | 2005009795 | 328.6667 | 338.6667
95 | 2005009795 | 328.3333 | 338.3333
96 | 2005009795 | 328 | 338
97 | 2005009795 | 327.6667 | 337.6667
98 | 2005009795 | 327.3333 | 337.3333
99 | 2005009795 | 327 | 337
100 | 2005009795 | 328.6667 | 338.6667
101 | 2005009795 | 330.3333 | 340.3333
102 | 2005009795 | 332 | 342
103 | 2005009795 | 334.3333 | 344.3333
104 | 2005009795 | 336.6667 | 346.6667
105 | 2005009795 | 339 | 349
106 | 2005009795 | 339.3333 | 349.3333
107 | 2005009795 | 339.6667 | 349.6667
108 | 2005009795 | 340 | 350
109 | 2005009795 | 342.3333 | 352.3333
110 | 2005009795 | 344.6667 | 354.6667
111 | 2005009795 | 347 | 357
112 | 2005009795 | 349.6667 | 359.6667
113 | 2005009795 | 352.3333 | 362.3333
114 | 2005009795 | 355 | 365
115 | 2005009795 | 360.3333 | 370.3333
116 | 2005009795 | 365.6667 | 375.6667
117 | 2005009795 | 371 | 381
118 | 2005009795 | 373.6667 | 383.6667
119 | 2005009795 | 376.3333 | 386.3333
120 | 2005009795 | 379 | 389
121 | 2005009795 | 383.3333 | 393.3333
122 | 2005009795 | 387.6667 | 377.6667
123 | 2005009795 | 392 | 382
124 | 2005009795 | 395.3333 | 385.3333
125 | 2005009795 | 398.6667 | 388.6667
126 | 2005009795 | 402 | 392
127 | 2005009795 | 404.3333 | 394.3333
128 | 2005009795 | 406.6667 | 396.6667
129 | 2005009795 | 409 | 399
130 | 2005009795 | 409 | 399
131 | 2005009795 | 409 | 399
132 | 2005009795 | 409 | 399
133 | 2005009795 | 408.3333 | 398.3333
134 | 2005009795 | 407.6667 | 397.6667
135 | 2005009795 | 407 | 397
136 | 2005009795 | 407 | 397
137 | 2005009795 | 407 | 397
138 | 2005009795 | 407 | 397
139 | 2005009795 | 407 | 397
140 | 2005009795 | 407 | 397
141 | 2005009795 | 407 | 397
142 | 2005009795 | 406 | 396
143 | 2005009795 | 405 | 395
0 | 2002005971 | 343 | 333
1 | 2002005971 | 344 | 334
2 | 2002005971 | 345 | 335
3 | 2002005971 | 346 | 336
4 | 2002005971 | 348 | 338
5 | 2002005971 | 350 | 340
6 | 2002005971 | 352 | 342
7 | 2002005971 | 353 | 343
8 | 2002005971 | 354 | 344
9 | 2002005971 | 355 | 345
10 | 2002005971 | 356.6667 | 346.6667
11 | 2002005971 | 358.3333 | 348.3333
12 | 2002005971 | 360 | 350
13 | 2002005971 | 363.6667 | 353.6667
14 | 2002005971 | 367.3333 | 357.3333
15 | 2002005971 | 371 | 361
16 | 2002005971 | 373.3333 | 363.3333
17 | 2002005971 | 375.6667 | 365.6667
18 | 2002005971 | 378 | 368
19 | 2002005971 | 378.6667 | 368.6667
20 | 2002005971 | 379.3333 | 369.3333
21 | 2002005971 | 380 | 370
22 | 2002005971 | 381.3333 | 371.3333
23 | 2002005971 | 382.6667 | 372.6667
24 | 2002005971 | 384 | 374
25 | 2002005971 | 385.3333 | 375.3333
26 | 2002005971 | 386.6667 | 376.6667
27 | 2002005971 | 388 | 378
28 | 2002005971 | 387 | 377
29 | 2002005971 | 386 | 376
30 | 2002005971 | 385 | 375
31 | 2002005971 | 383 | 373
32 | 2002005971 | 381 | 371
33 | 2002005971 | 379 | 369
34 | 2002005971 | 378.3333 | 368.3333
35 | 2002005971 | 377.6667 | 367.6667
36 | 2002005971 | 377 | 367
37 | 2002005971 | 377.3333 | 367.3333
38 | 2002005971 | 377.6667 | 367.6667
39 | 2002005971 | 378 | 368
40 | 2002005971 | 379.6667 | 369.6667
41 | 2002005971 | 381.3333 | 371.3333
42 | 2002005971 | 383 | 373
43 | 2002005971 | 385.3333 | 375.3333
44 | 2002005971 | 387.6667 | 377.6667
45 | 2002005971 | 390 | 380
46 | 2002005971 | 391.3333 | 381.3333
47 | 2002005971 | 392.6667 | 382.6667
48 | 2002005971 | 394 | 384
49 | 2002005971 | 393.3333 | 383.3333
50 | 2002005971 | 392.6667 | 382.6667
51 | 2002005971 | 392 | 382
52 | 2002005971 | 387.6667 | 377.6667
53 | 2002005971 | 383.3333 | 373.3333
54 | 2002005971 | 379 | 369
55 | 2002005971 | 372.3333 | 362.3333
56 | 2002005971 | 365.6667 | 355.6667
57 | 2002005971 | 359 | 349
58 | 2002005971 | 353.6667 | 343.6667
59 | 2002005971 | 348.3333 | 338.3333
60 | 2002005971 | 343 | 333
61 | 2002005971 | 338.3333 | 328.3333
62 | 2002005971 | 333.6667 | 323.6667
63 | 2002005971 | 329 | 319
64 | 2002005971 | 326 | 316
65 | 2002005971 | 323 | 313
66 | 2002005971 | 320 | 310
67 | 2002005971 | 318.3333 | 308.3333
68 | 2002005971 | 316.6667 | 306.6667
69 | 2002005971 | 315 | 305
70 | 2002005971 | 315.3333 | 305.3333
71 | 2002005971 | 315.6667 | 305.6667
72 | 2002005971 | 316 | 306
73 | 2002005971 | 316.3333 | 306.3333
74 | 2002005971 | 316.6667 | 306.6667
75 | 2002005971 | 317 | 307
76 | 2002005971 | 316.3333 | 306.3333
77 | 2002005971 | 315.6667 | 305.6667
78 | 2002005971 | 315 | 305
79 | 2002005971 | 314.6667 | 304.6667
80 | 2002005971 | 314.3333 | 304.3333
81 | 2002005971 | 314 | 304
82 | 2002005971 | 316.3333 | 306.3333
83 | 2002005971 | 318.6667 | 308.6667
84 | 2002005971 | 321 | 311
85 | 2002005971 | 323.3333 | 313.3333
86 | 2002005971 | 325.6667 | 315.6667
87 | 2002005971 | 328 | 318
88 | 2002005971 | 328.3333 | 318.3333
89 | 2002005971 | 328.6667 | 318.6667
90 | 2002005971 | 329 | 339
91 | 2002005971 | 329 | 339
92 | 2002005971 | 329 | 339
93 | 2002005971 | 329 | 339
94 | 2002005971 | 328.6667 | 338.6667
95 | 2002005971 | 328.3333 | 338.3333
96 | 2002005971 | 328 | 338
97 | 2002005971 | 327.6667 | 337.6667
98 | 2002005971 | 327.3333 | 337.3333
99 | 2002005971 | 327 | 337
100 | 2002005971 | 328.6667 | 338.6667
101 | 2002005971 | 330.3333 | 340.3333
102 | 2002005971 | 332 | 342
103 | 2002005971 | 334.3333 | 344.3333
104 | 2002005971 | 336.6667 | 346.6667
105 | 2002005971 | 339 | 349
106 | 2002005971 | 339.3333 | 349.3333
107 | 2002005971 | 339.6667 | 349.6667
108 | 2002005971 | 340 | 350
109 | 2002005971 | 342.3333 | 352.3333
110 | 2002005971 | 344.6667 | 354.6667
111 | 2002005971 | 347 | 357
112 | 2002005971 | 349.6667 | 359.6667
113 | 2002005971 | 352.3333 | 362.3333
114 | 2002005971 | 355 | 365
115 | 2002005971 | 360.3333 | 370.3333
116 | 2002005971 | 365.6667 | 375.6667
117 | 2002005971 | 371 | 381
118 | 2002005971 | 373.6667 | 383.6667
119 | 2002005971 | 376.3333 | 386.3333
120 | 2002005971 | 379 | 389
121 | 2002005971 | 383.3333 | 393.3333
122 | 2002005971 | 387.6667 | 377.6667
123 | 2002005971 | 392 | 382
124 | 2002005971 | 395.3333 | 385.3333
125 | 2002005971 | 398.6667 | 388.6667
126 | 2002005971 | 402 | 392
127 | 2002005971 | 404.3333 | 394.3333
128 | 2002005971 | 406.6667 | 396.6667
129 | 2002005971 | 409 | 399
130 | 2002005971 | 409 | 399
131 | 2002005971 | 409 | 399
132 | 2002005971 | 409 | 399
133 | 2002005971 | 408.3333 | 398.3333
134 | 2002005971 | 407.6667 | 397.6667
135 | 2002005971 | 407 | 397
136 | 2002005971 | 407 | 397
137 | 2002005971 | 407 | 397
138 | 2002005971 | 407 | 397
139 | 2002005971 | 407 | 397
140 | 2002005971 | 407 | 397
141 | 2002005971 | 407 | 397
142 | 2002005971 | 406 | 396
143 | 2002005971 | 405 | 395
0 | 2008009878 | 343 | 333
1 | 2008009878 | 344 | 334
2 | 2008009878 | 345 | 335
3 | 2008009878 | 346 | 336
4 | 2008009878 | 348 | 338
5 | 2008009878 | 350 | 340
6 | 2008009878 | 352 | 342
7 | 2008009878 | 353 | 343
8 | 2008009878 | 354 | 344
9 | 2008009878 | 355 | 345
10 | 2008009878 | 356.6667 | 346.6667
11 | 2008009878 | 358.3333 | 348.3333
12 | 2008009878 | 360 | 350
13 | 2008009878 | 363.6667 | 353.6667
14 | 2008009878 | 367.3333 | 357.3333
15 | 2008009878 | 371 | 361
16 | 2008009878 | 373.3333 | 363.3333
17 | 2008009878 | 375.6667 | 365.6667
18 | 2008009878 | 378 | 368
19 | 2008009878 | 378.6667 | 368.6667
20 | 2008009878 | 379.3333 | 369.3333
21 | 2008009878 | 380 | 370
22 | 2008009878 | 381.3333 | 371.3333
23 | 2008009878 | 382.6667 | 372.6667
24 | 2008009878 | 384 | 374
25 | 2008009878 | 385.3333 | 375.3333
26 | 2008009878 | 386.6667 | 376.6667
27 | 2008009878 | 388 | 378
28 | 2008009878 | 387 | 377
29 | 2008009878 | 386 | 376
30 | 2008009878 | 385 | 375
31 | 2008009878 | 383 | 373
32 | 2008009878 | 381 | 371
33 | 2008009878 | 379 | 369
34 | 2008009878 | 378.3333 | 368.3333
35 | 2008009878 | 377.6667 | 367.6667
36 | 2008009878 | 377 | 367
37 | 2008009878 | 377.3333 | 367.3333
38 | 2008009878 | 377.6667 | 367.6667
39 | 2008009878 | 378 | 368
40 | 2008009878 | 379.6667 | 369.6667
41 | 2008009878 | 381.3333 | 371.3333
42 | 2008009878 | 383 | 373
43 | 2008009878 | 385.3333 | 375.3333
44 | 2008009878 | 387.6667 | 377.6667
45 | 2008009878 | 390 | 380
46 | 2008009878 | 391.3333 | 381.3333
47 | 2008009878 | 392.6667 | 382.6667
48 | 2008009878 | 394 | 384
49 | 2008009878 | 393.3333 | 383.3333
50 | 2008009878 | 392.6667 | 382.6667
51 | 2008009878 | 392 | 382
52 | 2008009878 | 387.6667 | 377.6667
53 | 2008009878 | 383.3333 | 373.3333
54 | 2008009878 | 379 | 369
55 | 2008009878 | 372.3333 | 362.3333
56 | 2008009878 | 365.6667 | 355.6667
57 | 2008009878 | 359 | 349
58 | 2008009878 | 353.6667 | 343.6667
59 | 2008009878 | 348.3333 | 338.3333
60 | 2008009878 | 343 | 333
61 | 2008009878 | 338.3333 | 328.3333
62 | 2008009878 | 333.6667 | 323.6667
63 | 2008009878 | 329 | 319
64 | 2008009878 | 326 | 316
65 | 2008009878 | 323 | 313
66 | 2008009878 | 320 | 310
67 | 2008009878 | 318.3333 | 308.3333
68 | 2008009878 | 316.6667 | 306.6667
69 | 2008009878 | 315 | 305
70 | 2008009878 | 315.3333 | 305.3333
71 | 2008009878 | 315.6667 | 305.6667
72 | 2008009878 | 316 | 306
73 | 2008009878 | 316.3333 | 306.3333
74 | 2008009878 | 316.6667 | 306.6667
75 | 2008009878 | 317 | 307
76 | 2008009878 | 316.3333 | 306.3333
77 | 2008009878 | 315.6667 | 305.6667
78 | 2008009878 | 315 | 305
79 | 2008009878 | 314.6667 | 304.6667
80 | 2008009878 | 314.3333 | 304.3333
81 | 2008009878 | 314 | 304
82 | 2008009878 | 316.3333 | 306.3333
83 | 2008009878 | 318.6667 | 308.6667
84 | 2008009878 | 321 | 311
85 | 2008009878 | 323.3333 | 313.3333
86 | 2008009878 | 325.6667 | 315.6667
87 | 2008009878 | 328 | 318
88 | 2008009878 | 328.3333 | 318.3333
89 | 2008009878 | 328.6667 | 318.6667
90 | 2008009878 | 329 | 339
91 | 2008009878 | 329 | 339
92 | 2008009878 | 329 | 339
93 | 2008009878 | 329 | 339
94 | 2008009878 | 328.6667 | 338.6667
95 | 2008009878 | 328.3333 | 338.3333
96 | 2008009878 | 328 | 338
97 | 2008009878 | 327.6667 | 337.6667
98 | 2008009878 | 327.3333 | 337.3333
99 | 2008009878 | 327 | 337
100 | 2008009878 | 328.6667 | 338.6667
101 | 2008009878 | 330.3333 | 340.3333
102 | 2008009878 | 332 | 342
103 | 2008009878 | 334.3333 | 344.3333
104 | 2008009878 | 336.6667 | 346.6667
105 | 2008009878 | 339 | 349
106 | 2008009878 | 339.3333 | 349.3333
107 | 2008009878 | 339.6667 | 349.6667
108 | 2008009878 | 340 | 350
109 | 2008009878 | 342.3333 | 352.3333
110 | 2008009878 | 344.6667 | 354.6667
111 | 2008009878 | 347 | 357
112 | 2008009878 | 349.6667 | 359.6667
113 | 2008009878 | 352.3333 | 362.3333
114 | 2008009878 | 355 | 365
115 | 2008009878 | 360.3333 | 370.3333
116 | 2008009878 | 365.6667 | 375.6667
117 | 2008009878 | 371 | 381
118 | 2008009878 | 373.6667 | 383.6667
119 | 2008009878 | 376.3333 | 386.3333
120 | 2008009878 | 379 | 389
121 | 2008009878 | 383.3333 | 393.3333
122 | 2008009878 | 387.6667 | 377.6667
123 | 2008009878 | 392 | 382
124 | 2008009878 | 395.3333 | 385.3333
125 | 2008009878 | 398.6667 | 388.6667
126 | 2008009878 | 402 | 392
127 | 2008009878 | 404.3333 | 394.3333
128 | 2008009878 | 406.6667 | 396.6667
129 | 2008009878 | 409 | 399
130 | 2008009878 | 409 | 399
131 | 2008009878 | 409 | 399
132 | 2008009878 | 409 | 399
133 | 2008009878 | 408.3333 | 398.3333
134 | 2008009878 | 407.6667 | 397.6667
135 | 2008009878 | 407 | 397
136 | 2008009878 | 407 | 397
137 | 2008009878 | 407 | 397
138 | 2008009878 | 407 | 397
139 | 2008009878 | 407 | 397
140 | 2008009878 | 407 | 397
141 | 2008009878 | 407 | 397
142 | 2008009878 | 406 | 396
143 | 2008009878 | 405 | 395
0 | 2002001539 | 343 | 333
1 | 2002001539 | 344 | 334
2 | 2002001539 | 345 | 335
3 | 2002001539 | 346 | 336
4 | 2002001539 | 348 | 338
5 | 2002001539 | 350 | 340
6 | 2002001539 | 352 | 342
7 | 2002001539 | 353 | 343
8 | 2002001539 | 354 | 344
9 | 2002001539 | 355 | 345
10 | 2002001539 | 356.6667 | 346.6667
11 | 2002001539 | 358.3333 | 348.3333
12 | 2002001539 | 360 | 350
13 | 2002001539 | 363.6667 | 353.6667
14 | 2002001539 | 367.3333 | 357.3333
15 | 2002001539 | 371 | 361
16 | 2002001539 | 373.3333 | 363.3333
17 | 2002001539 | 375.6667 | 365.6667
18 | 2002001539 | 378 | 368
19 | 2002001539 | 378.6667 | 368.6667
20 | 2002001539 | 379.3333 | 369.3333
21 | 2002001539 | 380 | 370
22 | 2002001539 | 381.3333 | 371.3333
23 | 2002001539 | 382.6667 | 372.6667
24 | 2002001539 | 384 | 374
25 | 2002001539 | 385.3333 | 375.3333
26 | 2002001539 | 386.6667 | 376.6667
27 | 2002001539 | 388 | 378
28 | 2002001539 | 387 | 377
29 | 2002001539 | 386 | 376
30 | 2002001539 | 385 | 375
31 | 2002001539 | 383 | 373
32 | 2002001539 | 381 | 371
33 | 2002001539 | 379 | 369
34 | 2002001539 | 378.3333 | 368.3333
35 | 2002001539 | 377.6667 | 367.6667
36 | 2002001539 | 377 | 367
37 | 2002001539 | 377.3333 | 367.3333
38 | 2002001539 | 377.6667 | 367.6667
39 | 2002001539 | 378 | 368
40 | 2002001539 | 379.6667 | 369.6667
41 | 2002001539 | 381.3333 | 371.3333
42 | 2002001539 | 383 | 373
43 | 2002001539 | 385.3333 | 375.3333
44 | 2002001539 | 387.6667 | 377.6667
45 | 2002001539 | 390 | 380
46 | 2002001539 | 391.3333 | 381.3333
47 | 2002001539 | 392.6667 | 382.6667
48 | 2002001539 | 394 | 384
49 | 2002001539 | 393.3333 | 383.3333
50 | 2002001539 | 392.6667 | 382.6667
51 | 2002001539 | 392 | 382
52 | 2002001539 | 387.6667 | 377.6667
53 | 2002001539 | 383.3333 | 373.3333
54 | 2002001539 | 379 | 369
55 | 2002001539 | 372.3333 | 362.3333
56 | 2002001539 | 365.6667 | 355.6667
57 | 2002001539 | 359 | 349
58 | 2002001539 | 353.6667 | 343.6667
59 | 2002001539 | 348.3333 | 338.3333
60 | 2002001539 | 343 | 333
61 | 2002001539 | 338.3333 | 328.3333
62 | 2002001539 | 333.6667 | 323.6667
63 | 2002001539 | 329 | 319
64 | 2002001539 | 326 | 316
65 | 2002001539 | 323 | 313
66 | 2002001539 | 320 | 310
67 | 2002001539 | 318.3333 | 308.3333
68 | 2002001539 | 316.6667 | 306.6667
69 | 2002001539 | 315 | 305
70 | 2002001539 | 315.3333 | 305.3333
71 | 2002001539 | 315.6667 | 305.6667
72 | 2002001539 | 316 | 306
73 | 2002001539 | 316.3333 | 306.3333
74 | 2002001539 | 316.6667 | 306.6667
75 | 2002001539 | 317 | 307
76 | 2002001539 | 316.3333 | 306.3333
77 | 2002001539 | 315.6667 | 305.6667
78 | 2002001539 | 315 | 305
79 | 2002001539 | 314.6667 | 304.6667
80 | 2002001539 | 314.3333 | 304.3333
81 | 2002001539 | 314 | 304
82 | 2002001539 | 316.3333 | 306.3333
83 | 2002001539 | 318.6667 | 308.6667
84 | 2002001539 | 321 | 311
85 | 2002001539 | 323.3333 | 313.3333
86 | 2002001539 | 325.6667 | 315.6667
87 | 2002001539 | 328 | 318
88 | 2002001539 | 328.3333 | 318.3333
89 | 2002001539 | 328.6667 | 318.6667
90 | 2002001539 | 329 | 339
91 | 2002001539 | 329 | 339
92 | 2002001539 | 329 | 339
93 | 2002001539 | 329 | 339
94 | 2002001539 | 328.6667 | 338.6667
95 | 2002001539 | 328.3333 | 338.3333
96 | 2002001539 | 328 | 338
97 | 2002001539 | 327.6667 | 337.6667
98 | 2002001539 | 327.3333 | 337.3333
99 | 2002001539 | 327 | 337
100 | 2002001539 | 328.6667 | 338.6667
101 | 2002001539 | 330.3333 | 340.3333
102 | 2002001539 | 332 | 342
103 | 2002001539 | 334.3333 | 344.3333
104 | 2002001539 | 336.6667 | 346.6667
105 | 2002001539 | 339 | 349
106 | 2002001539 | 339.3333 | 349.3333
107 | 2002001539 | 339.6667 | 349.6667
108 | 2002001539 | 340 | 350
109 | 2002001539 | 342.3333 | 352.3333
110 | 2002001539 | 344.6667 | 354.6667
111 | 2002001539 | 347 | 357
112 | 2002001539 | 349.6667 | 359.6667
113 | 2002001539 | 352.3333 | 362.3333
114 | 2002001539 | 355 | 365
115 | 2002001539 | 360.3333 | 370.3333
116 | 2002001539 | 365.6667 | 375.6667
117 | 2002001539 | 371 | 381
118 | 2002001539 | 373.6667 | 383.6667
119 | 2002001539 | 376.3333 | 386.3333
120 | 2002001539 | 379 | 389
121 | 2002001539 | 383.3333 | 393.3333
122 | 2002001539 | 387.6667 | 377.6667
123 | 2002001539 | 392 | 382
124 | 2002001539 | 395.3333 | 385.3333
125 | 2002001539 | 398.6667 | 388.6667
126 | 2002001539 | 402 | 392
127 | 2002001539 | 404.3333 | 394.3333
128 | 2002001539 | 406.6667 | 396.6667
129 | 2002001539 | 409 | 399
130 | 2002001539 | 409 | 399
131 | 2002001539 | 409 | 399
132 | 2002001539 | 409 | 399
133 | 2002001539 | 408.3333 | 398.3333
134 | 2002001539 | 407.6667 | 397.6667
135 | 2002001539 | 407 | 397
136 | 2002001539 | 407 | 397
137 | 2002001539 | 407 | 397
138 | 2002001539 | 407 | 397
139 | 2002001539 | 407 | 397
140 | 2002001539 | 407 | 397
141 | 2002001539 | 407 | 397
142 | 2002001539 | 406 | 396
143 | 2002001539 | 405 | 395
0 | 2005008526 | 343 | 333
1 | 2005008526 | 344 | 334
2 | 2005008526 | 345 | 335
3 | 2005008526 | 346 | 336
4 | 2005008526 | 348 | 338
5 | 2005008526 | 350 | 340
6 | 2005008526 | 352 | 342
7 | 2005008526 | 353 | 343
8 | 2005008526 | 354 | 344
9 | 2005008526 | 355 | 345
10 | 2005008526 | 356.6667 | 346.6667
11 | 2005008526 | 358.3333 | 348.3333
12 | 2005008526 | 360 | 350
13 | 2005008526 | 363.6667 | 353.6667
14 | 2005008526 | 367.3333 | 357.3333
15 | 2005008526 | 371 | 361
16 | 2005008526 | 373.3333 | 363.3333
17 | 2005008526 | 375.6667 | 365.6667
18 | 2005008526 | 378 | 368
19 | 2005008526 | 378.6667 | 368.6667
20 | 2005008526 | 379.3333 | 369.3333
21 | 2005008526 | 380 | 370
22 | 2005008526 | 381.3333 | 371.3333
23 | 2005008526 | 382.6667 | 372.6667
24 | 2005008526 | 384 | 374
25 | 2005008526 | 385.3333 | 375.3333
26 | 2005008526 | 386.6667 | 376.6667
27 | 2005008526 | 388 | 378
28 | 2005008526 | 387 | 377
29 | 2005008526 | 386 | 376
30 | 2005008526 | 385 | 375
31 | 2005008526 | 383 | 373
32 | 2005008526 | 381 | 371
33 | 2005008526 | 379 | 369
34 | 2005008526 | 378.3333 | 368.3333
35 | 2005008526 | 377.6667 | 367.6667
36 | 2005008526 | 377 | 367
37 | 2005008526 | 377.3333 | 367.3333
38 | 2005008526 | 377.6667 | 367.6667
39 | 2005008526 | 378 | 368
40 | 2005008526 | 379.6667 | 369.6667
41 | 2005008526 | 381.3333 | 371.3333
42 | 2005008526 | 383 | 373
43 | 2005008526 | 385.3333 | 375.3333
44 | 2005008526 | 387.6667 | 377.6667
45 | 2005008526 | 390 | 380
46 | 2005008526 | 391.3333 | 381.3333
47 | 2005008526 | 392.6667 | 382.6667
48 | 2005008526 | 394 | 384
49 | 2005008526 | 393.3333 | 383.3333
50 | 2005008526 | 392.6667 | 382.6667
51 | 2005008526 | 392 | 382
52 | 2005008526 | 387.6667 | 377.6667
53 | 2005008526 | 383.3333 | 373.3333
54 | 2005008526 | 379 | 369
55 | 2005008526 | 372.3333 | 362.3333
56 | 2005008526 | 365.6667 | 355.6667
57 | 2005008526 | 359 | 349
58 | 2005008526 | 353.6667 | 343.6667
59 | 2005008526 | 348.3333 | 338.3333
60 | 2005008526 | 343 | 333
61 | 2005008526 | 338.3333 | 328.3333
62 | 2005008526 | 333.6667 | 323.6667
63 | 2005008526 | 329 | 319
64 | 2005008526 | 326 | 316
65 | 2005008526 | 323 | 313
66 | 2005008526 | 320 | 310
67 | 2005008526 | 318.3333 | 308.3333
68 | 2005008526 | 316.6667 | 306.6667
69 | 2005008526 | 315 | 305
70 | 2005008526 | 315.3333 | 305.3333
71 | 2005008526 | 315.6667 | 305.6667
72 | 2005008526 | 316 | 306
73 | 2005008526 | 316.3333 | 306.3333
74 | 2005008526 | 316.6667 | 306.6667
75 | 2005008526 | 317 | 307
76 | 2005008526 | 316.3333 | 306.3333
77 | 2005008526 | 315.6667 | 305.6667
78 | 2005008526 | 315 | 305
79 | 2005008526 | 314.6667 | 304.6667
80 | 2005008526 | 314.3333 | 304.3333
81 | 2005008526 | 314 | 304
82 | 2005008526 | 316.3333 | 306.3333
83 | 2005008526 | 318.6667 | 308.6667
84 | 2005008526 | 321 | 311
85 | 2005008526 | 323.3333 | 313.3333
86 | 2005008526 | 325.6667 | 315.6667
87 | 2005008526 | 328 | 318
88 | 2005008526 | 328.3333 | 318.3333
89 | 2005008526 | 328.6667 | 318.6667
90 | 2005008526 | 329 | 339
91 | 2005008526 | 329 | 339
92 | 2005008526 | 329 | 339
93 | 2005008526 | 329 | 339
94 | 2005008526 | 328.6667 | 338.6667
95 | 2005008526 | 328.3333 | 338.3333
96 | 2005008526 | 328 | 338
97 | 2005008526 | 327.6667 | 337.6667
98 | 2005008526 | 327.3333 | 337.3333
99 | 2005008526 | 327 | 337
100 | 2005008526 | 328.6667 | 338.6667
101 | 2005008526 | 330.3333 | 340.3333
102 | 2005008526 | 332 | 342
103 | 2005008526 | 334.3333 | 344.3333
104 | 2005008526 | 336.6667 | 346.6667
105 | 2005008526 | 339 | 349
106 | 2005008526 | 339.3333 | 349.3333
107 | 2005008526 | 339.6667 | 349.6667
108 | 2005008526 | 340 | 350
109 | 2005008526 | 342.3333 | 352.3333
110 | 2005008526 | 344.6667 | 354.6667
111 | 2005008526 | 347 | 357
112 | 2005008526 | 349.6667 | 359.6667
113 | 2005008526 | 352.3333 | 362.3333
114 | 2005008526 | 355 | 365
115 | 2005008526 | 360.3333 | 370.3333
116 | 2005008526 | 365.6667 | 375.6667
117 | 2005008526 | 371 | 381
118 | 2005008526 | 373.6667 | 383.6667
119 | 2005008526 | 376.3333 | 386.3333
120 | 2005008526 | 379 | 389
121 | 2005008526 | 383.3333 | 393.3333
122 | 2005008526 | 387.6667 | 377.6667
123 | 2005008526 | 392 | 382
124 | 2005008526 | 395.3333 | 385.3333
125 | 2005008526 | 398.6667 | 388.6667
126 | 2005008526 | 402 | 392
127 | 2005008526 | 404.3333 | 394.3333
128 | 2005008526 | 406.6667 | 396.6667
129 | 2005008526 | 409 | 399
130 | 2005008526 | 409 | 399
131 | 2005008526 | 409 | 399
132 | 2005008526 | 409 | 399
133 | 2005008526 | 408.3333 | 398.3333
134 | 2005008526 | 407.6667 | 397.6667
135 | 2005008526 | 407 | 397
136 | 2005008526 | 407 | 397
137 | 2005008526 | 407 | 397
138 | 2005008526 | 407 | 397
139 | 2005008526 | 407 | 397
140 | 2005008526 | 407 | 397
141 | 2005008526 | 407 | 397
142 | 2005008526 | 406 | 396
143 | 2005008526 | 405 | 395
0 | 2010006710 | 343 | 333
1 | 2010006710 | 344 | 334
2 | 2010006710 | 345 | 335
3 | 2010006710 | 346 | 336
4 | 2010006710 | 348 | 338
5 | 2010006710 | 350 | 340
6 | 2010006710 | 352 | 342
7 | 2010006710 | 353 | 343
8 | 2010006710 | 354 | 344
9 | 2010006710 | 355 | 345
10 | 2010006710 | 356.6667 | 346.6667
11 | 2010006710 | 358.3333 | 348.3333
12 | 2010006710 | 360 | 350
13 | 2010006710 | 363.6667 | 353.6667
14 | 2010006710 | 367.3333 | 357.3333
15 | 2010006710 | 371 | 361
16 | 2010006710 | 373.3333 | 363.3333
17 | 2010006710 | 375.6667 | 365.6667
18 | 2010006710 | 378 | 368
19 | 2010006710 | 378.6667 | 368.6667
20 | 2010006710 | 379.3333 | 369.3333
21 | 2010006710 | 380 | 370
22 | 2010006710 | 381.3333 | 371.3333
23 | 2010006710 | 382.6667 | 372.6667
24 | 2010006710 | 384 | 374
25 | 2010006710 | 385.3333 | 375.3333
26 | 2010006710 | 386.6667 | 376.6667
27 | 2010006710 | 388 | 378
28 | 2010006710 | 387 | 377
29 | 2010006710 | 386 | 376
30 | 2010006710 | 385 | 375
31 | 2010006710 | 383 | 373
32 | 2010006710 | 381 | 371
33 | 2010006710 | 379 | 369
34 | 2010006710 | 378.3333 | 368.3333
35 | 2010006710 | 377.6667 | 367.6667
36 | 2010006710 | 377 | 367
37 | 2010006710 | 377.3333 | 367.3333
38 | 2010006710 | 377.6667 | 367.6667
39 | 2010006710 | 378 | 368
40 | 2010006710 | 379.6667 | 369.6667
41 | 2010006710 | 381.3333 | 371.3333
42 | 2010006710 | 383 | 373
43 | 2010006710 | 385.3333 | 375.3333
44 | 2010006710 | 387.6667 | 377.6667
45 | 2010006710 | 390 | 380
46 | 2010006710 | 391.3333 | 381.3333
47 | 2010006710 | 392.6667 | 382.6667
48 | 2010006710 | 394 | 384
49 | 2010006710 | 393.3333 | 383.3333
50 | 2010006710 | 392.6667 | 382.6667
51 | 2010006710 | 392 | 382
52 | 2010006710 | 387.6667 | 377.6667
53 | 2010006710 | 383.3333 | 373.3333
54 | 2010006710 | 379 | 369
55 | 2010006710 | 372.3333 | 362.3333
56 | 2010006710 | 365.6667 | 355.6667
57 | 2010006710 | 359 | 349
58 | 2010006710 | 353.6667 | 343.6667
59 | 2010006710 | 348.3333 | 338.3333
60 | 2010006710 | 343 | 333
61 | 2010006710 | 338.3333 | 328.3333
62 | 2010006710 | 333.6667 | 323.6667
63 | 2010006710 | 329 | 319
64 | 2010006710 | 326 | 316
65 | 2010006710 | 323 | 313
66 | 2010006710 | 320 | 310
67 | 2010006710 | 318.3333 | 308.3333
68 | 2010006710 | 316.6667 | 306.6667
69 | 2010006710 | 315 | 305
70 | 2010006710 | 315.3333 | 305.3333
71 | 2010006710 | 315.6667 | 305.6667
72 | 2010006710 | 316 | 306
73 | 2010006710 | 316.3333 | 306.3333
74 | 2010006710 | 316.6667 | 306.6667
75 | 2010006710 | 317 | 307
76 | 2010006710 | 316.3333 | 306.3333
77 | 2010006710 | 315.6667 | 305.6667
78 | 2010006710 | 315 | 305
79 | 2010006710 | 314.6667 | 304.6667
80 | 2010006710 | 314.3333 | 304.3333
81 | 2010006710 | 314 | 304
82 | 2010006710 | 316.3333 | 306.3333
83 | 2010006710 | 318.6667 | 308.6667
84 | 2010006710 | 321 | 311
85 | 2010006710 | 323.3333 | 313.3333
86 | 2010006710 | 325.6667 | 315.6667
87 | 2010006710 | 328 | 318
88 | 2010006710 | 328.3333 | 318.3333
89 | 2010006710 | 328.6667 | 318.6667
90 | 2010006710 | 329 | 339
91 | 2010006710 | 329 | 339
92 | 2010006710 | 329 | 339
93 | 2010006710 | 329 | 339
94 | 2010006710 | 328.6667 | 338.6667
95 | 2010006710 | 328.3333 | 338.3333
96 | 2010006710 | 328 | 338
97 | 2010006710 | 327.6667 | 337.6667
98 | 2010006710 | 327.3333 | 337.3333
99 | 2010006710 | 327 | 337
100 | 2010006710 | 328.6667 | 338.6667
101 | 2010006710 | 330.3333 | 340.3333
102 | 2010006710 | 332 | 342
103 | 2010006710 | 334.3333 | 344.3333
104 | 2010006710 | 336.6667 | 346.6667
105 | 2010006710 | 339 | 349
106 | 2010006710 | 339.3333 | 349.3333
107 | 2010006710 | 339.6667 | 349.6667
108 | 2010006710 | 340 | 350
109 | 2010006710 | 342.3333 | 352.3333
110 | 2010006710 | 344.6667 | 354.6667
111 | 2010006710 | 347 | 357
112 | 2010006710 | 349.6667 | 359.6667
113 | 2010006710 | 352.3333 | 362.3333
114 | 2010006710 | 355 | 365
115 | 2010006710 | 360.3333 | 370.3333
116 | 2010006710 | 365.6667 | 375.6667
117 | 2010006710 | 371 | 381
118 | 2010006710 | 373.6667 | 383.6667
119 | 2010006710 | 376.3333 | 386.3333
120 | 2010006710 | 379 | 389
121 | 2010006710 | 383.3333 | 393.3333
122 | 2010006710 | 387.6667 | 377.6667
123 | 2010006710 | 392 | 382
124 | 2010006710 | 395.3333 | 385.3333
125 | 2010006710 | 398.6667 | 388.6667
126 | 2010006710 | 402 | 392
127 | 2010006710 | 404.3333 | 394.3333
128 | 2010006710 | 406.6667 | 396.6667
129 | 2010006710 | 409 | 399
130 | 2010006710 | 409 | 399
131 | 2010006710 | 409 | 399
132 | 2010006710 | 409 | 399
133 | 2010006710 | 408.3333 | 398.3333
134 | 2010006710 | 407.6667 | 397.6667
135 | 2010006710 | 407 | 397
136 | 2010006710 | 407 | 397
137 | 2010006710 | 407 | 397
138 | 2010006710 | 407 | 397
139 | 2010006710 | 407 | 397
140 | 2010006710 | 407 | 397
141 | 2010006710 | 407 | 397
142 | 2010006710 | 406 | 396
143 | 2010006710 | 405 | 395
0 | 2007006536 | 343 | 333
1 | 2007006536 | 344 | 334
2 | 2007006536 | 345 | 335
3 | 2007006536 | 346 | 336
4 | 2007006536 | 348 | 338
5 | 2007006536 | 350 | 340
6 | 2007006536 | 352 | 342
7 | 2007006536 | 353 | 343
8 | 2007006536 | 354 | 344
9 | 2007006536 | 355 | 345
10 | 2007006536 | 356.6667 | 346.6667
11 | 2007006536 | 358.3333 | 348.3333
12 | 2007006536 | 360 | 350
13 | 2007006536 | 363.6667 | 353.6667
14 | 2007006536 | 367.3333 | 357.3333
15 | 2007006536 | 371 | 361
16 | 2007006536 | 373.3333 | 363.3333
17 | 2007006536 | 375.6667 | 365.6667
18 | 2007006536 | 378 | 368
19 | 2007006536 | 378.6667 | 368.6667
20 | 2007006536 | 379.3333 | 369.3333
21 | 2007006536 | 380 | 370
22 | 2007006536 | 381.3333 | 371.3333
23 | 2007006536 | 382.6667 | 372.6667
24 | 2007006536 | 384 | 374
25 | 2007006536 | 385.3333 | 375.3333
26 | 2007006536 | 386.6667 | 376.6667
27 | 2007006536 | 388 | 378
28 | 2007006536 | 387 | 377
29 | 2007006536 | 386 | 376
30 | 2007006536 | 385 | 375
31 | 2007006536 | 383 | 373
32 | 2007006536 | 381 | 371
33 | 2007006536 | 379 | 369
34 | 2007006536 | 378.3333 | 368.3333
35 | 2007006536 | 377.6667 | 367.6667
36 | 2007006536 | 377 | 367
37 | 2007006536 | 377.3333 | 367.3333
38 | 2007006536 | 377.6667 | 367.6667
39 | 2007006536 | 378 | 368
40 | 2007006536 | 379.6667 | 369.6667
41 | 2007006536 | 381.3333 | 371.3333
42 | 2007006536 | 383 | 373
43 | 2007006536 | 385.3333 | 375.3333
44 | 2007006536 | 387.6667 | 377.6667
45 | 2007006536 | 390 | 380
46 | 2007006536 | 391.3333 | 381.3333
47 | 2007006536 | 392.6667 | 382.6667
48 | 2007006536 | 394 | 384
49 | 2007006536 | 393.3333 | 383.3333
50 | 2007006536 | 392.6667 | 382.6667
51 | 2007006536 | 392 | 382
52 | 2007006536 | 387.6667 | 377.6667
53 | 2007006536 | 383.3333 | 373.3333
54 | 2007006536 | 379 | 369
55 | 2007006536 | 372.3333 | 362.3333
56 | 2007006536 | 365.6667 | 355.6667
57 | 2007006536 | 359 | 349
58 | 2007006536 | 353.6667 | 343.6667
59 | 2007006536 | 348.3333 | 338.3333
60 | 2007006536 | 343 | 333
61 | 2007006536 | 338.3333 | 328.3333
62 | 2007006536 | 333.6667 | 323.6667
63 | 2007006536 | 329 | 319
64 | 2007006536 | 326 | 316
65 | 2007006536 | 323 | 313
66 | 2007006536 | 320 | 310
67 | 2007006536 | 318.3333 | 308.3333
68 | 2007006536 | 316.6667 | 306.6667
69 | 2007006536 | 315 | 305
70 | 2007006536 | 315.3333 | 305.3333
71 | 2007006536 | 315.6667 | 305.6667
72 | 2007006536 | 316 | 306
73 | 2007006536 | 316.3333 | 306.3333
74 | 2007006536 | 316.6667 | 306.6667
75 | 2007006536 | 317 | 307
76 | 2007006536 | 316.3333 | 306.3333
77 | 2007006536 | 315.6667 | 305.6667
78 | 2007006536 | 315 | 305
79 | 2007006536 | 314.6667 | 304.6667
80 | 2007006536 | 314.3333 | 304.3333
81 | 2007006536 | 314 | 304
82 | 2007006536 | 316.3333 | 306.3333
83 | 2007006536 | 318.6667 | 308.6667
84 | 2007006536 | 321 | 311
85 | 2007006536 | 323.3333 | 313.3333
86 | 2007006536 | 325.6667 | 315.6667
87 | 2007006536 | 328 | 318
88 | 2007006536 | 328.3333 | 318.3333
89 | 2007006536 | 328.6667 | 318.6667
90 | 2007006536 | 329 | 339
91 | 2007006536 | 329 | 339
92 | 2007006536 | 329 | 339
93 | 2007006536 | 329 | 339
94 | 2007006536 | 328.6667 | 338.6667
95 | 2007006536 | 328.3333 | 338.3333
96 | 2007006536 | 328 | 338
97 | 2007006536 | 327.6667 | 337.6667
98 | 2007006536 | 327.3333 | 337.3333
99 | 2007006536 | 327 | 337
100 | 2007006536 | 328.6667 | 338.6667
101 | 2007006536 | 330.3333 | 340.3333
102 | 2007006536 | 332 | 342
103 | 2007006536 | 334.3333 | 344.3333
104 | 2007006536 | 336.6667 | 346.6667
105 | 2007006536 | 339 | 349
106 | 2007006536 | 339.3333 | 349.3333
107 | 2007006536 | 339.6667 | 349.6667
108 | 2007006536 | 340 | 350
109 | 2007006536 | 342.3333 | 352.3333
110 | 2007006536 | 344.6667 | 354.6667
111 | 2007006536 | 347 | 357
112 | 2007006536 | 349.6667 | 359.6667
113 | 2007006536 | 352.3333 | 362.3333
114 | 2007006536 | 355 | 365
115 | 2007006536 | 360.3333 | 370.3333
116 | 2007006536 | 365.6667 | 375.6667
117 | 2007006536 | 371 | 381
118 | 2007006536 | 373.6667 | 383.6667
119 | 2007006536 | 376.3333 | 386.3333
120 | 2007006536 | 379 | 389
121 | 2007006536 | 383.3333 | 393.3333
122 | 2007006536 | 387.6667 | 377.6667
123 | 2007006536 | 392 | 382
124 | 2007006536 | 395.3333 | 385.3333
125 | 2007006536 | 398.6667 | 388.6667
126 | 2007006536 | 402 | 392
127 | 2007006536 | 404.3333 | 394.3333
128 | 2007006536 | 406.6667 | 396.6667
129 | 2007006536 | 409 | 399
130 | 2007006536 | 409 | 399
131 | 2007006536 | 409 | 399
132 | 2007006536 | 409 | 399
133 | 2007006536 | 408.3333 | 398.3333
134 | 2007006536 | 407.6667 | 397.6667
135 | 2007006536 | 407 | 397
136 | 2007006536 | 407 | 397
137 | 2007006536 | 407 | 397
138 | 2007006536 | 407 | 397
139 | 2007006536 | 407 | 397
140 | 2007006536 | 407 | 397
141 | 2007006536 | 407 | 397
142 | 2007006536 | 406 | 396
143 | 2007006536 | 405 | 395
0 | 2016008445 | 343 | 333
1 | 2016008445 | 344 | 334
2 | 2016008445 | 345 | 335
3 | 2016008445 | 346 | 336
4 | 2016008445 | 348 | 338
5 | 2016008445 | 350 | 340
6 | 2016008445 | 352 | 342
7 | 2016008445 | 353 | 343
8 | 2016008445 | 354 | 344
9 | 2016008445 | 355 | 345
10 | 2016008445 | 356.6667 | 346.6667
11 | 2016008445 | 358.3333 | 348.3333
12 | 2016008445 | 360 | 350
13 | 2016008445 | 363.6667 | 353.6667
14 | 2016008445 | 367.3333 | 357.3333
15 | 2016008445 | 371 | 361
16 | 2016008445 | 373.3333 | 363.3333
17 | 2016008445 | 375.6667 | 365.6667
18 | 2016008445 | 378 | 368
19 | 2016008445 | 378.6667 | 368.6667
20 | 2016008445 | 379.3333 | 369.3333
21 | 2016008445 | 380 | 370
22 | 2016008445 | 381.3333 | 371.3333
23 | 2016008445 | 382.6667 | 372.6667
24 | 2016008445 | 384 | 374
25 | 2016008445 | 385.3333 | 375.3333
26 | 2016008445 | 386.6667 | 376.6667
27 | 2016008445 | 388 | 378
28 | 2016008445 | 387 | 377
29 | 2016008445 | 386 | 376
30 | 2016008445 | 385 | 375
31 | 2016008445 | 383 | 373
32 | 2016008445 | 381 | 371
33 | 2016008445 | 379 | 369
34 | 2016008445 | 378.3333 | 368.3333
35 | 2016008445 | 377.6667 | 367.6667
36 | 2016008445 | 377 | 367
37 | 2016008445 | 377.3333 | 367.3333
38 | 2016008445 | 377.6667 | 367.6667
39 | 2016008445 | 378 | 368
40 | 2016008445 | 379.6667 | 369.6667
41 | 2016008445 | 381.3333 | 371.3333
42 | 2016008445 | 383 | 373
43 | 2016008445 | 385.3333 | 375.3333
44 | 2016008445 | 387.6667 | 377.6667
45 | 2016008445 | 390 | 380
46 | 2016008445 | 391.3333 | 381.3333
47 | 2016008445 | 392.6667 | 382.6667
48 | 2016008445 | 394 | 384
49 | 2016008445 | 393.3333 | 383.3333
50 | 2016008445 | 392.6667 | 382.6667
51 | 2016008445 | 392 | 382
52 | 2016008445 | 387.6667 | 377.6667
53 | 2016008445 | 383.3333 | 373.3333
54 | 2016008445 | 379 | 369
55 | 2016008445 | 372.3333 | 362.3333
56 | 2016008445 | 365.6667 | 355.6667
57 | 2016008445 | 359 | 349
58 | 2016008445 | 353.6667 | 343.6667
59 | 2016008445 | 348.3333 | 338.3333
60 | 2016008445 | 343 | 333
61 | 2016008445 | 338.3333 | 328.3333
62 | 2016008445 | 333.6667 | 323.6667
63 | 2016008445 | 329 | 319
64 | 2016008445 | 326 | 316
65 | 2016008445 | 323 | 313
66 | 2016008445 | 320 | 310
67 | 2016008445 | 318.3333 | 308.3333
68 | 2016008445 | 316.6667 | 306.6667
69 | 2016008445 | 315 | 305
70 | 2016008445 | 315.3333 | 305.3333
71 | 2016008445 | 315.6667 | 305.6667
72 | 2016008445 | 316 | 306
73 | 2016008445 | 316.3333 | 306.3333
74 | 2016008445 | 316.6667 | 306.6667
75 | 2016008445 | 317 | 307
76 | 2016008445 | 316.3333 | 306.3333
77 | 2016008445 | 315.6667 | 305.6667
78 | 2016008445 | 315 | 305
79 | 2016008445 | 314.6667 | 304.6667
80 | 2016008445 | 314.3333 | 304.3333
81 | 2016008445 | 314 | 304
82 | 2016008445 | 316.3333 | 306.3333
83 | 2016008445 | 318.6667 | 308.6667
84 | 2016008445 | 321 | 311
85 | 2016008445 | 323.3333 | 313.3333
86 | 2016008445 | 325.6667 | 315.6667
87 | 2016008445 | 328 | 318
88 | 2016008445 | 328.3333 | 318.3333
89 | 2016008445 | 328.6667 | 318.6667
90 | 2016008445 | 329 | 339
91 | 2016008445 | 329 | 339
92 | 2016008445 | 329 | 339
93 | 2016008445 | 329 | 339
94 | 2016008445 | 328.6667 | 338.6667
95 | 2016008445 | 328.3333 | 338.3333
96 | 2016008445 | 328 | 338
97 | 2016008445 | 327.6667 | 337.6667
98 | 2016008445 | 327.3333 | 337.3333
99 | 2016008445 | 327 | 337
100 | 2016008445 | 328.6667 | 338.6667
101 | 2016008445 | 330.3333 | 340.3333
102 | 2016008445 | 332 | 342
103 | 2016008445 | 334.3333 | 344.3333
104 | 2016008445 | 336.6667 | 346.6667
105 | 2016008445 | 339 | 349
106 | 2016008445 | 339.3333 | 349.3333
107 | 2016008445 | 339.6667 | 349.6667
108 | 2016008445 | 340 | 350
109 | 2016008445 | 342.3333 | 352.3333
110 | 2016008445 | 344.6667 | 354.6667
111 | 2016008445 | 347 | 357
112 | 2016008445 | 349.6667 | 359.6667
113 | 2016008445 | 352.3333 | 362.3333
114 | 2016008445 | 355 | 365
115 | 2016008445 | 360.3333 | 370.3333
116 | 2016008445 | 365.6667 | 375.6667
117 | 2016008445 | 371 | 381
118 | 2016008445 | 373.6667 | 383.6667
119 | 2016008445 | 376.3333 | 386.3333
120 | 2016008445 | 379 | 389
121 | 2016008445 | 383.3333 | 393.3333
122 | 2016008445 | 387.6667 | 377.6667
123 | 2016008445 | 392 | 382
124 | 2016008445 | 395.3333 | 385.3333
125 | 2016008445 | 398.6667 | 388.6667
126 | 2016008445 | 402 | 392
127 | 2016008445 | 404.3333 | 394.3333
128 | 2016008445 | 406.6667 | 396.6667
129 | 2016008445 | 409 | 399
130 | 2016008445 | 409 | 399
131 | 2016008445 | 409 | 399
132 | 2016008445 | 409 | 399
133 | 2016008445 | 408.3333 | 398.3333
134 | 2016008445 | 407.6667 | 397.6667
135 | 2016008445 | 407 | 397
136 | 2016008445 | 407 | 397
137 | 2016008445 | 407 | 397
138 | 2016008445 | 407 | 397
139 | 2016008445 | 407 | 397
140 | 2016008445 | 407 | 397
141 | 2016008445 | 407 | 397
142 | 2016008445 | 406 | 396
143 | 2016008445 | 405 | 395
0 | 2011000714 | 343 | 333
1 | 2011000714 | 344 | 334
2 | 2011000714 | 345 | 335
3 | 2011000714 | 346 | 336
4 | 2011000714 | 348 | 338
5 | 2011000714 | 350 | 340
6 | 2011000714 | 352 | 342
7 | 2011000714 | 353 | 343
8 | 2011000714 | 354 | 344
9 | 2011000714 | 355 | 345
10 | 2011000714 | 356.6667 | 346.6667
11 | 2011000714 | 358.3333 | 348.3333
12 | 2011000714 | 360 | 350
13 | 2011000714 | 363.6667 | 353.6667
14 | 2011000714 | 367.3333 | 357.3333
15 | 2011000714 | 371 | 361
16 | 2011000714 | 373.3333 | 363.3333
17 | 2011000714 | 375.6667 | 365.6667
18 | 2011000714 | 378 | 368
19 | 2011000714 | 378.6667 | 368.6667
20 | 2011000714 | 379.3333 | 369.3333
21 | 2011000714 | 380 | 370
22 | 2011000714 | 381.3333 | 371.3333
23 | 2011000714 | 382.6667 | 372.6667
24 | 2011000714 | 384 | 374
25 | 2011000714 | 385.3333 | 375.3333
26 | 2011000714 | 386.6667 | 376.6667
27 | 2011000714 | 388 | 378
28 | 2011000714 | 387 | 377
29 | 2011000714 | 386 | 376
30 | 2011000714 | 385 | 375
31 | 2011000714 | 383 | 373
32 | 2011000714 | 381 | 371
33 | 2011000714 | 379 | 369
34 | 2011000714 | 378.3333 | 368.3333
35 | 2011000714 | 377.6667 | 367.6667
36 | 2011000714 | 377 | 367
37 | 2011000714 | 377.3333 | 367.3333
38 | 2011000714 | 377.6667 | 367.6667
39 | 2011000714 | 378 | 368
40 | 2011000714 | 379.6667 | 369.6667
41 | 2011000714 | 381.3333 | 371.3333
42 | 2011000714 | 383 | 373
43 | 2011000714 | 385.3333 | 375.3333
44 | 2011000714 | 387.6667 | 377.6667
45 | 2011000714 | 390 | 380
46 | 2011000714 | 391.3333 | 381.3333
47 | 2011000714 | 392.6667 | 382.6667
48 | 2011000714 | 394 | 384
49 | 2011000714 | 393.3333 | 383.3333
50 | 2011000714 | 392.6667 | 382.6667
51 | 2011000714 | 392 | 382
52 | 2011000714 | 387.6667 | 377.6667
53 | 2011000714 | 383.3333 | 373.3333
54 | 2011000714 | 379 | 369
55 | 2011000714 | 372.3333 | 362.3333
56 | 2011000714 | 365.6667 | 355.6667
57 | 2011000714 | 359 | 349
58 | 2011000714 | 353.6667 | 343.6667
59 | 2011000714 | 348.3333 | 338.3333
60 | 2011000714 | 343 | 333
61 | 2011000714 | 338.3333 | 328.3333
62 | 2011000714 | 333.6667 | 323.6667
63 | 2011000714 | 329 | 319
64 | 2011000714 | 326 | 316
65 | 2011000714 | 323 | 313
66 | 2011000714 | 320 | 310
67 | 2011000714 | 318.3333 | 308.3333
68 | 2011000714 | 316.6667 | 306.6667
69 | 2011000714 | 315 | 305
70 | 2011000714 | 315.3333 | 305.3333
71 | 2011000714 | 315.6667 | 305.6667
72 | 2011000714 | 316 | 306
73 | 2011000714 | 316.3333 | 306.3333
74 | 2011000714 | 316.6667 | 306.6667
75 | 2011000714 | 317 | 307
76 | 2011000714 | 316.3333 | 306.3333
77 | 2011000714 | 315.6667 | 305.6667
78 | 2011000714 | 315 | 305
79 | 2011000714 | 314.6667 | 304.6667
80 | 2011000714 | 314.3333 | 304.3333
81 | 2011000714 | 314 | 304
82 | 2011000714 | 316.3333 | 306.3333
83 | 2011000714 | 318.6667 | 308.6667
84 | 2011000714 | 321 | 311
85 | 2011000714 | 323.3333 | 313.3333
86 | 2011000714 | 325.6667 | 315.6667
87 | 2011000714 | 328 | 318
88 | 2011000714 | 328.3333 | 318.3333
89 | 2011000714 | 328.6667 | 318.6667
90 | 2011000714 | 329 | 339
91 | 2011000714 | 329 | 339
92 | 2011000714 | 329 | 339
93 | 2011000714 | 329 | 339
94 | 2011000714 | 328.6667 | 338.6667
95 | 2011000714 | 328.3333 | 338.3333
96 | 2011000714 | 328 | 338
97 | 2011000714 | 327.6667 | 337.6667
98 | 2011000714 | 327.3333 | 337.3333
99 | 2011000714 | 327 | 337
100 | 2011000714 | 328.6667 | 338.6667
101 | 2011000714 | 330.3333 | 340.3333
102 | 2011000714 | 332 | 342
103 | 2011000714 | 334.3333 | 344.3333
104 | 2011000714 | 336.6667 | 346.6667
105 | 2011000714 | 339 | 349
106 | 2011000714 | 339.3333 | 349.3333
107 | 2011000714 | 339.6667 | 349.6667
108 | 2011000714 | 340 | 350
109 | 2011000714 | 342.3333 | 352.3333
110 | 2011000714 | 344.6667 | 354.6667
111 | 2011000714 | 347 | 357
112 | 2011000714 | 349.6667 | 359.6667
113 | 2011000714 | 352.3333 | 362.3333
114 | 2011000714 | 355 | 365
115 | 2011000714 | 360.3333 | 370.3333
116 | 2011000714 | 365.6667 | 375.6667
117 | 2011000714 | 371 | 381
118 | 2011000714 | 373.6667 | 383.6667
119 | 2011000714 | 376.3333 | 386.3333
120 | 2011000714 | 379 | 389
121 | 2011000714 | 383.3333 | 393.3333
122 | 2011000714 | 387.6667 | 377.6667
123 | 2011000714 | 392 | 382
124 | 2011000714 | 395.3333 | 385.3333
125 | 2011000714 | 398.6667 | 388.6667
126 | 2011000714 | 402 | 392
127 | 2011000714 | 404.3333 | 394.3333
128 | 2011000714 | 406.6667 | 396.6667
129 | 2011000714 | 409 | 399
130 | 2011000714 | 409 | 399
131 | 2011000714 | 409 | 399
132 | 2011000714 | 409 | 399
133 | 2011000714 | 408.3333 | 398.3333
134 | 2011000714 | 407.6667 | 397.6667
135 | 2011000714 | 407 | 397
136 | 2011000714 | 407 | 397
137 | 2011000714 | 407 | 397
138 | 2011000714 | 407 | 397
139 | 2011000714 | 407 | 397
140 | 2011000714 | 407 | 397
141 | 2011000714 | 407 | 397
142 | 2011000714 | 406 | 396
143 | 2011000714 | 405 | 395
0 | 2005006823 | 343 | 333
1 | 2005006823 | 344 | 334
2 | 2005006823 | 345 | 335
3 | 2005006823 | 346 | 336
4 | 2005006823 | 348 | 338
5 | 2005006823 | 350 | 340
6 | 2005006823 | 352 | 342
7 | 2005006823 | 353 | 343
8 | 2005006823 | 354 | 344
9 | 2005006823 | 355 | 345
10 | 2005006823 | 356.6667 | 346.6667
11 | 2005006823 | 358.3333 | 348.3333
12 | 2005006823 | 360 | 350
13 | 2005006823 | 363.6667 | 353.6667
14 | 2005006823 | 367.3333 | 357.3333
15 | 2005006823 | 371 | 361
16 | 2005006823 | 373.3333 | 363.3333
17 | 2005006823 | 375.6667 | 365.6667
18 | 2005006823 | 378 | 368
19 | 2005006823 | 378.6667 | 368.6667
20 | 2005006823 | 379.3333 | 369.3333
21 | 2005006823 | 380 | 370
22 | 2005006823 | 381.3333 | 371.3333
23 | 2005006823 | 382.6667 | 372.6667
24 | 2005006823 | 384 | 374
25 | 2005006823 | 385.3333 | 375.3333
26 | 2005006823 | 386.6667 | 376.6667
27 | 2005006823 | 388 | 378
28 | 2005006823 | 387 | 377
29 | 2005006823 | 386 | 376
30 | 2005006823 | 385 | 375
31 | 2005006823 | 383 | 373
32 | 2005006823 | 381 | 371
33 | 2005006823 | 379 | 369
34 | 2005006823 | 378.3333 | 368.3333
35 | 2005006823 | 377.6667 | 367.6667
36 | 2005006823 | 377 | 367
37 | 2005006823 | 377.3333 | 367.3333
38 | 2005006823 | 377.6667 | 367.6667
39 | 2005006823 | 378 | 368
40 | 2005006823 | 379.6667 | 369.6667
41 | 2005006823 | 381.3333 | 371.3333
42 | 2005006823 | 383 | 373
43 | 2005006823 | 385.3333 | 375.3333
44 | 2005006823 | 387.6667 | 377.6667
45 | 2005006823 | 390 | 380
46 | 2005006823 | 391.3333 | 381.3333
47 | 2005006823 | 392.6667 | 382.6667
48 | 2005006823 | 394 | 384
49 | 2005006823 | 393.3333 | 383.3333
50 | 2005006823 | 392.6667 | 382.6667
51 | 2005006823 | 392 | 382
52 | 2005006823 | 387.6667 | 377.6667
53 | 2005006823 | 383.3333 | 373.3333
54 | 2005006823 | 379 | 369
55 | 2005006823 | 372.3333 | 362.3333
56 | 2005006823 | 365.6667 | 355.6667
57 | 2005006823 | 359 | 349
58 | 2005006823 | 353.6667 | 343.6667
59 | 2005006823 | 348.3333 | 338.3333
60 | 2005006823 | 343 | 333
61 | 2005006823 | 338.3333 | 328.3333
62 | 2005006823 | 333.6667 | 323.6667
63 | 2005006823 | 329 | 319
64 | 2005006823 | 326 | 316
65 | 2005006823 | 323 | 313
66 | 2005006823 | 320 | 310
67 | 2005006823 | 318.3333 | 308.3333
68 | 2005006823 | 316.6667 | 306.6667
69 | 2005006823 | 315 | 305
70 | 2005006823 | 315.3333 | 305.3333
71 | 2005006823 | 315.6667 | 305.6667
72 | 2005006823 | 316 | 306
73 | 2005006823 | 316.3333 | 306.3333
74 | 2005006823 | 316.6667 | 306.6667
75 | 2005006823 | 317 | 307
76 | 2005006823 | 316.3333 | 306.3333
77 | 2005006823 | 315.6667 | 305.6667
78 | 2005006823 | 315 | 305
79 | 2005006823 | 314.6667 | 304.6667
80 | 2005006823 | 314.3333 | 304.3333
81 | 2005006823 | 314 | 304
82 | 2005006823 | 316.3333 | 306.3333
83 | 2005006823 | 318.6667 | 308.6667
84 | 2005006823 | 321 | 311
85 | 2005006823 | 323.3333 | 313.3333
86 | 2005006823 | 325.6667 | 315.6667
87 | 2005006823 | 328 | 318
88 | 2005006823 | 328.3333 | 318.3333
89 | 2005006823 | 328.6667 | 318.6667
90 | 2005006823 | 329 | 339
91 | 2005006823 | 329 | 339
92 | 2005006823 | 329 | 339
93 | 2005006823 | 329 | 339
94 | 2005006823 | 328.6667 | 338.6667
95 | 2005006823 | 328.3333 | 338.3333
96 | 2005006823 | 328 | 338
97 | 2005006823 | 327.6667 | 337.6667
98 | 2005006823 | 327.3333 | 337.3333
99 | 2005006823 | 327 | 337
100 | 2005006823 | 328.6667 | 338.6667
101 | 2005006823 | 330.3333 | 340.3333
102 | 2005006823 | 332 | 342
103 | 2005006823 | 334.3333 | 344.3333
104 | 2005006823 | 336.6667 | 346.6667
105 | 2005006823 | 339 | 349
106 | 2005006823 | 339.3333 | 349.3333
107 | 2005006823 | 339.6667 | 349.6667
108 | 2005006823 | 340 | 350
109 | 2005006823 | 342.3333 | 352.3333
110 | 2005006823 | 344.6667 | 354.6667
111 | 2005006823 | 347 | 357
112 | 2005006823 | 349.6667 | 359.6667
113 | 2005006823 | 352.3333 | 362.3333
114 | 2005006823 | 355 | 365
115 | 2005006823 | 360.3333 | 370.3333
116 | 2005006823 | 365.6667 | 375.6667
117 | 2005006823 | 371 | 381
118 | 2005006823 | 373.6667 | 383.6667
119 | 2005006823 | 376.3333 | 386.3333
120 | 2005006823 | 379 | 389
121 | 2005006823 | 383.3333 | 393.3333
122 | 2005006823 | 387.6667 | 377.6667
123 | 2005006823 | 392 | 382
124 | 2005006823 | 395.3333 | 385.3333
125 | 2005006823 | 398.6667 | 388.6667
126 | 2005006823 | 402 | 392
127 | 2005006823 | 404.3333 | 394.3333
128 | 2005006823 | 406.6667 | 396.6667
129 | 2005006823 | 409 | 399
130 | 2005006823 | 409 | 399
131 | 2005006823 | 409 | 399
132 | 2005006823 | 409 | 399
133 | 2005006823 | 408.3333 | 398.3333
134 | 2005006823 | 407.6667 | 397.6667
135 | 2005006823 | 407 | 397
136 | 2005006823 | 407 | 397
137 | 2005006823 | 407 | 397
138 | 2005006823 | 407 | 397
139 | 2005006823 | 407 | 397
140 | 2005006823 | 407 | 397
141 | 2005006823 | 407 | 397
142 | 2005006823 | 406 | 396
143 | 2005006823 | 405 | 395
0 | 2009004231 | 343 | 333
1 | 2009004231 | 344 | 334
2 | 2009004231 | 345 | 335
3 | 2009004231 | 346 | 336
4 | 2009004231 | 348 | 338
5 | 2009004231 | 350 | 340
6 | 2009004231 | 352 | 342
7 | 2009004231 | 353 | 343
8 | 2009004231 | 354 | 344
9 | 2009004231 | 355 | 345
10 | 2009004231 | 356.6667 | 346.6667
11 | 2009004231 | 358.3333 | 348.3333
12 | 2009004231 | 360 | 350
13 | 2009004231 | 363.6667 | 353.6667
14 | 2009004231 | 367.3333 | 357.3333
15 | 2009004231 | 371 | 361
16 | 2009004231 | 373.3333 | 363.3333
17 | 2009004231 | 375.6667 | 365.6667
18 | 2009004231 | 378 | 368
19 | 2009004231 | 378.6667 | 368.6667
20 | 2009004231 | 379.3333 | 369.3333
21 | 2009004231 | 380 | 370
22 | 2009004231 | 381.3333 | 371.3333
23 | 2009004231 | 382.6667 | 372.6667
24 | 2009004231 | 384 | 374
25 | 2009004231 | 385.3333 | 375.3333
26 | 2009004231 | 386.6667 | 376.6667
27 | 2009004231 | 388 | 378
28 | 2009004231 | 387 | 377
29 | 2009004231 | 386 | 376
30 | 2009004231 | 385 | 375
31 | 2009004231 | 383 | 373
32 | 2009004231 | 381 | 371
33 | 2009004231 | 379 | 369
34 | 2009004231 | 378.3333 | 368.3333
35 | 2009004231 | 377.6667 | 367.6667
36 | 2009004231 | 377 | 367
37 | 2009004231 | 377.3333 | 367.3333
38 | 2009004231 | 377.6667 | 367.6667
39 | 2009004231 | 378 | 368
40 | 2009004231 | 379.6667 | 369.6667
41 | 2009004231 | 381.3333 | 371.3333
42 | 2009004231 | 383 | 373
43 | 2009004231 | 385.3333 | 375.3333
44 | 2009004231 | 387.6667 | 377.6667
45 | 2009004231 | 390 | 380
46 | 2009004231 | 391.3333 | 381.3333
47 | 2009004231 | 392.6667 | 382.6667
48 | 2009004231 | 394 | 384
49 | 2009004231 | 393.3333 | 383.3333
50 | 2009004231 | 392.6667 | 382.6667
51 | 2009004231 | 392 | 382
52 | 2009004231 | 387.6667 | 377.6667
53 | 2009004231 | 383.3333 | 373.3333
54 | 2009004231 | 379 | 369
55 | 2009004231 | 372.3333 | 362.3333
56 | 2009004231 | 365.6667 | 355.6667
57 | 2009004231 | 359 | 349
58 | 2009004231 | 353.6667 | 343.6667
59 | 2009004231 | 348.3333 | 338.3333
60 | 2009004231 | 343 | 333
61 | 2009004231 | 338.3333 | 328.3333
62 | 2009004231 | 333.6667 | 323.6667
63 | 2009004231 | 329 | 319
64 | 2009004231 | 326 | 316
65 | 2009004231 | 323 | 313
66 | 2009004231 | 320 | 310
67 | 2009004231 | 318.3333 | 308.3333
68 | 2009004231 | 316.6667 | 306.6667
69 | 2009004231 | 315 | 305
70 | 2009004231 | 315.3333 | 305.3333
71 | 2009004231 | 315.6667 | 305.6667
72 | 2009004231 | 316 | 306
73 | 2009004231 | 316.3333 | 306.3333
74 | 2009004231 | 316.6667 | 306.6667
75 | 2009004231 | 317 | 307
76 | 2009004231 | 316.3333 | 306.3333
77 | 2009004231 | 315.6667 | 305.6667
78 | 2009004231 | 315 | 305
79 | 2009004231 | 314.6667 | 304.6667
80 | 2009004231 | 314.3333 | 304.3333
81 | 2009004231 | 314 | 304
82 | 2009004231 | 316.3333 | 306.3333
83 | 2009004231 | 318.6667 | 308.6667
84 | 2009004231 | 321 | 311
85 | 2009004231 | 323.3333 | 313.3333
86 | 2009004231 | 325.6667 | 315.6667
87 | 2009004231 | 328 | 318
88 | 2009004231 | 328.3333 | 318.3333
89 | 2009004231 | 328.6667 | 318.6667
90 | 2009004231 | 329 | 339
91 | 2009004231 | 329 | 339
92 | 2009004231 | 329 | 339
93 | 2009004231 | 329 | 339
94 | 2009004231 | 328.6667 | 338.6667
95 | 2009004231 | 328.3333 | 338.3333
96 | 2009004231 | 328 | 338
97 | 2009004231 | 327.6667 | 337.6667
98 | 2009004231 | 327.3333 | 337.3333
99 | 2009004231 | 327 | 337
100 | 2009004231 | 328.6667 | 338.6667
101 | 2009004231 | 330.3333 | 340.3333
102 | 2009004231 | 332 | 342
103 | 2009004231 | 334.3333 | 344.3333
104 | 2009004231 | 336.6667 | 346.6667
105 | 2009004231 | 339 | 349
106 | 2009004231 | 339.3333 | 349.3333
107 | 2009004231 | 339.6667 | 349.6667
108 | 2009004231 | 340 | 350
109 | 2009004231 | 342.3333 | 352.3333
110 | 2009004231 | 344.6667 | 354.6667
111 | 2009004231 | 347 | 357
112 | 2009004231 | 349.6667 | 359.6667
113 | 2009004231 | 352.3333 | 362.3333
114 | 2009004231 | 355 | 365
115 | 2009004231 | 360.3333 | 370.3333
116 | 2009004231 | 365.6667 | 375.6667
117 | 2009004231 | 371 | 381
118 | 2009004231 | 373.6667 | 383.6667
119 | 2009004231 | 376.3333 | 386.3333
120 | 2009004231 | 379 | 389
121 | 2009004231 | 383.3333 | 393.3333
122 | 2009004231 | 387.6667 | 377.6667
123 | 2009004231 | 392 | 382
124 | 2009004231 | 395.3333 | 385.3333
125 | 2009004231 | 398.6667 | 388.6667
126 | 2009004231 | 402 | 392
127 | 2009004231 | 404.3333 | 394.3333
128 | 2009004231 | 406.6667 | 396.6667
129 | 2009004231 | 409 | 399
130 | 2009004231 | 409 | 399
131 | 2009004231 | 409 | 399
132 | 2009004231 | 409 | 399
133 | 2009004231 | 408.3333 | 398.3333
134 | 2009004231 | 407.6667 | 397.6667
135 | 2009004231 | 407 | 397
136 | 2009004231 | 407 | 397
137 | 2009004231 | 407 | 397
138 | 2009004231 | 407 | 397
139 | 2009004231 | 407 | 397
140 | 2009004231 | 407 | 397
141 | 2009004231 | 407 | 397
142 | 2009004231 | 406 | 396
143 | 2009004231 | 405 | 395
0 | 2003008634 | 343 | 333
1 | 2003008634 | 344 | 334
2 | 2003008634 | 345 | 335
3 | 2003008634 | 346 | 336
4 | 2003008634 | 348 | 338
5 | 2003008634 | 350 | 340
6 | 2003008634 | 352 | 342
7 | 2003008634 | 353 | 343
8 | 2003008634 | 354 | 344
9 | 2003008634 | 355 | 345
10 | 2003008634 | 356.6667 | 346.6667
11 | 2003008634 | 358.3333 | 348.3333
12 | 2003008634 | 360 | 350
13 | 2003008634 | 363.6667 | 353.6667
14 | 2003008634 | 367.3333 | 357.3333
15 | 2003008634 | 371 | 361
16 | 2003008634 | 373.3333 | 363.3333
17 | 2003008634 | 375.6667 | 365.6667
18 | 2003008634 | 378 | 368
19 | 2003008634 | 378.6667 | 368.6667
20 | 2003008634 | 379.3333 | 369.3333
21 | 2003008634 | 380 | 370
22 | 2003008634 | 381.3333 | 371.3333
23 | 2003008634 | 382.6667 | 372.6667
24 | 2003008634 | 384 | 374
25 | 2003008634 | 385.3333 | 375.3333
26 | 2003008634 | 386.6667 | 376.6667
27 | 2003008634 | 388 | 378
28 | 2003008634 | 387 | 377
29 | 2003008634 | 386 | 376
30 | 2003008634 | 385 | 375
31 | 2003008634 | 383 | 373
32 | 2003008634 | 381 | 371
33 | 2003008634 | 379 | 369
34 | 2003008634 | 378.3333 | 368.3333
35 | 2003008634 | 377.6667 | 367.6667
36 | 2003008634 | 377 | 367
37 | 2003008634 | 377.3333 | 367.3333
38 | 2003008634 | 377.6667 | 367.6667
39 | 2003008634 | 378 | 368
40 | 2003008634 | 379.6667 | 369.6667
41 | 2003008634 | 381.3333 | 371.3333
42 | 2003008634 | 383 | 373
43 | 2003008634 | 385.3333 | 375.3333
44 | 2003008634 | 387.6667 | 377.6667
45 | 2003008634 | 390 | 380
46 | 2003008634 | 391.3333 | 381.3333
47 | 2003008634 | 392.6667 | 382.6667
48 | 2003008634 | 394 | 384
49 | 2003008634 | 393.3333 | 383.3333
50 | 2003008634 | 392.6667 | 382.6667
51 | 2003008634 | 392 | 382
52 | 2003008634 | 387.6667 | 377.6667
53 | 2003008634 | 383.3333 | 373.3333
54 | 2003008634 | 379 | 369
55 | 2003008634 | 372.3333 | 362.3333
56 | 2003008634 | 365.6667 | 355.6667
57 | 2003008634 | 359 | 349
58 | 2003008634 | 353.6667 | 343.6667
59 | 2003008634 | 348.3333 | 338.3333
60 | 2003008634 | 343 | 333
61 | 2003008634 | 338.3333 | 328.3333
62 | 2003008634 | 333.6667 | 323.6667
63 | 2003008634 | 329 | 319
64 | 2003008634 | 326 | 316
65 | 2003008634 | 323 | 313
66 | 2003008634 | 320 | 310
67 | 2003008634 | 318.3333 | 308.3333
68 | 2003008634 | 316.6667 | 306.6667
69 | 2003008634 | 315 | 305
70 | 2003008634 | 315.3333 | 305.3333
71 | 2003008634 | 315.6667 | 305.6667
72 | 2003008634 | 316 | 306
73 | 2003008634 | 316.3333 | 306.3333
74 | 2003008634 | 316.6667 | 306.6667
75 | 2003008634 | 317 | 307
76 | 2003008634 | 316.3333 | 306.3333
77 | 2003008634 | 315.6667 | 305.6667
78 | 2003008634 | 315 | 305
79 | 2003008634 | 314.6667 | 304.6667
80 | 2003008634 | 314.3333 | 304.3333
81 | 2003008634 | 314 | 304
82 | 2003008634 | 316.3333 | 306.3333
83 | 2003008634 | 318.6667 | 308.6667
84 | 2003008634 | 321 | 311
85 | 2003008634 | 323.3333 | 313.3333
86 | 2003008634 | 325.6667 | 315.6667
87 | 2003008634 | 328 | 318
88 | 2003008634 | 328.3333 | 318.3333
89 | 2003008634 | 328.6667 | 318.6667
90 | 2003008634 | 329 | 339
91 | 2003008634 | 329 | 339
92 | 2003008634 | 329 | 339
93 | 2003008634 | 329 | 339
94 | 2003008634 | 328.6667 | 338.6667
95 | 2003008634 | 328.3333 | 338.3333
96 | 2003008634 | 328 | 338
97 | 2003008634 | 327.6667 | 337.6667
98 | 2003008634 | 327.3333 | 337.3333
99 | 2003008634 | 327 | 337
100 | 2003008634 | 328.6667 | 338.6667
101 | 2003008634 | 330.3333 | 340.3333
102 | 2003008634 | 332 | 342
103 | 2003008634 | 334.3333 | 344.3333
104 | 2003008634 | 336.6667 | 346.6667
105 | 2003008634 | 339 | 349
106 | 2003008634 | 339.3333 | 349.3333
107 | 2003008634 | 339.6667 | 349.6667
108 | 2003008634 | 340 | 350
109 | 2003008634 | 342.3333 | 352.3333
110 | 2003008634 | 344.6667 | 354.6667
111 | 2003008634 | 347 | 357
112 | 2003008634 | 349.6667 | 359.6667
113 | 2003008634 | 352.3333 | 362.3333
114 | 2003008634 | 355 | 365
115 | 2003008634 | 360.3333 | 370.3333
116 | 2003008634 | 365.6667 | 375.6667
117 | 2003008634 | 371 | 381
118 | 2003008634 | 373.6667 | 383.6667
119 | 2003008634 | 376.3333 | 386.3333
120 | 2003008634 | 379 | 389
121 | 2003008634 | 383.3333 | 393.3333
122 | 2003008634 | 387.6667 | 377.6667
123 | 2003008634 | 392 | 382
124 | 2003008634 | 395.3333 | 385.3333
125 | 2003008634 | 398.6667 | 388.6667
126 | 2003008634 | 402 | 392
127 | 2003008634 | 404.3333 | 394.3333
128 | 2003008634 | 406.6667 | 396.6667
129 | 2003008634 | 409 | 399
130 | 2003008634 | 409 | 399
131 | 2003008634 | 409 | 399
132 | 2003008634 | 409 | 399
133 | 2003008634 | 408.3333 | 398.3333
134 | 2003008634 | 407.6667 | 397.6667
135 | 2003008634 | 407 | 397
136 | 2003008634 | 407 | 397
137 | 2003008634 | 407 | 397
138 | 2003008634 | 407 | 397
139 | 2003008634 | 407 | 397
140 | 2003008634 | 407 | 397
141 | 2003008634 | 407 | 397
142 | 2003008634 | 406 | 396
143 | 2003008634 | 405 | 395
0 | 2007002253 | 343 | 333
1 | 2007002253 | 344 | 334
2 | 2007002253 | 345 | 335
3 | 2007002253 | 346 | 336
4 | 2007002253 | 348 | 338
5 | 2007002253 | 350 | 340
6 | 2007002253 | 352 | 342
7 | 2007002253 | 353 | 343
8 | 2007002253 | 354 | 344
9 | 2007002253 | 355 | 345
10 | 2007002253 | 356.6667 | 346.6667
11 | 2007002253 | 358.3333 | 348.3333
12 | 2007002253 | 360 | 350
13 | 2007002253 | 363.6667 | 353.6667
14 | 2007002253 | 367.3333 | 357.3333
15 | 2007002253 | 371 | 361
16 | 2007002253 | 373.3333 | 363.3333
17 | 2007002253 | 375.6667 | 365.6667
18 | 2007002253 | 378 | 368
19 | 2007002253 | 378.6667 | 368.6667
20 | 2007002253 | 379.3333 | 369.3333
21 | 2007002253 | 380 | 370
22 | 2007002253 | 381.3333 | 371.3333
23 | 2007002253 | 382.6667 | 372.6667
24 | 2007002253 | 384 | 374
25 | 2007002253 | 385.3333 | 375.3333
26 | 2007002253 | 386.6667 | 376.6667
27 | 2007002253 | 388 | 378
28 | 2007002253 | 387 | 377
29 | 2007002253 | 386 | 376
30 | 2007002253 | 385 | 375
31 | 2007002253 | 383 | 373
32 | 2007002253 | 381 | 371
33 | 2007002253 | 379 | 369
34 | 2007002253 | 378.3333 | 368.3333
35 | 2007002253 | 377.6667 | 367.6667
36 | 2007002253 | 377 | 367
37 | 2007002253 | 377.3333 | 367.3333
38 | 2007002253 | 377.6667 | 367.6667
39 | 2007002253 | 378 | 368
40 | 2007002253 | 379.6667 | 369.6667
41 | 2007002253 | 381.3333 | 371.3333
42 | 2007002253 | 383 | 373
43 | 2007002253 | 385.3333 | 375.3333
44 | 2007002253 | 387.6667 | 377.6667
45 | 2007002253 | 390 | 380
46 | 2007002253 | 391.3333 | 381.3333
47 | 2007002253 | 392.6667 | 382.6667
48 | 2007002253 | 394 | 384
49 | 2007002253 | 393.3333 | 383.3333
50 | 2007002253 | 392.6667 | 382.6667
51 | 2007002253 | 392 | 382
52 | 2007002253 | 387.6667 | 377.6667
53 | 2007002253 | 383.3333 | 373.3333
54 | 2007002253 | 379 | 369
55 | 2007002253 | 372.3333 | 362.3333
56 | 2007002253 | 365.6667 | 355.6667
57 | 2007002253 | 359 | 349
58 | 2007002253 | 353.6667 | 343.6667
59 | 2007002253 | 348.3333 | 338.3333
60 | 2007002253 | 343 | 333
61 | 2007002253 | 338.3333 | 328.3333
62 | 2007002253 | 333.6667 | 323.6667
63 | 2007002253 | 329 | 319
64 | 2007002253 | 326 | 316
65 | 2007002253 | 323 | 313
66 | 2007002253 | 320 | 310
67 | 2007002253 | 318.3333 | 308.3333
68 | 2007002253 | 316.6667 | 306.6667
69 | 2007002253 | 315 | 305
70 | 2007002253 | 315.3333 | 305.3333
71 | 2007002253 | 315.6667 | 305.6667
72 | 2007002253 | 316 | 306
73 | 2007002253 | 316.3333 | 306.3333
74 | 2007002253 | 316.6667 | 306.6667
75 | 2007002253 | 317 | 307
76 | 2007002253 | 316.3333 | 306.3333
77 | 2007002253 | 315.6667 | 305.6667
78 | 2007002253 | 315 | 305
79 | 2007002253 | 314.6667 | 304.6667
80 | 2007002253 | 314.3333 | 304.3333
81 | 2007002253 | 314 | 304
82 | 2007002253 | 316.3333 | 306.3333
83 | 2007002253 | 318.6667 | 308.6667
84 | 2007002253 | 321 | 311
85 | 2007002253 | 323.3333 | 313.3333
86 | 2007002253 | 325.6667 | 315.6667
87 | 2007002253 | 328 | 318
88 | 2007002253 | 328.3333 | 318.3333
89 | 2007002253 | 328.6667 | 318.6667
90 | 2007002253 | 329 | 339
91 | 2007002253 | 329 | 339
92 | 2007002253 | 329 | 339
93 | 2007002253 | 329 | 339
94 | 2007002253 | 328.6667 | 338.6667
95 | 2007002253 | 328.3333 | 338.3333
96 | 2007002253 | 328 | 338
97 | 2007002253 | 327.6667 | 337.6667
98 | 2007002253 | 327.3333 | 337.3333
99 | 2007002253 | 327 | 337
100 | 2007002253 | 328.6667 | 338.6667
101 | 2007002253 | 330.3333 | 340.3333
102 | 2007002253 | 332 | 342
103 | 2007002253 | 334.3333 | 344.3333
104 | 2007002253 | 336.6667 | 346.6667
105 | 2007002253 | 339 | 349
106 | 2007002253 | 339.3333 | 349.3333
107 | 2007002253 | 339.6667 | 349.6667
108 | 2007002253 | 340 | 350
109 | 2007002253 | 342.3333 | 352.3333
110 | 2007002253 | 344.6667 | 354.6667
111 | 2007002253 | 347 | 357
112 | 2007002253 | 349.6667 | 359.6667
113 | 2007002253 | 352.3333 | 362.3333
114 | 2007002253 | 355 | 365
115 | 2007002253 | 360.3333 | 370.3333
116 | 2007002253 | 365.6667 | 375.6667
117 | 2007002253 | 371 | 381
118 | 2007002253 | 373.6667 | 383.6667
119 | 2007002253 | 376.3333 | 386.3333
120 | 2007002253 | 379 | 389
121 | 2007002253 | 383.3333 | 393.3333
122 | 2007002253 | 387.6667 | 377.6667
123 | 2007002253 | 392 | 382
124 | 2007002253 | 395.3333 | 385.3333
125 | 2007002253 | 398.6667 | 388.6667
126 | 2007002253 | 402 | 392
127 | 2007002253 | 404.3333 | 394.3333
128 | 2007002253 | 406.6667 | 396.6667
129 | 2007002253 | 409 | 399
130 | 2007002253 | 409 | 399
131 | 2007002253 | 409 | 399
132 | 2007002253 | 409 | 399
133 | 2007002253 | 408.3333 | 398.3333
134 | 2007002253 | 407.6667 | 397.6667
135 | 2007002253 | 407 | 397
136 | 2007002253 | 407 | 397
137 | 2007002253 | 407 | 397
138 | 2007002253 | 407 | 397
139 | 2007002253 | 407 | 397
140 | 2007002253 | 407 | 397
141 | 2007002253 | 407 | 397
142 | 2007002253 | 406 | 396
143 | 2007002253 | 405 | 395
0 | 2008007538 | 343 | 333
1 | 2008007538 | 344 | 334
2 | 2008007538 | 345 | 335
3 | 2008007538 | 346 | 336
4 | 2008007538 | 348 | 338
5 | 2008007538 | 350 | 340
6 | 2008007538 | 352 | 342
7 | 2008007538 | 353 | 343
8 | 2008007538 | 354 | 344
9 | 2008007538 | 355 | 345
10 | 2008007538 | 356.6667 | 346.6667
11 | 2008007538 | 358.3333 | 348.3333
12 | 2008007538 | 360 | 350
13 | 2008007538 | 363.6667 | 353.6667
14 | 2008007538 | 367.3333 | 357.3333
15 | 2008007538 | 371 | 361
16 | 2008007538 | 373.3333 | 363.3333
17 | 2008007538 | 375.6667 | 365.6667
18 | 2008007538 | 378 | 368
19 | 2008007538 | 378.6667 | 368.6667
20 | 2008007538 | 379.3333 | 369.3333
21 | 2008007538 | 380 | 370
22 | 2008007538 | 381.3333 | 371.3333
23 | 2008007538 | 382.6667 | 372.6667
24 | 2008007538 | 384 | 374
25 | 2008007538 | 385.3333 | 375.3333
26 | 2008007538 | 386.6667 | 376.6667
27 | 2008007538 | 388 | 378
28 | 2008007538 | 387 | 377
29 | 2008007538 | 386 | 376
30 | 2008007538 | 385 | 375
31 | 2008007538 | 383 | 373
32 | 2008007538 | 381 | 371
33 | 2008007538 | 379 | 369
34 | 2008007538 | 378.3333 | 368.3333
35 | 2008007538 | 377.6667 | 367.6667
36 | 2008007538 | 377 | 367
37 | 2008007538 | 377.3333 | 367.3333
38 | 2008007538 | 377.6667 | 367.6667
39 | 2008007538 | 378 | 368
40 | 2008007538 | 379.6667 | 369.6667
41 | 2008007538 | 381.3333 | 371.3333
42 | 2008007538 | 383 | 373
43 | 2008007538 | 385.3333 | 375.3333
44 | 2008007538 | 387.6667 | 377.6667
45 | 2008007538 | 390 | 380
46 | 2008007538 | 391.3333 | 381.3333
47 | 2008007538 | 392.6667 | 382.6667
48 | 2008007538 | 394 | 384
49 | 2008007538 | 393.3333 | 383.3333
50 | 2008007538 | 392.6667 | 382.6667
51 | 2008007538 | 392 | 382
52 | 2008007538 | 387.6667 | 377.6667
53 | 2008007538 | 383.3333 | 373.3333
54 | 2008007538 | 379 | 369
55 | 2008007538 | 372.3333 | 362.3333
56 | 2008007538 | 365.6667 | 355.6667
57 | 2008007538 | 359 | 349
58 | 2008007538 | 353.6667 | 343.6667
59 | 2008007538 | 348.3333 | 338.3333
60 | 2008007538 | 343 | 333
61 | 2008007538 | 338.3333 | 328.3333
62 | 2008007538 | 333.6667 | 323.6667
63 | 2008007538 | 329 | 319
64 | 2008007538 | 326 | 316
65 | 2008007538 | 323 | 313
66 | 2008007538 | 320 | 310
67 | 2008007538 | 318.3333 | 308.3333
68 | 2008007538 | 316.6667 | 306.6667
69 | 2008007538 | 315 | 305
70 | 2008007538 | 315.3333 | 305.3333
71 | 2008007538 | 315.6667 | 305.6667
72 | 2008007538 | 316 | 306
73 | 2008007538 | 316.3333 | 306.3333
74 | 2008007538 | 316.6667 | 306.6667
75 | 2008007538 | 317 | 307
76 | 2008007538 | 316.3333 | 306.3333
77 | 2008007538 | 315.6667 | 305.6667
78 | 2008007538 | 315 | 305
79 | 2008007538 | 314.6667 | 304.6667
80 | 2008007538 | 314.3333 | 304.3333
81 | 2008007538 | 314 | 304
82 | 2008007538 | 316.3333 | 306.3333
83 | 2008007538 | 318.6667 | 308.6667
84 | 2008007538 | 321 | 311
85 | 2008007538 | 323.3333 | 313.3333
86 | 2008007538 | 325.6667 | 315.6667
87 | 2008007538 | 328 | 318
88 | 2008007538 | 328.3333 | 318.3333
89 | 2008007538 | 328.6667 | 318.6667
90 | 2008007538 | 329 | 339
91 | 2008007538 | 329 | 339
92 | 2008007538 | 329 | 339
93 | 2008007538 | 329 | 339
94 | 2008007538 | 328.6667 | 338.6667
95 | 2008007538 | 328.3333 | 338.3333
96 | 2008007538 | 328 | 338
97 | 2008007538 | 327.6667 | 337.6667
98 | 2008007538 | 327.3333 | 337.3333
99 | 2008007538 | 327 | 337
100 | 2008007538 | 328.6667 | 338.6667
101 | 2008007538 | 330.3333 | 340.3333
102 | 2008007538 | 332 | 342
103 | 2008007538 | 334.3333 | 344.3333
104 | 2008007538 | 336.6667 | 346.6667
105 | 2008007538 | 339 | 349
106 | 2008007538 | 339.3333 | 349.3333
107 | 2008007538 | 339.6667 | 349.6667
108 | 2008007538 | 340 | 350
109 | 2008007538 | 342.3333 | 352.3333
110 | 2008007538 | 344.6667 | 354.6667
111 | 2008007538 | 347 | 357
112 | 2008007538 | 349.6667 | 359.6667
113 | 2008007538 | 352.3333 | 362.3333
114 | 2008007538 | 355 | 365
115 | 2008007538 | 360.3333 | 370.3333
116 | 2008007538 | 365.6667 | 375.6667
117 | 2008007538 | 371 | 381
118 | 2008007538 | 373.6667 | 383.6667
119 | 2008007538 | 376.3333 | 386.3333
120 | 2008007538 | 379 | 389
121 | 2008007538 | 383.3333 | 393.3333
122 | 2008007538 | 387.6667 | 377.6667
123 | 2008007538 | 392 | 382
124 | 2008007538 | 395.3333 | 385.3333
125 | 2008007538 | 398.6667 | 388.6667
126 | 2008007538 | 402 | 392
127 | 2008007538 | 404.3333 | 394.3333
128 | 2008007538 | 406.6667 | 396.6667
129 | 2008007538 | 409 | 399
130 | 2008007538 | 409 | 399
131 | 2008007538 | 409 | 399
132 | 2008007538 | 409 | 399
133 | 2008007538 | 408.3333 | 398.3333
134 | 2008007538 | 407.6667 | 397.6667
135 | 2008007538 | 407 | 397
136 | 2008007538 | 407 | 397
137 | 2008007538 | 407 | 397
138 | 2008007538 | 407 | 397
139 | 2008007538 | 407 | 397
140 | 2008007538 | 407 | 397
141 | 2008007538 | 407 | 397
142 | 2008007538 | 406 | 396
143 | 2008007538 | 405 | 395
0 | 2009010891 | 343 | 333
1 | 2009010891 | 344 | 334
2 | 2009010891 | 345 | 335
3 | 2009010891 | 346 | 336
4 | 2009010891 | 348 | 338
5 | 2009010891 | 350 | 340
6 | 2009010891 | 352 | 342
7 | 2009010891 | 353 | 343
8 | 2009010891 | 354 | 344
9 | 2009010891 | 355 | 345
10 | 2009010891 | 356.6667 | 346.6667
11 | 2009010891 | 358.3333 | 348.3333
12 | 2009010891 | 360 | 350
13 | 2009010891 | 363.6667 | 353.6667
14 | 2009010891 | 367.3333 | 357.3333
15 | 2009010891 | 371 | 361
16 | 2009010891 | 373.3333 | 363.3333
17 | 2009010891 | 375.6667 | 365.6667
18 | 2009010891 | 378 | 368
19 | 2009010891 | 378.6667 | 368.6667
20 | 2009010891 | 379.3333 | 369.3333
21 | 2009010891 | 380 | 370
22 | 2009010891 | 381.3333 | 371.3333
23 | 2009010891 | 382.6667 | 372.6667
24 | 2009010891 | 384 | 374
25 | 2009010891 | 385.3333 | 375.3333
26 | 2009010891 | 386.6667 | 376.6667
27 | 2009010891 | 388 | 378
28 | 2009010891 | 387 | 377
29 | 2009010891 | 386 | 376
30 | 2009010891 | 385 | 375
31 | 2009010891 | 383 | 373
32 | 2009010891 | 381 | 371
33 | 2009010891 | 379 | 369
34 | 2009010891 | 378.3333 | 368.3333
35 | 2009010891 | 377.6667 | 367.6667
36 | 2009010891 | 377 | 367
37 | 2009010891 | 377.3333 | 367.3333
38 | 2009010891 | 377.6667 | 367.6667
39 | 2009010891 | 378 | 368
40 | 2009010891 | 379.6667 | 369.6667
41 | 2009010891 | 381.3333 | 371.3333
42 | 2009010891 | 383 | 373
43 | 2009010891 | 385.3333 | 375.3333
44 | 2009010891 | 387.6667 | 377.6667
45 | 2009010891 | 390 | 380
46 | 2009010891 | 391.3333 | 381.3333
47 | 2009010891 | 392.6667 | 382.6667
48 | 2009010891 | 394 | 384
49 | 2009010891 | 393.3333 | 383.3333
50 | 2009010891 | 392.6667 | 382.6667
51 | 2009010891 | 392 | 382
52 | 2009010891 | 387.6667 | 377.6667
53 | 2009010891 | 383.3333 | 373.3333
54 | 2009010891 | 379 | 369
55 | 2009010891 | 372.3333 | 362.3333
56 | 2009010891 | 365.6667 | 355.6667
57 | 2009010891 | 359 | 349
58 | 2009010891 | 353.6667 | 343.6667
59 | 2009010891 | 348.3333 | 338.3333
60 | 2009010891 | 343 | 333
61 | 2009010891 | 338.3333 | 328.3333
62 | 2009010891 | 333.6667 | 323.6667
63 | 2009010891 | 329 | 319
64 | 2009010891 | 326 | 316
65 | 2009010891 | 323 | 313
66 | 2009010891 | 320 | 310
67 | 2009010891 | 318.3333 | 308.3333
68 | 2009010891 | 316.6667 | 306.6667
69 | 2009010891 | 315 | 305
70 | 2009010891 | 315.3333 | 305.3333
71 | 2009010891 | 315.6667 | 305.6667
72 | 2009010891 | 316 | 306
73 | 2009010891 | 316.3333 | 306.3333
74 | 2009010891 | 316.6667 | 306.6667
75 | 2009010891 | 317 | 307
76 | 2009010891 | 316.3333 | 306.3333
77 | 2009010891 | 315.6667 | 305.6667
78 | 2009010891 | 315 | 305
79 | 2009010891 | 314.6667 | 304.6667
80 | 2009010891 | 314.3333 | 304.3333
81 | 2009010891 | 314 | 304
82 | 2009010891 | 316.3333 | 306.3333
83 | 2009010891 | 318.6667 | 308.6667
84 | 2009010891 | 321 | 311
85 | 2009010891 | 323.3333 | 313.3333
86 | 2009010891 | 325.6667 | 315.6667
87 | 2009010891 | 328 | 318
88 | 2009010891 | 328.3333 | 318.3333
89 | 2009010891 | 328.6667 | 318.6667
90 | 2009010891 | 329 | 339
91 | 2009010891 | 329 | 339
92 | 2009010891 | 329 | 339
93 | 2009010891 | 329 | 339
94 | 2009010891 | 328.6667 | 338.6667
95 | 2009010891 | 328.3333 | 338.3333
96 | 2009010891 | 328 | 338
97 | 2009010891 | 327.6667 | 337.6667
98 | 2009010891 | 327.3333 | 337.3333
99 | 2009010891 | 327 | 337
100 | 2009010891 | 328.6667 | 338.6667
101 | 2009010891 | 330.3333 | 340.3333
102 | 2009010891 | 332 | 342
103 | 2009010891 | 334.3333 | 344.3333
104 | 2009010891 | 336.6667 | 346.6667
105 | 2009010891 | 339 | 349
106 | 2009010891 | 339.3333 | 349.3333
107 | 2009010891 | 339.6667 | 349.6667
108 | 2009010891 | 340 | 350
109 | 2009010891 | 342.3333 | 352.3333
110 | 2009010891 | 344.6667 | 354.6667
111 | 2009010891 | 347 | 357
112 | 2009010891 | 349.6667 | 359.6667
113 | 2009010891 | 352.3333 | 362.3333
114 | 2009010891 | 355 | 365
115 | 2009010891 | 360.3333 | 370.3333
116 | 2009010891 | 365.6667 | 375.6667
117 | 2009010891 | 371 | 381
118 | 2009010891 | 373.6667 | 383.6667
119 | 2009010891 | 376.3333 | 386.3333
120 | 2009010891 | 379 | 389
121 | 2009010891 | 383.3333 | 393.3333
122 | 2009010891 | 387.6667 | 377.6667
123 | 2009010891 | 392 | 382
124 | 2009010891 | 395.3333 | 385.3333
125 | 2009010891 | 398.6667 | 388.6667
126 | 2009010891 | 402 | 392
127 | 2009010891 | 404.3333 | 394.3333
128 | 2009010891 | 406.6667 | 396.6667
129 | 2009010891 | 409 | 399
130 | 2009010891 | 409 | 399
131 | 2009010891 | 409 | 399
132 | 2009010891 | 409 | 399
133 | 2009010891 | 408.3333 | 398.3333
134 | 2009010891 | 407.6667 | 397.6667
135 | 2009010891 | 407 | 397
136 | 2009010891 | 407 | 397
137 | 2009010891 | 407 | 397
138 | 2009010891 | 407 | 397
139 | 2009010891 | 407 | 397
140 | 2009010891 | 407 | 397
141 | 2009010891 | 407 | 397
142 | 2009010891 | 406 | 396
143 | 2009010891 | 405 | 395
0 | 2013008720 | 343 | 333
1 | 2013008720 | 344 | 334
2 | 2013008720 | 345 | 335
3 | 2013008720 | 346 | 336
4 | 2013008720 | 348 | 338
5 | 2013008720 | 350 | 340
6 | 2013008720 | 352 | 342
7 | 2013008720 | 353 | 343
8 | 2013008720 | 354 | 344
9 | 2013008720 | 355 | 345
10 | 2013008720 | 356.6667 | 346.6667
11 | 2013008720 | 358.3333 | 348.3333
12 | 2013008720 | 360 | 350
13 | 2013008720 | 363.6667 | 353.6667
14 | 2013008720 | 367.3333 | 357.3333
15 | 2013008720 | 371 | 361
16 | 2013008720 | 373.3333 | 363.3333
17 | 2013008720 | 375.6667 | 365.6667
18 | 2013008720 | 378 | 368
19 | 2013008720 | 378.6667 | 368.6667
20 | 2013008720 | 379.3333 | 369.3333
21 | 2013008720 | 380 | 370
22 | 2013008720 | 381.3333 | 371.3333
23 | 2013008720 | 382.6667 | 372.6667
24 | 2013008720 | 384 | 374
25 | 2013008720 | 385.3333 | 375.3333
26 | 2013008720 | 386.6667 | 376.6667
27 | 2013008720 | 388 | 378
28 | 2013008720 | 387 | 377
29 | 2013008720 | 386 | 376
30 | 2013008720 | 385 | 375
31 | 2013008720 | 383 | 373
32 | 2013008720 | 381 | 371
33 | 2013008720 | 379 | 369
34 | 2013008720 | 378.3333 | 368.3333
35 | 2013008720 | 377.6667 | 367.6667
36 | 2013008720 | 377 | 367
37 | 2013008720 | 377.3333 | 367.3333
38 | 2013008720 | 377.6667 | 367.6667
39 | 2013008720 | 378 | 368
40 | 2013008720 | 379.6667 | 369.6667
41 | 2013008720 | 381.3333 | 371.3333
42 | 2013008720 | 383 | 373
43 | 2013008720 | 385.3333 | 375.3333
44 | 2013008720 | 387.6667 | 377.6667
45 | 2013008720 | 390 | 380
46 | 2013008720 | 391.3333 | 381.3333
47 | 2013008720 | 392.6667 | 382.6667
48 | 2013008720 | 394 | 384
49 | 2013008720 | 393.3333 | 383.3333
50 | 2013008720 | 392.6667 | 382.6667
51 | 2013008720 | 392 | 382
52 | 2013008720 | 387.6667 | 377.6667
53 | 2013008720 | 383.3333 | 373.3333
54 | 2013008720 | 379 | 369
55 | 2013008720 | 372.3333 | 362.3333
56 | 2013008720 | 365.6667 | 355.6667
57 | 2013008720 | 359 | 349
58 | 2013008720 | 353.6667 | 343.6667
59 | 2013008720 | 348.3333 | 338.3333
60 | 2013008720 | 343 | 333
61 | 2013008720 | 338.3333 | 328.3333
62 | 2013008720 | 333.6667 | 323.6667
63 | 2013008720 | 329 | 319
64 | 2013008720 | 326 | 316
65 | 2013008720 | 323 | 313
66 | 2013008720 | 320 | 310
67 | 2013008720 | 318.3333 | 308.3333
68 | 2013008720 | 316.6667 | 306.6667
69 | 2013008720 | 315 | 305
70 | 2013008720 | 315.3333 | 305.3333
71 | 2013008720 | 315.6667 | 305.6667
72 | 2013008720 | 316 | 306
73 | 2013008720 | 316.3333 | 306.3333
74 | 2013008720 | 316.6667 | 306.6667
75 | 2013008720 | 317 | 307
76 | 2013008720 | 316.3333 | 306.3333
77 | 2013008720 | 315.6667 | 305.6667
78 | 2013008720 | 315 | 305
79 | 2013008720 | 314.6667 | 304.6667
80 | 2013008720 | 314.3333 | 304.3333
81 | 2013008720 | 314 | 304
82 | 2013008720 | 316.3333 | 306.3333
83 | 2013008720 | 318.6667 | 308.6667
84 | 2013008720 | 321 | 311
85 | 2013008720 | 323.3333 | 313.3333
86 | 2013008720 | 325.6667 | 315.6667
87 | 2013008720 | 328 | 318
88 | 2013008720 | 328.3333 | 318.3333
89 | 2013008720 | 328.6667 | 318.6667
90 | 2013008720 | 329 | 339
91 | 2013008720 | 329 | 339
92 | 2013008720 | 329 | 339
93 | 2013008720 | 329 | 339
94 | 2013008720 | 328.6667 | 338.6667
95 | 2013008720 | 328.3333 | 338.3333
96 | 2013008720 | 328 | 338
97 | 2013008720 | 327.6667 | 337.6667
98 | 2013008720 | 327.3333 | 337.3333
99 | 2013008720 | 327 | 337
100 | 2013008720 | 328.6667 | 338.6667
101 | 2013008720 | 330.3333 | 340.3333
102 | 2013008720 | 332 | 342
103 | 2013008720 | 334.3333 | 344.3333
104 | 2013008720 | 336.6667 | 346.6667
105 | 2013008720 | 339 | 349
106 | 2013008720 | 339.3333 | 349.3333
107 | 2013008720 | 339.6667 | 349.6667
108 | 2013008720 | 340 | 350
109 | 2013008720 | 342.3333 | 352.3333
110 | 2013008720 | 344.6667 | 354.6667
111 | 2013008720 | 347 | 357
112 | 2013008720 | 349.6667 | 359.6667
113 | 2013008720 | 352.3333 | 362.3333
114 | 2013008720 | 355 | 365
115 | 2013008720 | 360.3333 | 370.3333
116 | 2013008720 | 365.6667 | 375.6667
117 | 2013008720 | 371 | 381
118 | 2013008720 | 373.6667 | 383.6667
119 | 2013008720 | 376.3333 | 386.3333
120 | 2013008720 | 379 | 389
121 | 2013008720 | 383.3333 | 393.3333
122 | 2013008720 | 387.6667 | 377.6667
123 | 2013008720 | 392 | 382
124 | 2013008720 | 395.3333 | 385.3333
125 | 2013008720 | 398.6667 | 388.6667
126 | 2013008720 | 402 | 392
127 | 2013008720 | 404.3333 | 394.3333
128 | 2013008720 | 406.6667 | 396.6667
129 | 2013008720 | 409 | 399
130 | 2013008720 | 409 | 399
131 | 2013008720 | 409 | 399
132 | 2013008720 | 409 | 399
133 | 2013008720 | 408.3333 | 398.3333
134 | 2013008720 | 407.6667 | 397.6667
135 | 2013008720 | 407 | 397
136 | 2013008720 | 407 | 397
137 | 2013008720 | 407 | 397
138 | 2013008720 | 407 | 397
139 | 2013008720 | 407 | 397
140 | 2013008720 | 407 | 397
141 | 2013008720 | 407 | 397
142 | 2013008720 | 406 | 396
143 | 2013008720 | 405 | 395
0 | 2011006744 | 343 | 333
1 | 2011006744 | 344 | 334
2 | 2011006744 | 345 | 335
3 | 2011006744 | 346 | 336
4 | 2011006744 | 348 | 338
5 | 2011006744 | 350 | 340
6 | 2011006744 | 352 | 342
7 | 2011006744 | 353 | 343
8 | 2011006744 | 354 | 344
9 | 2011006744 | 355 | 345
10 | 2011006744 | 356.6667 | 346.6667
11 | 2011006744 | 358.3333 | 348.3333
12 | 2011006744 | 360 | 350
13 | 2011006744 | 363.6667 | 353.6667
14 | 2011006744 | 367.3333 | 357.3333
15 | 2011006744 | 371 | 361
16 | 2011006744 | 373.3333 | 363.3333
17 | 2011006744 | 375.6667 | 365.6667
18 | 2011006744 | 378 | 368
19 | 2011006744 | 378.6667 | 368.6667
20 | 2011006744 | 379.3333 | 369.3333
21 | 2011006744 | 380 | 370
22 | 2011006744 | 381.3333 | 371.3333
23 | 2011006744 | 382.6667 | 372.6667
24 | 2011006744 | 384 | 374
25 | 2011006744 | 385.3333 | 375.3333
26 | 2011006744 | 386.6667 | 376.6667
27 | 2011006744 | 388 | 378
28 | 2011006744 | 387 | 377
29 | 2011006744 | 386 | 376
30 | 2011006744 | 385 | 375
31 | 2011006744 | 383 | 373
32 | 2011006744 | 381 | 371
33 | 2011006744 | 379 | 369
34 | 2011006744 | 378.3333 | 368.3333
35 | 2011006744 | 377.6667 | 367.6667
36 | 2011006744 | 377 | 367
37 | 2011006744 | 377.3333 | 367.3333
38 | 2011006744 | 377.6667 | 367.6667
39 | 2011006744 | 378 | 368
40 | 2011006744 | 379.6667 | 369.6667
41 | 2011006744 | 381.3333 | 371.3333
42 | 2011006744 | 383 | 373
43 | 2011006744 | 385.3333 | 375.3333
44 | 2011006744 | 387.6667 | 377.6667
45 | 2011006744 | 390 | 380
46 | 2011006744 | 391.3333 | 381.3333
47 | 2011006744 | 392.6667 | 382.6667
48 | 2011006744 | 394 | 384
49 | 2011006744 | 393.3333 | 383.3333
50 | 2011006744 | 392.6667 | 382.6667
51 | 2011006744 | 392 | 382
52 | 2011006744 | 387.6667 | 377.6667
53 | 2011006744 | 383.3333 | 373.3333
54 | 2011006744 | 379 | 369
55 | 2011006744 | 372.3333 | 362.3333
56 | 2011006744 | 365.6667 | 355.6667
57 | 2011006744 | 359 | 349
58 | 2011006744 | 353.6667 | 343.6667
59 | 2011006744 | 348.3333 | 338.3333
60 | 2011006744 | 343 | 333
61 | 2011006744 | 338.3333 | 328.3333
62 | 2011006744 | 333.6667 | 323.6667
63 | 2011006744 | 329 | 319
64 | 2011006744 | 326 | 316
65 | 2011006744 | 323 | 313
66 | 2011006744 | 320 | 310
67 | 2011006744 | 318.3333 | 308.3333
68 | 2011006744 | 316.6667 | 306.6667
69 | 2011006744 | 315 | 305
70 | 2011006744 | 315.3333 | 305.3333
71 | 2011006744 | 315.6667 | 305.6667
72 | 2011006744 | 316 | 306
73 | 2011006744 | 316.3333 | 306.3333
74 | 2011006744 | 316.6667 | 306.6667
75 | 2011006744 | 317 | 307
76 | 2011006744 | 316.3333 | 306.3333
77 | 2011006744 | 315.6667 | 305.6667
78 | 2011006744 | 315 | 305
79 | 2011006744 | 314.6667 | 304.6667
80 | 2011006744 | 314.3333 | 304.3333
81 | 2011006744 | 314 | 304
82 | 2011006744 | 316.3333 | 306.3333
83 | 2011006744 | 318.6667 | 308.6667
84 | 2011006744 | 321 | 311
85 | 2011006744 | 323.3333 | 313.3333
86 | 2011006744 | 325.6667 | 315.6667
87 | 2011006744 | 328 | 318
88 | 2011006744 | 328.3333 | 318.3333
89 | 2011006744 | 328.6667 | 318.6667
90 | 2011006744 | 329 | 339
91 | 2011006744 | 329 | 339
92 | 2011006744 | 329 | 339
93 | 2011006744 | 329 | 339
94 | 2011006744 | 328.6667 | 338.6667
95 | 2011006744 | 328.3333 | 338.3333
96 | 2011006744 | 328 | 338
97 | 2011006744 | 327.6667 | 337.6667
98 | 2011006744 | 327.3333 | 337.3333
99 | 2011006744 | 327 | 337
100 | 2011006744 | 328.6667 | 338.6667
101 | 2011006744 | 330.3333 | 340.3333
102 | 2011006744 | 332 | 342
103 | 2011006744 | 334.3333 | 344.3333
104 | 2011006744 | 336.6667 | 346.6667
105 | 2011006744 | 339 | 349
106 | 2011006744 | 339.3333 | 349.3333
107 | 2011006744 | 339.6667 | 349.6667
108 | 2011006744 | 340 | 350
109 | 2011006744 | 342.3333 | 352.3333
110 | 2011006744 | 344.6667 | 354.6667
111 | 2011006744 | 347 | 357
112 | 2011006744 | 349.6667 | 359.6667
113 | 2011006744 | 352.3333 | 362.3333
114 | 2011006744 | 355 | 365
115 | 2011006744 | 360.3333 | 370.3333
116 | 2011006744 | 365.6667 | 375.6667
117 | 2011006744 | 371 | 381
118 | 2011006744 | 373.6667 | 383.6667
119 | 2011006744 | 376.3333 | 386.3333
120 | 2011006744 | 379 | 389
121 | 2011006744 | 383.3333 | 393.3333
122 | 2011006744 | 387.6667 | 377.6667
123 | 2011006744 | 392 | 382
124 | 2011006744 | 395.3333 | 385.3333
125 | 2011006744 | 398.6667 | 388.6667
126 | 2011006744 | 402 | 392
127 | 2011006744 | 404.3333 | 394.3333
128 | 2011006744 | 406.6667 | 396.6667
129 | 2011006744 | 409 | 399
130 | 2011006744 | 409 | 399
131 | 2011006744 | 409 | 399
132 | 2011006744 | 409 | 399
133 | 2011006744 | 408.3333 | 398.3333
134 | 2011006744 | 407.6667 | 397.6667
135 | 2011006744 | 407 | 397
136 | 2011006744 | 407 | 397
137 | 2011006744 | 407 | 397
138 | 2011006744 | 407 | 397
139 | 2011006744 | 407 | 397
140 | 2011006744 | 407 | 397
141 | 2011006744 | 407 | 397
142 | 2011006744 | 406 | 396
143 | 2011006744 | 405 | 395
0 | 2015007950 | 343 | 333
1 | 2015007950 | 344 | 334
2 | 2015007950 | 345 | 335
3 | 2015007950 | 346 | 336
4 | 2015007950 | 348 | 338
5 | 2015007950 | 350 | 340
6 | 2015007950 | 352 | 342
7 | 2015007950 | 353 | 343
8 | 2015007950 | 354 | 344
9 | 2015007950 | 355 | 345
10 | 2015007950 | 356.6667 | 346.6667
11 | 2015007950 | 358.3333 | 348.3333
12 | 2015007950 | 360 | 350
13 | 2015007950 | 363.6667 | 353.6667
14 | 2015007950 | 367.3333 | 357.3333
15 | 2015007950 | 371 | 361
16 | 2015007950 | 373.3333 | 363.3333
17 | 2015007950 | 375.6667 | 365.6667
18 | 2015007950 | 378 | 368
19 | 2015007950 | 378.6667 | 368.6667
20 | 2015007950 | 379.3333 | 369.3333
21 | 2015007950 | 380 | 370
22 | 2015007950 | 381.3333 | 371.3333
23 | 2015007950 | 382.6667 | 372.6667
24 | 2015007950 | 384 | 374
25 | 2015007950 | 385.3333 | 375.3333
26 | 2015007950 | 386.6667 | 376.6667
27 | 2015007950 | 388 | 378
28 | 2015007950 | 387 | 377
29 | 2015007950 | 386 | 376
30 | 2015007950 | 385 | 375
31 | 2015007950 | 383 | 373
32 | 2015007950 | 381 | 371
33 | 2015007950 | 379 | 369
34 | 2015007950 | 378.3333 | 368.3333
35 | 2015007950 | 377.6667 | 367.6667
36 | 2015007950 | 377 | 367
37 | 2015007950 | 377.3333 | 367.3333
38 | 2015007950 | 377.6667 | 367.6667
39 | 2015007950 | 378 | 368
40 | 2015007950 | 379.6667 | 369.6667
41 | 2015007950 | 381.3333 | 371.3333
42 | 2015007950 | 383 | 373
43 | 2015007950 | 385.3333 | 375.3333
44 | 2015007950 | 387.6667 | 377.6667
45 | 2015007950 | 390 | 380
46 | 2015007950 | 391.3333 | 381.3333
47 | 2015007950 | 392.6667 | 382.6667
48 | 2015007950 | 394 | 384
49 | 2015007950 | 393.3333 | 383.3333
50 | 2015007950 | 392.6667 | 382.6667
51 | 2015007950 | 392 | 382
52 | 2015007950 | 387.6667 | 377.6667
53 | 2015007950 | 383.3333 | 373.3333
54 | 2015007950 | 379 | 369
55 | 2015007950 | 372.3333 | 362.3333
56 | 2015007950 | 365.6667 | 355.6667
57 | 2015007950 | 359 | 349
58 | 2015007950 | 353.6667 | 343.6667
59 | 2015007950 | 348.3333 | 338.3333
60 | 2015007950 | 343 | 333
61 | 2015007950 | 338.3333 | 328.3333
62 | 2015007950 | 333.6667 | 323.6667
63 | 2015007950 | 329 | 319
64 | 2015007950 | 326 | 316
65 | 2015007950 | 323 | 313
66 | 2015007950 | 320 | 310
67 | 2015007950 | 318.3333 | 308.3333
68 | 2015007950 | 316.6667 | 306.6667
69 | 2015007950 | 315 | 305
70 | 2015007950 | 315.3333 | 305.3333
71 | 2015007950 | 315.6667 | 305.6667
72 | 2015007950 | 316 | 306
73 | 2015007950 | 316.3333 | 306.3333
74 | 2015007950 | 316.6667 | 306.6667
75 | 2015007950 | 317 | 307
76 | 2015007950 | 316.3333 | 306.3333
77 | 2015007950 | 315.6667 | 305.6667
78 | 2015007950 | 315 | 305
79 | 2015007950 | 314.6667 | 304.6667
80 | 2015007950 | 314.3333 | 304.3333
81 | 2015007950 | 314 | 304
82 | 2015007950 | 316.3333 | 306.3333
83 | 2015007950 | 318.6667 | 308.6667
84 | 2015007950 | 321 | 311
85 | 2015007950 | 323.3333 | 313.3333
86 | 2015007950 | 325.6667 | 315.6667
87 | 2015007950 | 328 | 318
88 | 2015007950 | 328.3333 | 318.3333
89 | 2015007950 | 328.6667 | 318.6667
90 | 2015007950 | 329 | 339
91 | 2015007950 | 329 | 339
92 | 2015007950 | 329 | 339
93 | 2015007950 | 329 | 339
94 | 2015007950 | 328.6667 | 338.6667
95 | 2015007950 | 328.3333 | 338.3333
96 | 2015007950 | 328 | 338
97 | 2015007950 | 327.6667 | 337.6667
98 | 2015007950 | 327.3333 | 337.3333
99 | 2015007950 | 327 | 337
100 | 2015007950 | 328.6667 | 338.6667
101 | 2015007950 | 330.3333 | 340.3333
102 | 2015007950 | 332 | 342
103 | 2015007950 | 334.3333 | 344.3333
104 | 2015007950 | 336.6667 | 346.6667
105 | 2015007950 | 339 | 349
106 | 2015007950 | 339.3333 | 349.3333
107 | 2015007950 | 339.6667 | 349.6667
108 | 2015007950 | 340 | 350
109 | 2015007950 | 342.3333 | 352.3333
110 | 2015007950 | 344.6667 | 354.6667
111 | 2015007950 | 347 | 357
112 | 2015007950 | 349.6667 | 359.6667
113 | 2015007950 | 352.3333 | 362.3333
114 | 2015007950 | 355 | 365
115 | 2015007950 | 360.3333 | 370.3333
116 | 2015007950 | 365.6667 | 375.6667
117 | 2015007950 | 371 | 381
118 | 2015007950 | 373.6667 | 383.6667
119 | 2015007950 | 376.3333 | 386.3333
120 | 2015007950 | 379 | 389
121 | 2015007950 | 383.3333 | 393.3333
122 | 2015007950 | 387.6667 | 377.6667
123 | 2015007950 | 392 | 382
124 | 2015007950 | 395.3333 | 385.3333
125 | 2015007950 | 398.6667 | 388.6667
126 | 2015007950 | 402 | 392
127 | 2015007950 | 404.3333 | 394.3333
128 | 2015007950 | 406.6667 | 396.6667
129 | 2015007950 | 409 | 399
130 | 2015007950 | 409 | 399
131 | 2015007950 | 409 | 399
132 | 2015007950 | 409 | 399
133 | 2015007950 | 408.3333 | 398.3333
134 | 2015007950 | 407.6667 | 397.6667
135 | 2015007950 | 407 | 397
136 | 2015007950 | 407 | 397
137 | 2015007950 | 407 | 397
138 | 2015007950 | 407 | 397
139 | 2015007950 | 407 | 397
140 | 2015007950 | 407 | 397
141 | 2015007950 | 407 | 397
142 | 2015007950 | 406 | 396
143 | 2015007950 | 405 | 395
0 | 2006005558 | 343 | 333
1 | 2006005558 | 344 | 334
2 | 2006005558 | 345 | 335
3 | 2006005558 | 346 | 336
4 | 2006005558 | 348 | 338
5 | 2006005558 | 350 | 340
6 | 2006005558 | 352 | 342
7 | 2006005558 | 353 | 343
8 | 2006005558 | 354 | 344
9 | 2006005558 | 355 | 345
10 | 2006005558 | 356.6667 | 346.6667
11 | 2006005558 | 358.3333 | 348.3333
12 | 2006005558 | 360 | 350
13 | 2006005558 | 363.6667 | 353.6667
14 | 2006005558 | 367.3333 | 357.3333
15 | 2006005558 | 371 | 361
16 | 2006005558 | 373.3333 | 363.3333
17 | 2006005558 | 375.6667 | 365.6667
18 | 2006005558 | 378 | 368
19 | 2006005558 | 378.6667 | 368.6667
20 | 2006005558 | 379.3333 | 369.3333
21 | 2006005558 | 380 | 370
22 | 2006005558 | 381.3333 | 371.3333
23 | 2006005558 | 382.6667 | 372.6667
24 | 2006005558 | 384 | 374
25 | 2006005558 | 385.3333 | 375.3333
26 | 2006005558 | 386.6667 | 376.6667
27 | 2006005558 | 388 | 378
28 | 2006005558 | 387 | 377
29 | 2006005558 | 386 | 376
30 | 2006005558 | 385 | 375
31 | 2006005558 | 383 | 373
32 | 2006005558 | 381 | 371
33 | 2006005558 | 379 | 369
34 | 2006005558 | 378.3333 | 368.3333
35 | 2006005558 | 377.6667 | 367.6667
36 | 2006005558 | 377 | 367
37 | 2006005558 | 377.3333 | 367.3333
38 | 2006005558 | 377.6667 | 367.6667
39 | 2006005558 | 378 | 368
40 | 2006005558 | 379.6667 | 369.6667
41 | 2006005558 | 381.3333 | 371.3333
42 | 2006005558 | 383 | 373
43 | 2006005558 | 385.3333 | 375.3333
44 | 2006005558 | 387.6667 | 377.6667
45 | 2006005558 | 390 | 380
46 | 2006005558 | 391.3333 | 381.3333
47 | 2006005558 | 392.6667 | 382.6667
48 | 2006005558 | 394 | 384
49 | 2006005558 | 393.3333 | 383.3333
50 | 2006005558 | 392.6667 | 382.6667
51 | 2006005558 | 392 | 382
52 | 2006005558 | 387.6667 | 377.6667
53 | 2006005558 | 383.3333 | 373.3333
54 | 2006005558 | 379 | 369
55 | 2006005558 | 372.3333 | 362.3333
56 | 2006005558 | 365.6667 | 355.6667
57 | 2006005558 | 359 | 349
58 | 2006005558 | 353.6667 | 343.6667
59 | 2006005558 | 348.3333 | 338.3333
60 | 2006005558 | 343 | 333
61 | 2006005558 | 338.3333 | 328.3333
62 | 2006005558 | 333.6667 | 323.6667
63 | 2006005558 | 329 | 319
64 | 2006005558 | 326 | 316
65 | 2006005558 | 323 | 313
66 | 2006005558 | 320 | 310
67 | 2006005558 | 318.3333 | 308.3333
68 | 2006005558 | 316.6667 | 306.6667
69 | 2006005558 | 315 | 305
70 | 2006005558 | 315.3333 | 305.3333
71 | 2006005558 | 315.6667 | 305.6667
72 | 2006005558 | 316 | 306
73 | 2006005558 | 316.3333 | 306.3333
74 | 2006005558 | 316.6667 | 306.6667
75 | 2006005558 | 317 | 307
76 | 2006005558 | 316.3333 | 306.3333
77 | 2006005558 | 315.6667 | 305.6667
78 | 2006005558 | 315 | 305
79 | 2006005558 | 314.6667 | 304.6667
80 | 2006005558 | 314.3333 | 304.3333
81 | 2006005558 | 314 | 304
82 | 2006005558 | 316.3333 | 306.3333
83 | 2006005558 | 318.6667 | 308.6667
84 | 2006005558 | 321 | 311
85 | 2006005558 | 323.3333 | 313.3333
86 | 2006005558 | 325.6667 | 315.6667
87 | 2006005558 | 328 | 318
88 | 2006005558 | 328.3333 | 318.3333
89 | 2006005558 | 328.6667 | 318.6667
90 | 2006005558 | 329 | 339
91 | 2006005558 | 329 | 339
92 | 2006005558 | 329 | 339
93 | 2006005558 | 329 | 339
94 | 2006005558 | 328.6667 | 338.6667
95 | 2006005558 | 328.3333 | 338.3333
96 | 2006005558 | 328 | 338
97 | 2006005558 | 327.6667 | 337.6667
98 | 2006005558 | 327.3333 | 337.3333
99 | 2006005558 | 327 | 337
100 | 2006005558 | 328.6667 | 338.6667
101 | 2006005558 | 330.3333 | 340.3333
102 | 2006005558 | 332 | 342
103 | 2006005558 | 334.3333 | 344.3333
104 | 2006005558 | 336.6667 | 346.6667
105 | 2006005558 | 339 | 349
106 | 2006005558 | 339.3333 | 349.3333
107 | 2006005558 | 339.6667 | 349.6667
108 | 2006005558 | 340 | 350
109 | 2006005558 | 342.3333 | 352.3333
110 | 2006005558 | 344.6667 | 354.6667
111 | 2006005558 | 347 | 357
112 | 2006005558 | 349.6667 | 359.6667
113 | 2006005558 | 352.3333 | 362.3333
114 | 2006005558 | 355 | 365
115 | 2006005558 | 360.3333 | 370.3333
116 | 2006005558 | 365.6667 | 375.6667
117 | 2006005558 | 371 | 381
118 | 2006005558 | 373.6667 | 383.6667
119 | 2006005558 | 376.3333 | 386.3333
120 | 2006005558 | 379 | 389
121 | 2006005558 | 383.3333 | 393.3333
122 | 2006005558 | 387.6667 | 377.6667
123 | 2006005558 | 392 | 382
124 | 2006005558 | 395.3333 | 385.3333
125 | 2006005558 | 398.6667 | 388.6667
126 | 2006005558 | 402 | 392
127 | 2006005558 | 404.3333 | 394.3333
128 | 2006005558 | 406.6667 | 396.6667
129 | 2006005558 | 409 | 399
130 | 2006005558 | 409 | 399
131 | 2006005558 | 409 | 399
132 | 2006005558 | 409 | 399
133 | 2006005558 | 408.3333 | 398.3333
134 | 2006005558 | 407.6667 | 397.6667
135 | 2006005558 | 407 | 397
136 | 2006005558 | 407 | 397
137 | 2006005558 | 407 | 397
138 | 2006005558 | 407 | 397
139 | 2006005558 | 407 | 397
140 | 2006005558 | 407 | 397
141 | 2006005558 | 407 | 397
142 | 2006005558 | 406 | 396
143 | 2006005558 | 405 | 395
0 | 2004007962 | 343 | 333
1 | 2004007962 | 344 | 334
2 | 2004007962 | 345 | 335
3 | 2004007962 | 346 | 336
4 | 2004007962 | 348 | 338
5 | 2004007962 | 350 | 340
6 | 2004007962 | 352 | 342
7 | 2004007962 | 353 | 343
8 | 2004007962 | 354 | 344
9 | 2004007962 | 355 | 345
10 | 2004007962 | 356.6667 | 346.6667
11 | 2004007962 | 358.3333 | 348.3333
12 | 2004007962 | 360 | 350
13 | 2004007962 | 363.6667 | 353.6667
14 | 2004007962 | 367.3333 | 357.3333
15 | 2004007962 | 371 | 361
16 | 2004007962 | 373.3333 | 363.3333
17 | 2004007962 | 375.6667 | 365.6667
18 | 2004007962 | 378 | 368
19 | 2004007962 | 378.6667 | 368.6667
20 | 2004007962 | 379.3333 | 369.3333
21 | 2004007962 | 380 | 370
22 | 2004007962 | 381.3333 | 371.3333
23 | 2004007962 | 382.6667 | 372.6667
24 | 2004007962 | 384 | 374
25 | 2004007962 | 385.3333 | 375.3333
26 | 2004007962 | 386.6667 | 376.6667
27 | 2004007962 | 388 | 378
28 | 2004007962 | 387 | 377
29 | 2004007962 | 386 | 376
30 | 2004007962 | 385 | 375
31 | 2004007962 | 383 | 373
32 | 2004007962 | 381 | 371
33 | 2004007962 | 379 | 369
34 | 2004007962 | 378.3333 | 368.3333
35 | 2004007962 | 377.6667 | 367.6667
36 | 2004007962 | 377 | 367
37 | 2004007962 | 377.3333 | 367.3333
38 | 2004007962 | 377.6667 | 367.6667
39 | 2004007962 | 378 | 368
40 | 2004007962 | 379.6667 | 369.6667
41 | 2004007962 | 381.3333 | 371.3333
42 | 2004007962 | 383 | 373
43 | 2004007962 | 385.3333 | 375.3333
44 | 2004007962 | 387.6667 | 377.6667
45 | 2004007962 | 390 | 380
46 | 2004007962 | 391.3333 | 381.3333
47 | 2004007962 | 392.6667 | 382.6667
48 | 2004007962 | 394 | 384
49 | 2004007962 | 393.3333 | 383.3333
50 | 2004007962 | 392.6667 | 382.6667
51 | 2004007962 | 392 | 382
52 | 2004007962 | 387.6667 | 377.6667
53 | 2004007962 | 383.3333 | 373.3333
54 | 2004007962 | 379 | 369
55 | 2004007962 | 372.3333 | 362.3333
56 | 2004007962 | 365.6667 | 355.6667
57 | 2004007962 | 359 | 349
58 | 2004007962 | 353.6667 | 343.6667
59 | 2004007962 | 348.3333 | 338.3333
60 | 2004007962 | 343 | 333
61 | 2004007962 | 338.3333 | 328.3333
62 | 2004007962 | 333.6667 | 323.6667
63 | 2004007962 | 329 | 319
64 | 2004007962 | 326 | 316
65 | 2004007962 | 323 | 313
66 | 2004007962 | 320 | 310
67 | 2004007962 | 318.3333 | 308.3333
68 | 2004007962 | 316.6667 | 306.6667
69 | 2004007962 | 315 | 305
70 | 2004007962 | 315.3333 | 305.3333
71 | 2004007962 | 315.6667 | 305.6667
72 | 2004007962 | 316 | 306
73 | 2004007962 | 316.3333 | 306.3333
74 | 2004007962 | 316.6667 | 306.6667
75 | 2004007962 | 317 | 307
76 | 2004007962 | 316.3333 | 306.3333
77 | 2004007962 | 315.6667 | 305.6667
78 | 2004007962 | 315 | 305
79 | 2004007962 | 314.6667 | 304.6667
80 | 2004007962 | 314.3333 | 304.3333
81 | 2004007962 | 314 | 304
82 | 2004007962 | 316.3333 | 306.3333
83 | 2004007962 | 318.6667 | 308.6667
84 | 2004007962 | 321 | 311
85 | 2004007962 | 323.3333 | 313.3333
86 | 2004007962 | 325.6667 | 315.6667
87 | 2004007962 | 328 | 318
88 | 2004007962 | 328.3333 | 318.3333
89 | 2004007962 | 328.6667 | 318.6667
90 | 2004007962 | 329 | 339
91 | 2004007962 | 329 | 339
92 | 2004007962 | 329 | 339
93 | 2004007962 | 329 | 339
94 | 2004007962 | 328.6667 | 338.6667
95 | 2004007962 | 328.3333 | 338.3333
96 | 2004007962 | 328 | 338
97 | 2004007962 | 327.6667 | 337.6667
98 | 2004007962 | 327.3333 | 337.3333
99 | 2004007962 | 327 | 337
100 | 2004007962 | 328.6667 | 338.6667
101 | 2004007962 | 330.3333 | 340.3333
102 | 2004007962 | 332 | 342
103 | 2004007962 | 334.3333 | 344.3333
104 | 2004007962 | 336.6667 | 346.6667
105 | 2004007962 | 339 | 349
106 | 2004007962 | 339.3333 | 349.3333
107 | 2004007962 | 339.6667 | 349.6667
108 | 2004007962 | 340 | 350
109 | 2004007962 | 342.3333 | 352.3333
110 | 2004007962 | 344.6667 | 354.6667
111 | 2004007962 | 347 | 357
112 | 2004007962 | 349.6667 | 359.6667
113 | 2004007962 | 352.3333 | 362.3333
114 | 2004007962 | 355 | 365
115 | 2004007962 | 360.3333 | 370.3333
116 | 2004007962 | 365.6667 | 375.6667
117 | 2004007962 | 371 | 381
118 | 2004007962 | 373.6667 | 383.6667
119 | 2004007962 | 376.3333 | 386.3333
120 | 2004007962 | 379 | 389
121 | 2004007962 | 383.3333 | 393.3333
122 | 2004007962 | 387.6667 | 377.6667
123 | 2004007962 | 392 | 382
124 | 2004007962 | 395.3333 | 385.3333
125 | 2004007962 | 398.6667 | 388.6667
126 | 2004007962 | 402 | 392
127 | 2004007962 | 404.3333 | 394.3333
128 | 2004007962 | 406.6667 | 396.6667
129 | 2004007962 | 409 | 399
130 | 2004007962 | 409 | 399
131 | 2004007962 | 409 | 399
132 | 2004007962 | 409 | 399
133 | 2004007962 | 408.3333 | 398.3333
134 | 2004007962 | 407.6667 | 397.6667
135 | 2004007962 | 407 | 397
136 | 2004007962 | 407 | 397
137 | 2004007962 | 407 | 397
138 | 2004007962 | 407 | 397
139 | 2004007962 | 407 | 397
140 | 2004007962 | 407 | 397
141 | 2004007962 | 407 | 397
142 | 2004007962 | 406 | 396
143 | 2004007962 | 405 | 395
0 | 2015007917 | 343 | 333
1 | 2015007917 | 344 | 334
2 | 2015007917 | 345 | 335
3 | 2015007917 | 346 | 336
4 | 2015007917 | 348 | 338
5 | 2015007917 | 350 | 340
6 | 2015007917 | 352 | 342
7 | 2015007917 | 353 | 343
8 | 2015007917 | 354 | 344
9 | 2015007917 | 355 | 345
10 | 2015007917 | 356.6667 | 346.6667
11 | 2015007917 | 358.3333 | 348.3333
12 | 2015007917 | 360 | 350
13 | 2015007917 | 363.6667 | 353.6667
14 | 2015007917 | 367.3333 | 357.3333
15 | 2015007917 | 371 | 361
16 | 2015007917 | 373.3333 | 363.3333
17 | 2015007917 | 375.6667 | 365.6667
18 | 2015007917 | 378 | 368
19 | 2015007917 | 378.6667 | 368.6667
20 | 2015007917 | 379.3333 | 369.3333
21 | 2015007917 | 380 | 370
22 | 2015007917 | 381.3333 | 371.3333
23 | 2015007917 | 382.6667 | 372.6667
24 | 2015007917 | 384 | 374
25 | 2015007917 | 385.3333 | 375.3333
26 | 2015007917 | 386.6667 | 376.6667
27 | 2015007917 | 388 | 378
28 | 2015007917 | 387 | 377
29 | 2015007917 | 386 | 376
30 | 2015007917 | 385 | 375
31 | 2015007917 | 383 | 373
32 | 2015007917 | 381 | 371
33 | 2015007917 | 379 | 369
34 | 2015007917 | 378.3333 | 368.3333
35 | 2015007917 | 377.6667 | 367.6667
36 | 2015007917 | 377 | 367
37 | 2015007917 | 377.3333 | 367.3333
38 | 2015007917 | 377.6667 | 367.6667
39 | 2015007917 | 378 | 368
40 | 2015007917 | 379.6667 | 369.6667
41 | 2015007917 | 381.3333 | 371.3333
42 | 2015007917 | 383 | 373
43 | 2015007917 | 385.3333 | 375.3333
44 | 2015007917 | 387.6667 | 377.6667
45 | 2015007917 | 390 | 380
46 | 2015007917 | 391.3333 | 381.3333
47 | 2015007917 | 392.6667 | 382.6667
48 | 2015007917 | 394 | 384
49 | 2015007917 | 393.3333 | 383.3333
50 | 2015007917 | 392.6667 | 382.6667
51 | 2015007917 | 392 | 382
52 | 2015007917 | 387.6667 | 377.6667
53 | 2015007917 | 383.3333 | 373.3333
54 | 2015007917 | 379 | 369
55 | 2015007917 | 372.3333 | 362.3333
56 | 2015007917 | 365.6667 | 355.6667
57 | 2015007917 | 359 | 349
58 | 2015007917 | 353.6667 | 343.6667
59 | 2015007917 | 348.3333 | 338.3333
60 | 2015007917 | 343 | 333
61 | 2015007917 | 338.3333 | 328.3333
62 | 2015007917 | 333.6667 | 323.6667
63 | 2015007917 | 329 | 319
64 | 2015007917 | 326 | 316
65 | 2015007917 | 323 | 313
66 | 2015007917 | 320 | 310
67 | 2015007917 | 318.3333 | 308.3333
68 | 2015007917 | 316.6667 | 306.6667
69 | 2015007917 | 315 | 305
70 | 2015007917 | 315.3333 | 305.3333
71 | 2015007917 | 315.6667 | 305.6667
72 | 2015007917 | 316 | 306
73 | 2015007917 | 316.3333 | 306.3333
74 | 2015007917 | 316.6667 | 306.6667
75 | 2015007917 | 317 | 307
76 | 2015007917 | 316.3333 | 306.3333
77 | 2015007917 | 315.6667 | 305.6667
78 | 2015007917 | 315 | 305
79 | 2015007917 | 314.6667 | 304.6667
80 | 2015007917 | 314.3333 | 304.3333
81 | 2015007917 | 314 | 304
82 | 2015007917 | 316.3333 | 306.3333
83 | 2015007917 | 318.6667 | 308.6667
84 | 2015007917 | 321 | 311
85 | 2015007917 | 323.3333 | 313.3333
86 | 2015007917 | 325.6667 | 315.6667
87 | 2015007917 | 328 | 318
88 | 2015007917 | 328.3333 | 318.3333
89 | 2015007917 | 328.6667 | 318.6667
90 | 2015007917 | 329 | 339
91 | 2015007917 | 329 | 339
92 | 2015007917 | 329 | 339
93 | 2015007917 | 329 | 339
94 | 2015007917 | 328.6667 | 338.6667
95 | 2015007917 | 328.3333 | 338.3333
96 | 2015007917 | 328 | 338
97 | 2015007917 | 327.6667 | 337.6667
98 | 2015007917 | 327.3333 | 337.3333
99 | 2015007917 | 327 | 337
100 | 2015007917 | 328.6667 | 338.6667
101 | 2015007917 | 330.3333 | 340.3333
102 | 2015007917 | 332 | 342
103 | 2015007917 | 334.3333 | 344.3333
104 | 2015007917 | 336.6667 | 346.6667
105 | 2015007917 | 339 | 349
106 | 2015007917 | 339.3333 | 349.3333
107 | 2015007917 | 339.6667 | 349.6667
108 | 2015007917 | 340 | 350
109 | 2015007917 | 342.3333 | 352.3333
110 | 2015007917 | 344.6667 | 354.6667
111 | 2015007917 | 347 | 357
112 | 2015007917 | 349.6667 | 359.6667
113 | 2015007917 | 352.3333 | 362.3333
114 | 2015007917 | 355 | 365
115 | 2015007917 | 360.3333 | 370.3333
116 | 2015007917 | 365.6667 | 375.6667
117 | 2015007917 | 371 | 381
118 | 2015007917 | 373.6667 | 383.6667
119 | 2015007917 | 376.3333 | 386.3333
120 | 2015007917 | 379 | 389
121 | 2015007917 | 383.3333 | 393.3333
122 | 2015007917 | 387.6667 | 377.6667
123 | 2015007917 | 392 | 382
124 | 2015007917 | 395.3333 | 385.3333
125 | 2015007917 | 398.6667 | 388.6667
126 | 2015007917 | 402 | 392
127 | 2015007917 | 404.3333 | 394.3333
128 | 2015007917 | 406.6667 | 396.6667
129 | 2015007917 | 409 | 399
130 | 2015007917 | 409 | 399
131 | 2015007917 | 409 | 399
132 | 2015007917 | 409 | 399
133 | 2015007917 | 408.3333 | 398.3333
134 | 2015007917 | 407.6667 | 397.6667
135 | 2015007917 | 407 | 397
136 | 2015007917 | 407 | 397
137 | 2015007917 | 407 | 397
138 | 2015007917 | 407 | 397
139 | 2015007917 | 407 | 397
140 | 2015007917 | 407 | 397
141 | 2015007917 | 407 | 397
142 | 2015007917 | 406 | 396
143 | 2015007917 | 405 | 395
0 | 2005008863 | 343 | 333
1 | 2005008863 | 344 | 334
2 | 2005008863 | 345 | 335
3 | 2005008863 | 346 | 336
4 | 2005008863 | 348 | 338
5 | 2005008863 | 350 | 340
6 | 2005008863 | 352 | 342
7 | 2005008863 | 353 | 343
8 | 2005008863 | 354 | 344
9 | 2005008863 | 355 | 345
10 | 2005008863 | 356.6667 | 346.6667
11 | 2005008863 | 358.3333 | 348.3333
12 | 2005008863 | 360 | 350
13 | 2005008863 | 363.6667 | 353.6667
14 | 2005008863 | 367.3333 | 357.3333
15 | 2005008863 | 371 | 361
16 | 2005008863 | 373.3333 | 363.3333
17 | 2005008863 | 375.6667 | 365.6667
18 | 2005008863 | 378 | 368
19 | 2005008863 | 378.6667 | 368.6667
20 | 2005008863 | 379.3333 | 369.3333
21 | 2005008863 | 380 | 370
22 | 2005008863 | 381.3333 | 371.3333
23 | 2005008863 | 382.6667 | 372.6667
24 | 2005008863 | 384 | 374
25 | 2005008863 | 385.3333 | 375.3333
26 | 2005008863 | 386.6667 | 376.6667
27 | 2005008863 | 388 | 378
28 | 2005008863 | 387 | 377
29 | 2005008863 | 386 | 376
30 | 2005008863 | 385 | 375
31 | 2005008863 | 383 | 373
32 | 2005008863 | 381 | 371
33 | 2005008863 | 379 | 369
34 | 2005008863 | 378.3333 | 368.3333
35 | 2005008863 | 377.6667 | 367.6667
36 | 2005008863 | 377 | 367
37 | 2005008863 | 377.3333 | 367.3333
38 | 2005008863 | 377.6667 | 367.6667
39 | 2005008863 | 378 | 368
40 | 2005008863 | 379.6667 | 369.6667
41 | 2005008863 | 381.3333 | 371.3333
42 | 2005008863 | 383 | 373
43 | 2005008863 | 385.3333 | 375.3333
44 | 2005008863 | 387.6667 | 377.6667
45 | 2005008863 | 390 | 380
46 | 2005008863 | 391.3333 | 381.3333
47 | 2005008863 | 392.6667 | 382.6667
48 | 2005008863 | 394 | 384
49 | 2005008863 | 393.3333 | 383.3333
50 | 2005008863 | 392.6667 | 382.6667
51 | 2005008863 | 392 | 382
52 | 2005008863 | 387.6667 | 377.6667
53 | 2005008863 | 383.3333 | 373.3333
54 | 2005008863 | 379 | 369
55 | 2005008863 | 372.3333 | 362.3333
56 | 2005008863 | 365.6667 | 355.6667
57 | 2005008863 | 359 | 349
58 | 2005008863 | 353.6667 | 343.6667
59 | 2005008863 | 348.3333 | 338.3333
60 | 2005008863 | 343 | 333
61 | 2005008863 | 338.3333 | 328.3333
62 | 2005008863 | 333.6667 | 323.6667
63 | 2005008863 | 329 | 319
64 | 2005008863 | 326 | 316
65 | 2005008863 | 323 | 313
66 | 2005008863 | 320 | 310
67 | 2005008863 | 318.3333 | 308.3333
68 | 2005008863 | 316.6667 | 306.6667
69 | 2005008863 | 315 | 305
70 | 2005008863 | 315.3333 | 305.3333
71 | 2005008863 | 315.6667 | 305.6667
72 | 2005008863 | 316 | 306
73 | 2005008863 | 316.3333 | 306.3333
74 | 2005008863 | 316.6667 | 306.6667
75 | 2005008863 | 317 | 307
76 | 2005008863 | 316.3333 | 306.3333
77 | 2005008863 | 315.6667 | 305.6667
78 | 2005008863 | 315 | 305
79 | 2005008863 | 314.6667 | 304.6667
80 | 2005008863 | 314.3333 | 304.3333
81 | 2005008863 | 314 | 304
82 | 2005008863 | 316.3333 | 306.3333
83 | 2005008863 | 318.6667 | 308.6667
84 | 2005008863 | 321 | 311
85 | 2005008863 | 323.3333 | 313.3333
86 | 2005008863 | 325.6667 | 315.6667
87 | 2005008863 | 328 | 318
88 | 2005008863 | 328.3333 | 318.3333
89 | 2005008863 | 328.6667 | 318.6667
90 | 2005008863 | 329 | 339
91 | 2005008863 | 329 | 339
92 | 2005008863 | 329 | 339
93 | 2005008863 | 329 | 339
94 | 2005008863 | 328.6667 | 338.6667
95 | 2005008863 | 328.3333 | 338.3333
96 | 2005008863 | 328 | 338
97 | 2005008863 | 327.6667 | 337.6667
98 | 2005008863 | 327.3333 | 337.3333
99 | 2005008863 | 327 | 337
100 | 2005008863 | 328.6667 | 338.6667
101 | 2005008863 | 330.3333 | 340.3333
102 | 2005008863 | 332 | 342
103 | 2005008863 | 334.3333 | 344.3333
104 | 2005008863 | 336.6667 | 346.6667
105 | 2005008863 | 339 | 349
106 | 2005008863 | 339.3333 | 349.3333
107 | 2005008863 | 339.6667 | 349.6667
108 | 2005008863 | 340 | 350
109 | 2005008863 | 342.3333 | 352.3333
110 | 2005008863 | 344.6667 | 354.6667
111 | 2005008863 | 347 | 357
112 | 2005008863 | 349.6667 | 359.6667
113 | 2005008863 | 352.3333 | 362.3333
114 | 2005008863 | 355 | 365
115 | 2005008863 | 360.3333 | 370.3333
116 | 2005008863 | 365.6667 | 375.6667
117 | 2005008863 | 371 | 381
118 | 2005008863 | 373.6667 | 383.6667
119 | 2005008863 | 376.3333 | 386.3333
120 | 2005008863 | 379 | 389
121 | 2005008863 | 383.3333 | 393.3333
122 | 2005008863 | 387.6667 | 377.6667
123 | 2005008863 | 392 | 382
124 | 2005008863 | 395.3333 | 385.3333
125 | 2005008863 | 398.6667 | 388.6667
126 | 2005008863 | 402 | 392
127 | 2005008863 | 404.3333 | 394.3333
128 | 2005008863 | 406.6667 | 396.6667
129 | 2005008863 | 409 | 399
130 | 2005008863 | 409 | 399
131 | 2005008863 | 409 | 399
132 | 2005008863 | 409 | 399
133 | 2005008863 | 408.3333 | 398.3333
134 | 2005008863 | 407.6667 | 397.6667
135 | 2005008863 | 407 | 397
136 | 2005008863 | 407 | 397
137 | 2005008863 | 407 | 397
138 | 2005008863 | 407 | 397
139 | 2005008863 | 407 | 397
140 | 2005008863 | 407 | 397
141 | 2005008863 | 407 | 397
142 | 2005008863 | 406 | 396
143 | 2005008863 | 405 | 395
0 | 2006000307 | 343 | 333
1 | 2006000307 | 344 | 334
2 | 2006000307 | 345 | 335
3 | 2006000307 | 346 | 336
4 | 2006000307 | 348 | 338
5 | 2006000307 | 350 | 340
6 | 2006000307 | 352 | 342
7 | 2006000307 | 353 | 343
8 | 2006000307 | 354 | 344
9 | 2006000307 | 355 | 345
10 | 2006000307 | 356.6667 | 346.6667
11 | 2006000307 | 358.3333 | 348.3333
12 | 2006000307 | 360 | 350
13 | 2006000307 | 363.6667 | 353.6667
14 | 2006000307 | 367.3333 | 357.3333
15 | 2006000307 | 371 | 361
16 | 2006000307 | 373.3333 | 363.3333
17 | 2006000307 | 375.6667 | 365.6667
18 | 2006000307 | 378 | 368
19 | 2006000307 | 378.6667 | 368.6667
20 | 2006000307 | 379.3333 | 369.3333
21 | 2006000307 | 380 | 370
22 | 2006000307 | 381.3333 | 371.3333
23 | 2006000307 | 382.6667 | 372.6667
24 | 2006000307 | 384 | 374
25 | 2006000307 | 385.3333 | 375.3333
26 | 2006000307 | 386.6667 | 376.6667
27 | 2006000307 | 388 | 378
28 | 2006000307 | 387 | 377
29 | 2006000307 | 386 | 376
30 | 2006000307 | 385 | 375
31 | 2006000307 | 383 | 373
32 | 2006000307 | 381 | 371
33 | 2006000307 | 379 | 369
34 | 2006000307 | 378.3333 | 368.3333
35 | 2006000307 | 377.6667 | 367.6667
36 | 2006000307 | 377 | 367
37 | 2006000307 | 377.3333 | 367.3333
38 | 2006000307 | 377.6667 | 367.6667
39 | 2006000307 | 378 | 368
40 | 2006000307 | 379.6667 | 369.6667
41 | 2006000307 | 381.3333 | 371.3333
42 | 2006000307 | 383 | 373
43 | 2006000307 | 385.3333 | 375.3333
44 | 2006000307 | 387.6667 | 377.6667
45 | 2006000307 | 390 | 380
46 | 2006000307 | 391.3333 | 381.3333
47 | 2006000307 | 392.6667 | 382.6667
48 | 2006000307 | 394 | 384
49 | 2006000307 | 393.3333 | 383.3333
50 | 2006000307 | 392.6667 | 382.6667
51 | 2006000307 | 392 | 382
52 | 2006000307 | 387.6667 | 377.6667
53 | 2006000307 | 383.3333 | 373.3333
54 | 2006000307 | 379 | 369
55 | 2006000307 | 372.3333 | 362.3333
56 | 2006000307 | 365.6667 | 355.6667
57 | 2006000307 | 359 | 349
58 | 2006000307 | 353.6667 | 343.6667
59 | 2006000307 | 348.3333 | 338.3333
60 | 2006000307 | 343 | 333
61 | 2006000307 | 338.3333 | 328.3333
62 | 2006000307 | 333.6667 | 323.6667
63 | 2006000307 | 329 | 319
64 | 2006000307 | 326 | 316
65 | 2006000307 | 323 | 313
66 | 2006000307 | 320 | 310
67 | 2006000307 | 318.3333 | 308.3333
68 | 2006000307 | 316.6667 | 306.6667
69 | 2006000307 | 315 | 305
70 | 2006000307 | 315.3333 | 305.3333
71 | 2006000307 | 315.6667 | 305.6667
72 | 2006000307 | 316 | 306
73 | 2006000307 | 316.3333 | 306.3333
74 | 2006000307 | 316.6667 | 306.6667
75 | 2006000307 | 317 | 307
76 | 2006000307 | 316.3333 | 306.3333
77 | 2006000307 | 315.6667 | 305.6667
78 | 2006000307 | 315 | 305
79 | 2006000307 | 314.6667 | 304.6667
80 | 2006000307 | 314.3333 | 304.3333
81 | 2006000307 | 314 | 304
82 | 2006000307 | 316.3333 | 306.3333
83 | 2006000307 | 318.6667 | 308.6667
84 | 2006000307 | 321 | 311
85 | 2006000307 | 323.3333 | 313.3333
86 | 2006000307 | 325.6667 | 315.6667
87 | 2006000307 | 328 | 318
88 | 2006000307 | 328.3333 | 318.3333
89 | 2006000307 | 328.6667 | 318.6667
90 | 2006000307 | 329 | 339
91 | 2006000307 | 329 | 339
92 | 2006000307 | 329 | 339
93 | 2006000307 | 329 | 339
94 | 2006000307 | 328.6667 | 338.6667
95 | 2006000307 | 328.3333 | 338.3333
96 | 2006000307 | 328 | 338
97 | 2006000307 | 327.6667 | 337.6667
98 | 2006000307 | 327.3333 | 337.3333
99 | 2006000307 | 327 | 337
100 | 2006000307 | 328.6667 | 338.6667
101 | 2006000307 | 330.3333 | 340.3333
102 | 2006000307 | 332 | 342
103 | 2006000307 | 334.3333 | 344.3333
104 | 2006000307 | 336.6667 | 346.6667
105 | 2006000307 | 339 | 349
106 | 2006000307 | 339.3333 | 349.3333
107 | 2006000307 | 339.6667 | 349.6667
108 | 2006000307 | 340 | 350
109 | 2006000307 | 342.3333 | 352.3333
110 | 2006000307 | 344.6667 | 354.6667
111 | 2006000307 | 347 | 357
112 | 2006000307 | 349.6667 | 359.6667
113 | 2006000307 | 352.3333 | 362.3333
114 | 2006000307 | 355 | 365
115 | 2006000307 | 360.3333 | 370.3333
116 | 2006000307 | 365.6667 | 375.6667
117 | 2006000307 | 371 | 381
118 | 2006000307 | 373.6667 | 383.6667
119 | 2006000307 | 376.3333 | 386.3333
120 | 2006000307 | 379 | 389
121 | 2006000307 | 383.3333 | 393.3333
122 | 2006000307 | 387.6667 | 377.6667
123 | 2006000307 | 392 | 382
124 | 2006000307 | 395.3333 | 385.3333
125 | 2006000307 | 398.6667 | 388.6667
126 | 2006000307 | 402 | 392
127 | 2006000307 | 404.3333 | 394.3333
128 | 2006000307 | 406.6667 | 396.6667
129 | 2006000307 | 409 | 399
130 | 2006000307 | 409 | 399
131 | 2006000307 | 409 | 399
132 | 2006000307 | 409 | 399
133 | 2006000307 | 408.3333 | 398.3333
134 | 2006000307 | 407.6667 | 397.6667
135 | 2006000307 | 407 | 397
136 | 2006000307 | 407 | 397
137 | 2006000307 | 407 | 397
138 | 2006000307 | 407 | 397
139 | 2006000307 | 407 | 397
140 | 2006000307 | 407 | 397
141 | 2006000307 | 407 | 397
142 | 2006000307 | 406 | 396
143 | 2006000307 | 405 | 395
0 | 2016004952 | 343 | 333
1 | 2016004952 | 344 | 334
2 | 2016004952 | 345 | 335
3 | 2016004952 | 346 | 336
4 | 2016004952 | 348 | 338
5 | 2016004952 | 350 | 340
6 | 2016004952 | 352 | 342
7 | 2016004952 | 353 | 343
8 | 2016004952 | 354 | 344
9 | 2016004952 | 355 | 345
10 | 2016004952 | 356.6667 | 346.6667
11 | 2016004952 | 358.3333 | 348.3333
12 | 2016004952 | 360 | 350
13 | 2016004952 | 363.6667 | 353.6667
14 | 2016004952 | 367.3333 | 357.3333
15 | 2016004952 | 371 | 361
16 | 2016004952 | 373.3333 | 363.3333
17 | 2016004952 | 375.6667 | 365.6667
18 | 2016004952 | 378 | 368
19 | 2016004952 | 378.6667 | 368.6667
20 | 2016004952 | 379.3333 | 369.3333
21 | 2016004952 | 380 | 370
22 | 2016004952 | 381.3333 | 371.3333
23 | 2016004952 | 382.6667 | 372.6667
24 | 2016004952 | 384 | 374
25 | 2016004952 | 385.3333 | 375.3333
26 | 2016004952 | 386.6667 | 376.6667
27 | 2016004952 | 388 | 378
28 | 2016004952 | 387 | 377
29 | 2016004952 | 386 | 376
30 | 2016004952 | 385 | 375
31 | 2016004952 | 383 | 373
32 | 2016004952 | 381 | 371
33 | 2016004952 | 379 | 369
34 | 2016004952 | 378.3333 | 368.3333
35 | 2016004952 | 377.6667 | 367.6667
36 | 2016004952 | 377 | 367
37 | 2016004952 | 377.3333 | 367.3333
38 | 2016004952 | 377.6667 | 367.6667
39 | 2016004952 | 378 | 368
40 | 2016004952 | 379.6667 | 369.6667
41 | 2016004952 | 381.3333 | 371.3333
42 | 2016004952 | 383 | 373
43 | 2016004952 | 385.3333 | 375.3333
44 | 2016004952 | 387.6667 | 377.6667
45 | 2016004952 | 390 | 380
46 | 2016004952 | 391.3333 | 381.3333
47 | 2016004952 | 392.6667 | 382.6667
48 | 2016004952 | 394 | 384
49 | 2016004952 | 393.3333 | 383.3333
50 | 2016004952 | 392.6667 | 382.6667
51 | 2016004952 | 392 | 382
52 | 2016004952 | 387.6667 | 377.6667
53 | 2016004952 | 383.3333 | 373.3333
54 | 2016004952 | 379 | 369
55 | 2016004952 | 372.3333 | 362.3333
56 | 2016004952 | 365.6667 | 355.6667
57 | 2016004952 | 359 | 349
58 | 2016004952 | 353.6667 | 343.6667
59 | 2016004952 | 348.3333 | 338.3333
60 | 2016004952 | 343 | 333
61 | 2016004952 | 338.3333 | 328.3333
62 | 2016004952 | 333.6667 | 323.6667
63 | 2016004952 | 329 | 319
64 | 2016004952 | 326 | 316
65 | 2016004952 | 323 | 313
66 | 2016004952 | 320 | 310
67 | 2016004952 | 318.3333 | 308.3333
68 | 2016004952 | 316.6667 | 306.6667
69 | 2016004952 | 315 | 305
70 | 2016004952 | 315.3333 | 305.3333
71 | 2016004952 | 315.6667 | 305.6667
72 | 2016004952 | 316 | 306
73 | 2016004952 | 316.3333 | 306.3333
74 | 2016004952 | 316.6667 | 306.6667
75 | 2016004952 | 317 | 307
76 | 2016004952 | 316.3333 | 306.3333
77 | 2016004952 | 315.6667 | 305.6667
78 | 2016004952 | 315 | 305
79 | 2016004952 | 314.6667 | 304.6667
80 | 2016004952 | 314.3333 | 304.3333
81 | 2016004952 | 314 | 304
82 | 2016004952 | 316.3333 | 306.3333
83 | 2016004952 | 318.6667 | 308.6667
84 | 2016004952 | 321 | 311
85 | 2016004952 | 323.3333 | 313.3333
86 | 2016004952 | 325.6667 | 315.6667
87 | 2016004952 | 328 | 318
88 | 2016004952 | 328.3333 | 318.3333
89 | 2016004952 | 328.6667 | 318.6667
90 | 2016004952 | 329 | 339
91 | 2016004952 | 329 | 339
92 | 2016004952 | 329 | 339
93 | 2016004952 | 329 | 339
94 | 2016004952 | 328.6667 | 338.6667
95 | 2016004952 | 328.3333 | 338.3333
96 | 2016004952 | 328 | 338
97 | 2016004952 | 327.6667 | 337.6667
98 | 2016004952 | 327.3333 | 337.3333
99 | 2016004952 | 327 | 337
100 | 2016004952 | 328.6667 | 338.6667
101 | 2016004952 | 330.3333 | 340.3333
102 | 2016004952 | 332 | 342
103 | 2016004952 | 334.3333 | 344.3333
104 | 2016004952 | 336.6667 | 346.6667
105 | 2016004952 | 339 | 349
106 | 2016004952 | 339.3333 | 349.3333
107 | 2016004952 | 339.6667 | 349.6667
108 | 2016004952 | 340 | 350
109 | 2016004952 | 342.3333 | 352.3333
110 | 2016004952 | 344.6667 | 354.6667
111 | 2016004952 | 347 | 357
112 | 2016004952 | 349.6667 | 359.6667
113 | 2016004952 | 352.3333 | 362.3333
114 | 2016004952 | 355 | 365
115 | 2016004952 | 360.3333 | 370.3333
116 | 2016004952 | 365.6667 | 375.6667
117 | 2016004952 | 371 | 381
118 | 2016004952 | 373.6667 | 383.6667
119 | 2016004952 | 376.3333 | 386.3333
120 | 2016004952 | 379 | 389
121 | 2016004952 | 383.3333 | 393.3333
122 | 2016004952 | 387.6667 | 377.6667
123 | 2016004952 | 392 | 382
124 | 2016004952 | 395.3333 | 385.3333
125 | 2016004952 | 398.6667 | 388.6667
126 | 2016004952 | 402 | 392
127 | 2016004952 | 404.3333 | 394.3333
128 | 2016004952 | 406.6667 | 396.6667
129 | 2016004952 | 409 | 399
130 | 2016004952 | 409 | 399
131 | 2016004952 | 409 | 399
132 | 2016004952 | 409 | 399
133 | 2016004952 | 408.3333 | 398.3333
134 | 2016004952 | 407.6667 | 397.6667
135 | 2016004952 | 407 | 397
136 | 2016004952 | 407 | 397
137 | 2016004952 | 407 | 397
138 | 2016004952 | 407 | 397
139 | 2016004952 | 407 | 397
140 | 2016004952 | 407 | 397
141 | 2016004952 | 407 | 397
142 | 2016004952 | 406 | 396
143 | 2016004952 | 405 | 395
0 | 2014004157 | 343 | 333
1 | 2014004157 | 344 | 334
2 | 2014004157 | 345 | 335
3 | 2014004157 | 346 | 336
4 | 2014004157 | 348 | 338
5 | 2014004157 | 350 | 340
6 | 2014004157 | 352 | 342
7 | 2014004157 | 353 | 343
8 | 2014004157 | 354 | 344
9 | 2014004157 | 355 | 345
10 | 2014004157 | 356.6667 | 346.6667
11 | 2014004157 | 358.3333 | 348.3333
12 | 2014004157 | 360 | 350
13 | 2014004157 | 363.6667 | 353.6667
14 | 2014004157 | 367.3333 | 357.3333
15 | 2014004157 | 371 | 361
16 | 2014004157 | 373.3333 | 363.3333
17 | 2014004157 | 375.6667 | 365.6667
18 | 2014004157 | 378 | 368
19 | 2014004157 | 378.6667 | 368.6667
20 | 2014004157 | 379.3333 | 369.3333
21 | 2014004157 | 380 | 370
22 | 2014004157 | 381.3333 | 371.3333
23 | 2014004157 | 382.6667 | 372.6667
24 | 2014004157 | 384 | 374
25 | 2014004157 | 385.3333 | 375.3333
26 | 2014004157 | 386.6667 | 376.6667
27 | 2014004157 | 388 | 378
28 | 2014004157 | 387 | 377
29 | 2014004157 | 386 | 376
30 | 2014004157 | 385 | 375
31 | 2014004157 | 383 | 373
32 | 2014004157 | 381 | 371
33 | 2014004157 | 379 | 369
34 | 2014004157 | 378.3333 | 368.3333
35 | 2014004157 | 377.6667 | 367.6667
36 | 2014004157 | 377 | 367
37 | 2014004157 | 377.3333 | 367.3333
38 | 2014004157 | 377.6667 | 367.6667
39 | 2014004157 | 378 | 368
40 | 2014004157 | 379.6667 | 369.6667
41 | 2014004157 | 381.3333 | 371.3333
42 | 2014004157 | 383 | 373
43 | 2014004157 | 385.3333 | 375.3333
44 | 2014004157 | 387.6667 | 377.6667
45 | 2014004157 | 390 | 380
46 | 2014004157 | 391.3333 | 381.3333
47 | 2014004157 | 392.6667 | 382.6667
48 | 2014004157 | 394 | 384
49 | 2014004157 | 393.3333 | 383.3333
50 | 2014004157 | 392.6667 | 382.6667
51 | 2014004157 | 392 | 382
52 | 2014004157 | 387.6667 | 377.6667
53 | 2014004157 | 383.3333 | 373.3333
54 | 2014004157 | 379 | 369
55 | 2014004157 | 372.3333 | 362.3333
56 | 2014004157 | 365.6667 | 355.6667
57 | 2014004157 | 359 | 349
58 | 2014004157 | 353.6667 | 343.6667
59 | 2014004157 | 348.3333 | 338.3333
60 | 2014004157 | 343 | 333
61 | 2014004157 | 338.3333 | 328.3333
62 | 2014004157 | 333.6667 | 323.6667
63 | 2014004157 | 329 | 319
64 | 2014004157 | 326 | 316
65 | 2014004157 | 323 | 313
66 | 2014004157 | 320 | 310
67 | 2014004157 | 318.3333 | 308.3333
68 | 2014004157 | 316.6667 | 306.6667
69 | 2014004157 | 315 | 305
70 | 2014004157 | 315.3333 | 305.3333
71 | 2014004157 | 315.6667 | 305.6667
72 | 2014004157 | 316 | 306
73 | 2014004157 | 316.3333 | 306.3333
74 | 2014004157 | 316.6667 | 306.6667
75 | 2014004157 | 317 | 307
76 | 2014004157 | 316.3333 | 306.3333
77 | 2014004157 | 315.6667 | 305.6667
78 | 2014004157 | 315 | 305
79 | 2014004157 | 314.6667 | 304.6667
80 | 2014004157 | 314.3333 | 304.3333
81 | 2014004157 | 314 | 304
82 | 2014004157 | 316.3333 | 306.3333
83 | 2014004157 | 318.6667 | 308.6667
84 | 2014004157 | 321 | 311
85 | 2014004157 | 323.3333 | 313.3333
86 | 2014004157 | 325.6667 | 315.6667
87 | 2014004157 | 328 | 318
88 | 2014004157 | 328.3333 | 318.3333
89 | 2014004157 | 328.6667 | 318.6667
90 | 2014004157 | 329 | 339
91 | 2014004157 | 329 | 339
92 | 2014004157 | 329 | 339
93 | 2014004157 | 329 | 339
94 | 2014004157 | 328.6667 | 338.6667
95 | 2014004157 | 328.3333 | 338.3333
96 | 2014004157 | 328 | 338
97 | 2014004157 | 327.6667 | 337.6667
98 | 2014004157 | 327.3333 | 337.3333
99 | 2014004157 | 327 | 337
100 | 2014004157 | 328.6667 | 338.6667
101 | 2014004157 | 330.3333 | 340.3333
102 | 2014004157 | 332 | 342
103 | 2014004157 | 334.3333 | 344.3333
104 | 2014004157 | 336.6667 | 346.6667
105 | 2014004157 | 339 | 349
106 | 2014004157 | 339.3333 | 349.3333
107 | 2014004157 | 339.6667 | 349.6667
108 | 2014004157 | 340 | 350
109 | 2014004157 | 342.3333 | 352.3333
110 | 2014004157 | 344.6667 | 354.6667
111 | 2014004157 | 347 | 357
112 | 2014004157 | 349.6667 | 359.6667
113 | 2014004157 | 352.3333 | 362.3333
114 | 2014004157 | 355 | 365
115 | 2014004157 | 360.3333 | 370.3333
116 | 2014004157 | 365.6667 | 375.6667
117 | 2014004157 | 371 | 381
118 | 2014004157 | 373.6667 | 383.6667
119 | 2014004157 | 376.3333 | 386.3333
120 | 2014004157 | 379 | 389
121 | 2014004157 | 383.3333 | 393.3333
122 | 2014004157 | 387.6667 | 377.6667
123 | 2014004157 | 392 | 382
124 | 2014004157 | 395.3333 | 385.3333
125 | 2014004157 | 398.6667 | 388.6667
126 | 2014004157 | 402 | 392
127 | 2014004157 | 404.3333 | 394.3333
128 | 2014004157 | 406.6667 | 396.6667
129 | 2014004157 | 409 | 399
130 | 2014004157 | 409 | 399
131 | 2014004157 | 409 | 399
132 | 2014004157 | 409 | 399
133 | 2014004157 | 408.3333 | 398.3333
134 | 2014004157 | 407.6667 | 397.6667
135 | 2014004157 | 407 | 397
136 | 2014004157 | 407 | 397
137 | 2014004157 | 407 | 397
138 | 2014004157 | 407 | 397
139 | 2014004157 | 407 | 397
140 | 2014004157 | 407 | 397
141 | 2014004157 | 407 | 397
142 | 2014004157 | 406 | 396
143 | 2014004157 | 405 | 395
0 | 2004007603 | 343 | 333
1 | 2004007603 | 344 | 334
2 | 2004007603 | 345 | 335
3 | 2004007603 | 346 | 336
4 | 2004007603 | 348 | 338
5 | 2004007603 | 350 | 340
6 | 2004007603 | 352 | 342
7 | 2004007603 | 353 | 343
8 | 2004007603 | 354 | 344
9 | 2004007603 | 355 | 345
10 | 2004007603 | 356.6667 | 346.6667
11 | 2004007603 | 358.3333 | 348.3333
12 | 2004007603 | 360 | 350
13 | 2004007603 | 363.6667 | 353.6667
14 | 2004007603 | 367.3333 | 357.3333
15 | 2004007603 | 371 | 361
16 | 2004007603 | 373.3333 | 363.3333
17 | 2004007603 | 375.6667 | 365.6667
18 | 2004007603 | 378 | 368
19 | 2004007603 | 378.6667 | 368.6667
20 | 2004007603 | 379.3333 | 369.3333
21 | 2004007603 | 380 | 370
22 | 2004007603 | 381.3333 | 371.3333
23 | 2004007603 | 382.6667 | 372.6667
24 | 2004007603 | 384 | 374
25 | 2004007603 | 385.3333 | 375.3333
26 | 2004007603 | 386.6667 | 376.6667
27 | 2004007603 | 388 | 378
28 | 2004007603 | 387 | 377
29 | 2004007603 | 386 | 376
30 | 2004007603 | 385 | 375
31 | 2004007603 | 383 | 373
32 | 2004007603 | 381 | 371
33 | 2004007603 | 379 | 369
34 | 2004007603 | 378.3333 | 368.3333
35 | 2004007603 | 377.6667 | 367.6667
36 | 2004007603 | 377 | 367
37 | 2004007603 | 377.3333 | 367.3333
38 | 2004007603 | 377.6667 | 367.6667
39 | 2004007603 | 378 | 368
40 | 2004007603 | 379.6667 | 369.6667
41 | 2004007603 | 381.3333 | 371.3333
42 | 2004007603 | 383 | 373
43 | 2004007603 | 385.3333 | 375.3333
44 | 2004007603 | 387.6667 | 377.6667
45 | 2004007603 | 390 | 380
46 | 2004007603 | 391.3333 | 381.3333
47 | 2004007603 | 392.6667 | 382.6667
48 | 2004007603 | 394 | 384
49 | 2004007603 | 393.3333 | 383.3333
50 | 2004007603 | 392.6667 | 382.6667
51 | 2004007603 | 392 | 382
52 | 2004007603 | 387.6667 | 377.6667
53 | 2004007603 | 383.3333 | 373.3333
54 | 2004007603 | 379 | 369
55 | 2004007603 | 372.3333 | 362.3333
56 | 2004007603 | 365.6667 | 355.6667
57 | 2004007603 | 359 | 349
58 | 2004007603 | 353.6667 | 343.6667
59 | 2004007603 | 348.3333 | 338.3333
60 | 2004007603 | 343 | 333
61 | 2004007603 | 338.3333 | 328.3333
62 | 2004007603 | 333.6667 | 323.6667
63 | 2004007603 | 329 | 319
64 | 2004007603 | 326 | 316
65 | 2004007603 | 323 | 313
66 | 2004007603 | 320 | 310
67 | 2004007603 | 318.3333 | 308.3333
68 | 2004007603 | 316.6667 | 306.6667
69 | 2004007603 | 315 | 305
70 | 2004007603 | 315.3333 | 305.3333
71 | 2004007603 | 315.6667 | 305.6667
72 | 2004007603 | 316 | 306
73 | 2004007603 | 316.3333 | 306.3333
74 | 2004007603 | 316.6667 | 306.6667
75 | 2004007603 | 317 | 307
76 | 2004007603 | 316.3333 | 306.3333
77 | 2004007603 | 315.6667 | 305.6667
78 | 2004007603 | 315 | 305
79 | 2004007603 | 314.6667 | 304.6667
80 | 2004007603 | 314.3333 | 304.3333
81 | 2004007603 | 314 | 304
82 | 2004007603 | 316.3333 | 306.3333
83 | 2004007603 | 318.6667 | 308.6667
84 | 2004007603 | 321 | 311
85 | 2004007603 | 323.3333 | 313.3333
86 | 2004007603 | 325.6667 | 315.6667
87 | 2004007603 | 328 | 318
88 | 2004007603 | 328.3333 | 318.3333
89 | 2004007603 | 328.6667 | 318.6667
90 | 2004007603 | 329 | 339
91 | 2004007603 | 329 | 339
92 | 2004007603 | 329 | 339
93 | 2004007603 | 329 | 339
94 | 2004007603 | 328.6667 | 338.6667
95 | 2004007603 | 328.3333 | 338.3333
96 | 2004007603 | 328 | 338
97 | 2004007603 | 327.6667 | 337.6667
98 | 2004007603 | 327.3333 | 337.3333
99 | 2004007603 | 327 | 337
100 | 2004007603 | 328.6667 | 338.6667
101 | 2004007603 | 330.3333 | 340.3333
102 | 2004007603 | 332 | 342
103 | 2004007603 | 334.3333 | 344.3333
104 | 2004007603 | 336.6667 | 346.6667
105 | 2004007603 | 339 | 349
106 | 2004007603 | 339.3333 | 349.3333
107 | 2004007603 | 339.6667 | 349.6667
108 | 2004007603 | 340 | 350
109 | 2004007603 | 342.3333 | 352.3333
110 | 2004007603 | 344.6667 | 354.6667
111 | 2004007603 | 347 | 357
112 | 2004007603 | 349.6667 | 359.6667
113 | 2004007603 | 352.3333 | 362.3333
114 | 2004007603 | 355 | 365
115 | 2004007603 | 360.3333 | 370.3333
116 | 2004007603 | 365.6667 | 375.6667
117 | 2004007603 | 371 | 381
118 | 2004007603 | 373.6667 | 383.6667
119 | 2004007603 | 376.3333 | 386.3333
120 | 2004007603 | 379 | 389
121 | 2004007603 | 383.3333 | 393.3333
122 | 2004007603 | 387.6667 | 377.6667
123 | 2004007603 | 392 | 382
124 | 2004007603 | 395.3333 | 385.3333
125 | 2004007603 | 398.6667 | 388.6667
126 | 2004007603 | 402 | 392
127 | 2004007603 | 404.3333 | 394.3333
128 | 2004007603 | 406.6667 | 396.6667
129 | 2004007603 | 409 | 399
130 | 2004007603 | 409 | 399
131 | 2004007603 | 409 | 399
132 | 2004007603 | 409 | 399
133 | 2004007603 | 408.3333 | 398.3333
134 | 2004007603 | 407.6667 | 397.6667
135 | 2004007603 | 407 | 397
136 | 2004007603 | 407 | 397
137 | 2004007603 | 407 | 397
138 | 2004007603 | 407 | 397
139 | 2004007603 | 407 | 397
140 | 2004007603 | 407 | 397
141 | 2004007603 | 407 | 397
142 | 2004007603 | 406 | 396
143 | 2004007603 | 405 | 395
0 | 2006006355 | 343 | 333
1 | 2006006355 | 344 | 334
2 | 2006006355 | 345 | 335
3 | 2006006355 | 346 | 336
4 | 2006006355 | 348 | 338
5 | 2006006355 | 350 | 340
6 | 2006006355 | 352 | 342
7 | 2006006355 | 353 | 343
8 | 2006006355 | 354 | 344
9 | 2006006355 | 355 | 345
10 | 2006006355 | 356.6667 | 346.6667
11 | 2006006355 | 358.3333 | 348.3333
12 | 2006006355 | 360 | 350
13 | 2006006355 | 363.6667 | 353.6667
14 | 2006006355 | 367.3333 | 357.3333
15 | 2006006355 | 371 | 361
16 | 2006006355 | 373.3333 | 363.3333
17 | 2006006355 | 375.6667 | 365.6667
18 | 2006006355 | 378 | 368
19 | 2006006355 | 378.6667 | 368.6667
20 | 2006006355 | 379.3333 | 369.3333
21 | 2006006355 | 380 | 370
22 | 2006006355 | 381.3333 | 371.3333
23 | 2006006355 | 382.6667 | 372.6667
24 | 2006006355 | 384 | 374
25 | 2006006355 | 385.3333 | 375.3333
26 | 2006006355 | 386.6667 | 376.6667
27 | 2006006355 | 388 | 378
28 | 2006006355 | 387 | 377
29 | 2006006355 | 386 | 376
30 | 2006006355 | 385 | 375
31 | 2006006355 | 383 | 373
32 | 2006006355 | 381 | 371
33 | 2006006355 | 379 | 369
34 | 2006006355 | 378.3333 | 368.3333
35 | 2006006355 | 377.6667 | 367.6667
36 | 2006006355 | 377 | 367
37 | 2006006355 | 377.3333 | 367.3333
38 | 2006006355 | 377.6667 | 367.6667
39 | 2006006355 | 378 | 368
40 | 2006006355 | 379.6667 | 369.6667
41 | 2006006355 | 381.3333 | 371.3333
42 | 2006006355 | 383 | 373
43 | 2006006355 | 385.3333 | 375.3333
44 | 2006006355 | 387.6667 | 377.6667
45 | 2006006355 | 390 | 380
46 | 2006006355 | 391.3333 | 381.3333
47 | 2006006355 | 392.6667 | 382.6667
48 | 2006006355 | 394 | 384
49 | 2006006355 | 393.3333 | 383.3333
50 | 2006006355 | 392.6667 | 382.6667
51 | 2006006355 | 392 | 382
52 | 2006006355 | 387.6667 | 377.6667
53 | 2006006355 | 383.3333 | 373.3333
54 | 2006006355 | 379 | 369
55 | 2006006355 | 372.3333 | 362.3333
56 | 2006006355 | 365.6667 | 355.6667
57 | 2006006355 | 359 | 349
58 | 2006006355 | 353.6667 | 343.6667
59 | 2006006355 | 348.3333 | 338.3333
60 | 2006006355 | 343 | 333
61 | 2006006355 | 338.3333 | 328.3333
62 | 2006006355 | 333.6667 | 323.6667
63 | 2006006355 | 329 | 319
64 | 2006006355 | 326 | 316
65 | 2006006355 | 323 | 313
66 | 2006006355 | 320 | 310
67 | 2006006355 | 318.3333 | 308.3333
68 | 2006006355 | 316.6667 | 306.6667
69 | 2006006355 | 315 | 305
70 | 2006006355 | 315.3333 | 305.3333
71 | 2006006355 | 315.6667 | 305.6667
72 | 2006006355 | 316 | 306
73 | 2006006355 | 316.3333 | 306.3333
74 | 2006006355 | 316.6667 | 306.6667
75 | 2006006355 | 317 | 307
76 | 2006006355 | 316.3333 | 306.3333
77 | 2006006355 | 315.6667 | 305.6667
78 | 2006006355 | 315 | 305
79 | 2006006355 | 314.6667 | 304.6667
80 | 2006006355 | 314.3333 | 304.3333
81 | 2006006355 | 314 | 304
82 | 2006006355 | 316.3333 | 306.3333
83 | 2006006355 | 318.6667 | 308.6667
84 | 2006006355 | 321 | 311
85 | 2006006355 | 323.3333 | 313.3333
86 | 2006006355 | 325.6667 | 315.6667
87 | 2006006355 | 328 | 318
88 | 2006006355 | 328.3333 | 318.3333
89 | 2006006355 | 328.6667 | 318.6667
90 | 2006006355 | 329 | 339
91 | 2006006355 | 329 | 339
92 | 2006006355 | 329 | 339
93 | 2006006355 | 329 | 339
94 | 2006006355 | 328.6667 | 338.6667
95 | 2006006355 | 328.3333 | 338.3333
96 | 2006006355 | 328 | 338
97 | 2006006355 | 327.6667 | 337.6667
98 | 2006006355 | 327.3333 | 337.3333
99 | 2006006355 | 327 | 337
100 | 2006006355 | 328.6667 | 338.6667
101 | 2006006355 | 330.3333 | 340.3333
102 | 2006006355 | 332 | 342
103 | 2006006355 | 334.3333 | 344.3333
104 | 2006006355 | 336.6667 | 346.6667
105 | 2006006355 | 339 | 349
106 | 2006006355 | 339.3333 | 349.3333
107 | 2006006355 | 339.6667 | 349.6667
108 | 2006006355 | 340 | 350
109 | 2006006355 | 342.3333 | 352.3333
110 | 2006006355 | 344.6667 | 354.6667
111 | 2006006355 | 347 | 357
112 | 2006006355 | 349.6667 | 359.6667
113 | 2006006355 | 352.3333 | 362.3333
114 | 2006006355 | 355 | 365
115 | 2006006355 | 360.3333 | 370.3333
116 | 2006006355 | 365.6667 | 375.6667
117 | 2006006355 | 371 | 381
118 | 2006006355 | 373.6667 | 383.6667
119 | 2006006355 | 376.3333 | 386.3333
120 | 2006006355 | 379 | 389
121 | 2006006355 | 383.3333 | 393.3333
122 | 2006006355 | 387.6667 | 377.6667
123 | 2006006355 | 392 | 382
124 | 2006006355 | 395.3333 | 385.3333
125 | 2006006355 | 398.6667 | 388.6667
126 | 2006006355 | 402 | 392
127 | 2006006355 | 404.3333 | 394.3333
128 | 2006006355 | 406.6667 | 396.6667
129 | 2006006355 | 409 | 399
130 | 2006006355 | 409 | 399
131 | 2006006355 | 409 | 399
132 | 2006006355 | 409 | 399
133 | 2006006355 | 408.3333 | 398.3333
134 | 2006006355 | 407.6667 | 397.6667
135 | 2006006355 | 407 | 397
136 | 2006006355 | 407 | 397
137 | 2006006355 | 407 | 397
138 | 2006006355 | 407 | 397
139 | 2006006355 | 407 | 397
140 | 2006006355 | 407 | 397
141 | 2006006355 | 407 | 397
142 | 2006006355 | 406 | 396
143 | 2006006355 | 405 | 395
0 | 2009005139 | 343 | 333
1 | 2009005139 | 344 | 334
2 | 2009005139 | 345 | 335
3 | 2009005139 | 346 | 336
4 | 2009005139 | 348 | 338
5 | 2009005139 | 350 | 340
6 | 2009005139 | 352 | 342
7 | 2009005139 | 353 | 343
8 | 2009005139 | 354 | 344
9 | 2009005139 | 355 | 345
10 | 2009005139 | 356.6667 | 346.6667
11 | 2009005139 | 358.3333 | 348.3333
12 | 2009005139 | 360 | 350
13 | 2009005139 | 363.6667 | 353.6667
14 | 2009005139 | 367.3333 | 357.3333
15 | 2009005139 | 371 | 361
16 | 2009005139 | 373.3333 | 363.3333
17 | 2009005139 | 375.6667 | 365.6667
18 | 2009005139 | 378 | 368
19 | 2009005139 | 378.6667 | 368.6667
20 | 2009005139 | 379.3333 | 369.3333
21 | 2009005139 | 380 | 370
22 | 2009005139 | 381.3333 | 371.3333
23 | 2009005139 | 382.6667 | 372.6667
24 | 2009005139 | 384 | 374
25 | 2009005139 | 385.3333 | 375.3333
26 | 2009005139 | 386.6667 | 376.6667
27 | 2009005139 | 388 | 378
28 | 2009005139 | 387 | 377
29 | 2009005139 | 386 | 376
30 | 2009005139 | 385 | 375
31 | 2009005139 | 383 | 373
32 | 2009005139 | 381 | 371
33 | 2009005139 | 379 | 369
34 | 2009005139 | 378.3333 | 368.3333
35 | 2009005139 | 377.6667 | 367.6667
36 | 2009005139 | 377 | 367
37 | 2009005139 | 377.3333 | 367.3333
38 | 2009005139 | 377.6667 | 367.6667
39 | 2009005139 | 378 | 368
40 | 2009005139 | 379.6667 | 369.6667
41 | 2009005139 | 381.3333 | 371.3333
42 | 2009005139 | 383 | 373
43 | 2009005139 | 385.3333 | 375.3333
44 | 2009005139 | 387.6667 | 377.6667
45 | 2009005139 | 390 | 380
46 | 2009005139 | 391.3333 | 381.3333
47 | 2009005139 | 392.6667 | 382.6667
48 | 2009005139 | 394 | 384
49 | 2009005139 | 393.3333 | 383.3333
50 | 2009005139 | 392.6667 | 382.6667
51 | 2009005139 | 392 | 382
52 | 2009005139 | 387.6667 | 377.6667
53 | 2009005139 | 383.3333 | 373.3333
54 | 2009005139 | 379 | 369
55 | 2009005139 | 372.3333 | 362.3333
56 | 2009005139 | 365.6667 | 355.6667
57 | 2009005139 | 359 | 349
58 | 2009005139 | 353.6667 | 343.6667
59 | 2009005139 | 348.3333 | 338.3333
60 | 2009005139 | 343 | 333
61 | 2009005139 | 338.3333 | 328.3333
62 | 2009005139 | 333.6667 | 323.6667
63 | 2009005139 | 329 | 319
64 | 2009005139 | 326 | 316
65 | 2009005139 | 323 | 313
66 | 2009005139 | 320 | 310
67 | 2009005139 | 318.3333 | 308.3333
68 | 2009005139 | 316.6667 | 306.6667
69 | 2009005139 | 315 | 305
70 | 2009005139 | 315.3333 | 305.3333
71 | 2009005139 | 315.6667 | 305.6667
72 | 2009005139 | 316 | 306
73 | 2009005139 | 316.3333 | 306.3333
74 | 2009005139 | 316.6667 | 306.6667
75 | 2009005139 | 317 | 307
76 | 2009005139 | 316.3333 | 306.3333
77 | 2009005139 | 315.6667 | 305.6667
78 | 2009005139 | 315 | 305
79 | 2009005139 | 314.6667 | 304.6667
80 | 2009005139 | 314.3333 | 304.3333
81 | 2009005139 | 314 | 304
82 | 2009005139 | 316.3333 | 306.3333
83 | 2009005139 | 318.6667 | 308.6667
84 | 2009005139 | 321 | 311
85 | 2009005139 | 323.3333 | 313.3333
86 | 2009005139 | 325.6667 | 315.6667
87 | 2009005139 | 328 | 318
88 | 2009005139 | 328.3333 | 318.3333
89 | 2009005139 | 328.6667 | 318.6667
90 | 2009005139 | 329 | 339
91 | 2009005139 | 329 | 339
92 | 2009005139 | 329 | 339
93 | 2009005139 | 329 | 339
94 | 2009005139 | 328.6667 | 338.6667
95 | 2009005139 | 328.3333 | 338.3333
96 | 2009005139 | 328 | 338
97 | 2009005139 | 327.6667 | 337.6667
98 | 2009005139 | 327.3333 | 337.3333
99 | 2009005139 | 327 | 337
100 | 2009005139 | 328.6667 | 338.6667
101 | 2009005139 | 330.3333 | 340.3333
102 | 2009005139 | 332 | 342
103 | 2009005139 | 334.3333 | 344.3333
104 | 2009005139 | 336.6667 | 346.6667
105 | 2009005139 | 339 | 349
106 | 2009005139 | 339.3333 | 349.3333
107 | 2009005139 | 339.6667 | 349.6667
108 | 2009005139 | 340 | 350
109 | 2009005139 | 342.3333 | 352.3333
110 | 2009005139 | 344.6667 | 354.6667
111 | 2009005139 | 347 | 357
112 | 2009005139 | 349.6667 | 359.6667
113 | 2009005139 | 352.3333 | 362.3333
114 | 2009005139 | 355 | 365
115 | 2009005139 | 360.3333 | 370.3333
116 | 2009005139 | 365.6667 | 375.6667
117 | 2009005139 | 371 | 381
118 | 2009005139 | 373.6667 | 383.6667
119 | 2009005139 | 376.3333 | 386.3333
120 | 2009005139 | 379 | 389
121 | 2009005139 | 383.3333 | 393.3333
122 | 2009005139 | 387.6667 | 377.6667
123 | 2009005139 | 392 | 382
124 | 2009005139 | 395.3333 | 385.3333
125 | 2009005139 | 398.6667 | 388.6667
126 | 2009005139 | 402 | 392
127 | 2009005139 | 404.3333 | 394.3333
128 | 2009005139 | 406.6667 | 396.6667
129 | 2009005139 | 409 | 399
130 | 2009005139 | 409 | 399
131 | 2009005139 | 409 | 399
132 | 2009005139 | 409 | 399
133 | 2009005139 | 408.3333 | 398.3333
134 | 2009005139 | 407.6667 | 397.6667
135 | 2009005139 | 407 | 397
136 | 2009005139 | 407 | 397
137 | 2009005139 | 407 | 397
138 | 2009005139 | 407 | 397
139 | 2009005139 | 407 | 397
140 | 2009005139 | 407 | 397
141 | 2009005139 | 407 | 397
142 | 2009005139 | 406 | 396
143 | 2009005139 | 405 | 395
0 | 2007005234 | 343 | 333
1 | 2007005234 | 344 | 334
2 | 2007005234 | 345 | 335
3 | 2007005234 | 346 | 336
4 | 2007005234 | 348 | 338
5 | 2007005234 | 350 | 340
6 | 2007005234 | 352 | 342
7 | 2007005234 | 353 | 343
8 | 2007005234 | 354 | 344
9 | 2007005234 | 355 | 345
10 | 2007005234 | 356.6667 | 346.6667
11 | 2007005234 | 358.3333 | 348.3333
12 | 2007005234 | 360 | 350
13 | 2007005234 | 363.6667 | 353.6667
14 | 2007005234 | 367.3333 | 357.3333
15 | 2007005234 | 371 | 361
16 | 2007005234 | 373.3333 | 363.3333
17 | 2007005234 | 375.6667 | 365.6667
18 | 2007005234 | 378 | 368
19 | 2007005234 | 378.6667 | 368.6667
20 | 2007005234 | 379.3333 | 369.3333
21 | 2007005234 | 380 | 370
22 | 2007005234 | 381.3333 | 371.3333
23 | 2007005234 | 382.6667 | 372.6667
24 | 2007005234 | 384 | 374
25 | 2007005234 | 385.3333 | 375.3333
26 | 2007005234 | 386.6667 | 376.6667
27 | 2007005234 | 388 | 378
28 | 2007005234 | 387 | 377
29 | 2007005234 | 386 | 376
30 | 2007005234 | 385 | 375
31 | 2007005234 | 383 | 373
32 | 2007005234 | 381 | 371
33 | 2007005234 | 379 | 369
34 | 2007005234 | 378.3333 | 368.3333
35 | 2007005234 | 377.6667 | 367.6667
36 | 2007005234 | 377 | 367
37 | 2007005234 | 377.3333 | 367.3333
38 | 2007005234 | 377.6667 | 367.6667
39 | 2007005234 | 378 | 368
40 | 2007005234 | 379.6667 | 369.6667
41 | 2007005234 | 381.3333 | 371.3333
42 | 2007005234 | 383 | 373
43 | 2007005234 | 385.3333 | 375.3333
44 | 2007005234 | 387.6667 | 377.6667
45 | 2007005234 | 390 | 380
46 | 2007005234 | 391.3333 | 381.3333
47 | 2007005234 | 392.6667 | 382.6667
48 | 2007005234 | 394 | 384
49 | 2007005234 | 393.3333 | 383.3333
50 | 2007005234 | 392.6667 | 382.6667
51 | 2007005234 | 392 | 382
52 | 2007005234 | 387.6667 | 377.6667
53 | 2007005234 | 383.3333 | 373.3333
54 | 2007005234 | 379 | 369
55 | 2007005234 | 372.3333 | 362.3333
56 | 2007005234 | 365.6667 | 355.6667
57 | 2007005234 | 359 | 349
58 | 2007005234 | 353.6667 | 343.6667
59 | 2007005234 | 348.3333 | 338.3333
60 | 2007005234 | 343 | 333
61 | 2007005234 | 338.3333 | 328.3333
62 | 2007005234 | 333.6667 | 323.6667
63 | 2007005234 | 329 | 319
64 | 2007005234 | 326 | 316
65 | 2007005234 | 323 | 313
66 | 2007005234 | 320 | 310
67 | 2007005234 | 318.3333 | 308.3333
68 | 2007005234 | 316.6667 | 306.6667
69 | 2007005234 | 315 | 305
70 | 2007005234 | 315.3333 | 305.3333
71 | 2007005234 | 315.6667 | 305.6667
72 | 2007005234 | 316 | 306
73 | 2007005234 | 316.3333 | 306.3333
74 | 2007005234 | 316.6667 | 306.6667
75 | 2007005234 | 317 | 307
76 | 2007005234 | 316.3333 | 306.3333
77 | 2007005234 | 315.6667 | 305.6667
78 | 2007005234 | 315 | 305
79 | 2007005234 | 314.6667 | 304.6667
80 | 2007005234 | 314.3333 | 304.3333
81 | 2007005234 | 314 | 304
82 | 2007005234 | 316.3333 | 306.3333
83 | 2007005234 | 318.6667 | 308.6667
84 | 2007005234 | 321 | 311
85 | 2007005234 | 323.3333 | 313.3333
86 | 2007005234 | 325.6667 | 315.6667
87 | 2007005234 | 328 | 318
88 | 2007005234 | 328.3333 | 318.3333
89 | 2007005234 | 328.6667 | 318.6667
90 | 2007005234 | 329 | 339
91 | 2007005234 | 329 | 339
92 | 2007005234 | 329 | 339
93 | 2007005234 | 329 | 339
94 | 2007005234 | 328.6667 | 338.6667
95 | 2007005234 | 328.3333 | 338.3333
96 | 2007005234 | 328 | 338
97 | 2007005234 | 327.6667 | 337.6667
98 | 2007005234 | 327.3333 | 337.3333
99 | 2007005234 | 327 | 337
100 | 2007005234 | 328.6667 | 338.6667
101 | 2007005234 | 330.3333 | 340.3333
102 | 2007005234 | 332 | 342
103 | 2007005234 | 334.3333 | 344.3333
104 | 2007005234 | 336.6667 | 346.6667
105 | 2007005234 | 339 | 349
106 | 2007005234 | 339.3333 | 349.3333
107 | 2007005234 | 339.6667 | 349.6667
108 | 2007005234 | 340 | 350
109 | 2007005234 | 342.3333 | 352.3333
110 | 2007005234 | 344.6667 | 354.6667
111 | 2007005234 | 347 | 357
112 | 2007005234 | 349.6667 | 359.6667
113 | 2007005234 | 352.3333 | 362.3333
114 | 2007005234 | 355 | 365
115 | 2007005234 | 360.3333 | 370.3333
116 | 2007005234 | 365.6667 | 375.6667
117 | 2007005234 | 371 | 381
118 | 2007005234 | 373.6667 | 383.6667
119 | 2007005234 | 376.3333 | 386.3333
120 | 2007005234 | 379 | 389
121 | 2007005234 | 383.3333 | 393.3333
122 | 2007005234 | 387.6667 | 377.6667
123 | 2007005234 | 392 | 382
124 | 2007005234 | 395.3333 | 385.3333
125 | 2007005234 | 398.6667 | 388.6667
126 | 2007005234 | 402 | 392
127 | 2007005234 | 404.3333 | 394.3333
128 | 2007005234 | 406.6667 | 396.6667
129 | 2007005234 | 409 | 399
130 | 2007005234 | 409 | 399
131 | 2007005234 | 409 | 399
132 | 2007005234 | 409 | 399
133 | 2007005234 | 408.3333 | 398.3333
134 | 2007005234 | 407.6667 | 397.6667
135 | 2007005234 | 407 | 397
136 | 2007005234 | 407 | 397
137 | 2007005234 | 407 | 397
138 | 2007005234 | 407 | 397
139 | 2007005234 | 407 | 397
140 | 2007005234 | 407 | 397
141 | 2007005234 | 407 | 397
142 | 2007005234 | 406 | 396
143 | 2007005234 | 405 | 395
0 | 2005000243 | 343 | 333
1 | 2005000243 | 344 | 334
2 | 2005000243 | 345 | 335
3 | 2005000243 | 346 | 336
4 | 2005000243 | 348 | 338
5 | 2005000243 | 350 | 340
6 | 2005000243 | 352 | 342
7 | 2005000243 | 353 | 343
8 | 2005000243 | 354 | 344
9 | 2005000243 | 355 | 345
10 | 2005000243 | 356.6667 | 346.6667
11 | 2005000243 | 358.3333 | 348.3333
12 | 2005000243 | 360 | 350
13 | 2005000243 | 363.6667 | 353.6667
14 | 2005000243 | 367.3333 | 357.3333
15 | 2005000243 | 371 | 361
16 | 2005000243 | 373.3333 | 363.3333
17 | 2005000243 | 375.6667 | 365.6667
18 | 2005000243 | 378 | 368
19 | 2005000243 | 378.6667 | 368.6667
20 | 2005000243 | 379.3333 | 369.3333
21 | 2005000243 | 380 | 370
22 | 2005000243 | 381.3333 | 371.3333
23 | 2005000243 | 382.6667 | 372.6667
24 | 2005000243 | 384 | 374
25 | 2005000243 | 385.3333 | 375.3333
26 | 2005000243 | 386.6667 | 376.6667
27 | 2005000243 | 388 | 378
28 | 2005000243 | 387 | 377
29 | 2005000243 | 386 | 376
30 | 2005000243 | 385 | 375
31 | 2005000243 | 383 | 373
32 | 2005000243 | 381 | 371
33 | 2005000243 | 379 | 369
34 | 2005000243 | 378.3333 | 368.3333
35 | 2005000243 | 377.6667 | 367.6667
36 | 2005000243 | 377 | 367
37 | 2005000243 | 377.3333 | 367.3333
38 | 2005000243 | 377.6667 | 367.6667
39 | 2005000243 | 378 | 368
40 | 2005000243 | 379.6667 | 369.6667
41 | 2005000243 | 381.3333 | 371.3333
42 | 2005000243 | 383 | 373
43 | 2005000243 | 385.3333 | 375.3333
44 | 2005000243 | 387.6667 | 377.6667
45 | 2005000243 | 390 | 380
46 | 2005000243 | 391.3333 | 381.3333
47 | 2005000243 | 392.6667 | 382.6667
48 | 2005000243 | 394 | 384
49 | 2005000243 | 393.3333 | 383.3333
50 | 2005000243 | 392.6667 | 382.6667
51 | 2005000243 | 392 | 382
52 | 2005000243 | 387.6667 | 377.6667
53 | 2005000243 | 383.3333 | 373.3333
54 | 2005000243 | 379 | 369
55 | 2005000243 | 372.3333 | 362.3333
56 | 2005000243 | 365.6667 | 355.6667
57 | 2005000243 | 359 | 349
58 | 2005000243 | 353.6667 | 343.6667
59 | 2005000243 | 348.3333 | 338.3333
60 | 2005000243 | 343 | 333
61 | 2005000243 | 338.3333 | 328.3333
62 | 2005000243 | 333.6667 | 323.6667
63 | 2005000243 | 329 | 319
64 | 2005000243 | 326 | 316
65 | 2005000243 | 323 | 313
66 | 2005000243 | 320 | 310
67 | 2005000243 | 318.3333 | 308.3333
68 | 2005000243 | 316.6667 | 306.6667
69 | 2005000243 | 315 | 305
70 | 2005000243 | 315.3333 | 305.3333
71 | 2005000243 | 315.6667 | 305.6667
72 | 2005000243 | 316 | 306
73 | 2005000243 | 316.3333 | 306.3333
74 | 2005000243 | 316.6667 | 306.6667
75 | 2005000243 | 317 | 307
76 | 2005000243 | 316.3333 | 306.3333
77 | 2005000243 | 315.6667 | 305.6667
78 | 2005000243 | 315 | 305
79 | 2005000243 | 314.6667 | 304.6667
80 | 2005000243 | 314.3333 | 304.3333
81 | 2005000243 | 314 | 304
82 | 2005000243 | 316.3333 | 306.3333
83 | 2005000243 | 318.6667 | 308.6667
84 | 2005000243 | 321 | 311
85 | 2005000243 | 323.3333 | 313.3333
86 | 2005000243 | 325.6667 | 315.6667
87 | 2005000243 | 328 | 318
88 | 2005000243 | 328.3333 | 318.3333
89 | 2005000243 | 328.6667 | 318.6667
90 | 2005000243 | 329 | 339
91 | 2005000243 | 329 | 339
92 | 2005000243 | 329 | 339
93 | 2005000243 | 329 | 339
94 | 2005000243 | 328.6667 | 338.6667
95 | 2005000243 | 328.3333 | 338.3333
96 | 2005000243 | 328 | 338
97 | 2005000243 | 327.6667 | 337.6667
98 | 2005000243 | 327.3333 | 337.3333
99 | 2005000243 | 327 | 337
100 | 2005000243 | 328.6667 | 338.6667
101 | 2005000243 | 330.3333 | 340.3333
102 | 2005000243 | 332 | 342
103 | 2005000243 | 334.3333 | 344.3333
104 | 2005000243 | 336.6667 | 346.6667
105 | 2005000243 | 339 | 349
106 | 2005000243 | 339.3333 | 349.3333
107 | 2005000243 | 339.6667 | 349.6667
108 | 2005000243 | 340 | 350
109 | 2005000243 | 342.3333 | 352.3333
110 | 2005000243 | 344.6667 | 354.6667
111 | 2005000243 | 347 | 357
112 | 2005000243 | 349.6667 | 359.6667
113 | 2005000243 | 352.3333 | 362.3333
114 | 2005000243 | 355 | 365
115 | 2005000243 | 360.3333 | 370.3333
116 | 2005000243 | 365.6667 | 375.6667
117 | 2005000243 | 371 | 381
118 | 2005000243 | 373.6667 | 383.6667
119 | 2005000243 | 376.3333 | 386.3333
120 | 2005000243 | 379 | 389
121 | 2005000243 | 383.3333 | 393.3333
122 | 2005000243 | 387.6667 | 377.6667
123 | 2005000243 | 392 | 382
124 | 2005000243 | 395.3333 | 385.3333
125 | 2005000243 | 398.6667 | 388.6667
126 | 2005000243 | 402 | 392
127 | 2005000243 | 404.3333 | 394.3333
128 | 2005000243 | 406.6667 | 396.6667
129 | 2005000243 | 409 | 399
130 | 2005000243 | 409 | 399
131 | 2005000243 | 409 | 399
132 | 2005000243 | 409 | 399
133 | 2005000243 | 408.3333 | 398.3333
134 | 2005000243 | 407.6667 | 397.6667
135 | 2005000243 | 407 | 397
136 | 2005000243 | 407 | 397
137 | 2005000243 | 407 | 397
138 | 2005000243 | 407 | 397
139 | 2005000243 | 407 | 397
140 | 2005000243 | 407 | 397
141 | 2005000243 | 407 | 397
142 | 2005000243 | 406 | 396
143 | 2005000243 | 405 | 395
0 | 2006005840 | 343 | 333
1 | 2006005840 | 344 | 334
2 | 2006005840 | 345 | 335
3 | 2006005840 | 346 | 336
4 | 2006005840 | 348 | 338
5 | 2006005840 | 350 | 340
6 | 2006005840 | 352 | 342
7 | 2006005840 | 353 | 343
8 | 2006005840 | 354 | 344
9 | 2006005840 | 355 | 345
10 | 2006005840 | 356.6667 | 346.6667
11 | 2006005840 | 358.3333 | 348.3333
12 | 2006005840 | 360 | 350
13 | 2006005840 | 363.6667 | 353.6667
14 | 2006005840 | 367.3333 | 357.3333
15 | 2006005840 | 371 | 361
16 | 2006005840 | 373.3333 | 363.3333
17 | 2006005840 | 375.6667 | 365.6667
18 | 2006005840 | 378 | 368
19 | 2006005840 | 378.6667 | 368.6667
20 | 2006005840 | 379.3333 | 369.3333
21 | 2006005840 | 380 | 370
22 | 2006005840 | 381.3333 | 371.3333
23 | 2006005840 | 382.6667 | 372.6667
24 | 2006005840 | 384 | 374
25 | 2006005840 | 385.3333 | 375.3333
26 | 2006005840 | 386.6667 | 376.6667
27 | 2006005840 | 388 | 378
28 | 2006005840 | 387 | 377
29 | 2006005840 | 386 | 376
30 | 2006005840 | 385 | 375
31 | 2006005840 | 383 | 373
32 | 2006005840 | 381 | 371
33 | 2006005840 | 379 | 369
34 | 2006005840 | 378.3333 | 368.3333
35 | 2006005840 | 377.6667 | 367.6667
36 | 2006005840 | 377 | 367
37 | 2006005840 | 377.3333 | 367.3333
38 | 2006005840 | 377.6667 | 367.6667
39 | 2006005840 | 378 | 368
40 | 2006005840 | 379.6667 | 369.6667
41 | 2006005840 | 381.3333 | 371.3333
42 | 2006005840 | 383 | 373
43 | 2006005840 | 385.3333 | 375.3333
44 | 2006005840 | 387.6667 | 377.6667
45 | 2006005840 | 390 | 380
46 | 2006005840 | 391.3333 | 381.3333
47 | 2006005840 | 392.6667 | 382.6667
48 | 2006005840 | 394 | 384
49 | 2006005840 | 393.3333 | 383.3333
50 | 2006005840 | 392.6667 | 382.6667
51 | 2006005840 | 392 | 382
52 | 2006005840 | 387.6667 | 377.6667
53 | 2006005840 | 383.3333 | 373.3333
54 | 2006005840 | 379 | 369
55 | 2006005840 | 372.3333 | 362.3333
56 | 2006005840 | 365.6667 | 355.6667
57 | 2006005840 | 359 | 349
58 | 2006005840 | 353.6667 | 343.6667
59 | 2006005840 | 348.3333 | 338.3333
60 | 2006005840 | 343 | 333
61 | 2006005840 | 338.3333 | 328.3333
62 | 2006005840 | 333.6667 | 323.6667
63 | 2006005840 | 329 | 319
64 | 2006005840 | 326 | 316
65 | 2006005840 | 323 | 313
66 | 2006005840 | 320 | 310
67 | 2006005840 | 318.3333 | 308.3333
68 | 2006005840 | 316.6667 | 306.6667
69 | 2006005840 | 315 | 305
70 | 2006005840 | 315.3333 | 305.3333
71 | 2006005840 | 315.6667 | 305.6667
72 | 2006005840 | 316 | 306
73 | 2006005840 | 316.3333 | 306.3333
74 | 2006005840 | 316.6667 | 306.6667
75 | 2006005840 | 317 | 307
76 | 2006005840 | 316.3333 | 306.3333
77 | 2006005840 | 315.6667 | 305.6667
78 | 2006005840 | 315 | 305
79 | 2006005840 | 314.6667 | 304.6667
80 | 2006005840 | 314.3333 | 304.3333
81 | 2006005840 | 314 | 304
82 | 2006005840 | 316.3333 | 306.3333
83 | 2006005840 | 318.6667 | 308.6667
84 | 2006005840 | 321 | 311
85 | 2006005840 | 323.3333 | 313.3333
86 | 2006005840 | 325.6667 | 315.6667
87 | 2006005840 | 328 | 318
88 | 2006005840 | 328.3333 | 318.3333
89 | 2006005840 | 328.6667 | 318.6667
90 | 2006005840 | 329 | 339
91 | 2006005840 | 329 | 339
92 | 2006005840 | 329 | 339
93 | 2006005840 | 329 | 339
94 | 2006005840 | 328.6667 | 338.6667
95 | 2006005840 | 328.3333 | 338.3333
96 | 2006005840 | 328 | 338
97 | 2006005840 | 327.6667 | 337.6667
98 | 2006005840 | 327.3333 | 337.3333
99 | 2006005840 | 327 | 337
100 | 2006005840 | 328.6667 | 338.6667
101 | 2006005840 | 330.3333 | 340.3333
102 | 2006005840 | 332 | 342
103 | 2006005840 | 334.3333 | 344.3333
104 | 2006005840 | 336.6667 | 346.6667
105 | 2006005840 | 339 | 349
106 | 2006005840 | 339.3333 | 349.3333
107 | 2006005840 | 339.6667 | 349.6667
108 | 2006005840 | 340 | 350
109 | 2006005840 | 342.3333 | 352.3333
110 | 2006005840 | 344.6667 | 354.6667
111 | 2006005840 | 347 | 357
112 | 2006005840 | 349.6667 | 359.6667
113 | 2006005840 | 352.3333 | 362.3333
114 | 2006005840 | 355 | 365
115 | 2006005840 | 360.3333 | 370.3333
116 | 2006005840 | 365.6667 | 375.6667
117 | 2006005840 | 371 | 381
118 | 2006005840 | 373.6667 | 383.6667
119 | 2006005840 | 376.3333 | 386.3333
120 | 2006005840 | 379 | 389
121 | 2006005840 | 383.3333 | 393.3333
122 | 2006005840 | 387.6667 | 377.6667
123 | 2006005840 | 392 | 382
124 | 2006005840 | 395.3333 | 385.3333
125 | 2006005840 | 398.6667 | 388.6667
126 | 2006005840 | 402 | 392
127 | 2006005840 | 404.3333 | 394.3333
128 | 2006005840 | 406.6667 | 396.6667
129 | 2006005840 | 409 | 399
130 | 2006005840 | 409 | 399
131 | 2006005840 | 409 | 399
132 | 2006005840 | 409 | 399
133 | 2006005840 | 408.3333 | 398.3333
134 | 2006005840 | 407.6667 | 397.6667
135 | 2006005840 | 407 | 397
136 | 2006005840 | 407 | 397
137 | 2006005840 | 407 | 397
138 | 2006005840 | 407 | 397
139 | 2006005840 | 407 | 397
140 | 2006005840 | 407 | 397
141 | 2006005840 | 407 | 397
142 | 2006005840 | 406 | 396
143 | 2006005840 | 405 | 395
0 | 2007009674 | 343 | 333
1 | 2007009674 | 344 | 334
2 | 2007009674 | 345 | 335
3 | 2007009674 | 346 | 336
4 | 2007009674 | 348 | 338
5 | 2007009674 | 350 | 340
6 | 2007009674 | 352 | 342
7 | 2007009674 | 353 | 343
8 | 2007009674 | 354 | 344
9 | 2007009674 | 355 | 345
10 | 2007009674 | 356.6667 | 346.6667
11 | 2007009674 | 358.3333 | 348.3333
12 | 2007009674 | 360 | 350
13 | 2007009674 | 363.6667 | 353.6667
14 | 2007009674 | 367.3333 | 357.3333
15 | 2007009674 | 371 | 361
16 | 2007009674 | 373.3333 | 363.3333
17 | 2007009674 | 375.6667 | 365.6667
18 | 2007009674 | 378 | 368
19 | 2007009674 | 378.6667 | 368.6667
20 | 2007009674 | 379.3333 | 369.3333
21 | 2007009674 | 380 | 370
22 | 2007009674 | 381.3333 | 371.3333
23 | 2007009674 | 382.6667 | 372.6667
24 | 2007009674 | 384 | 374
25 | 2007009674 | 385.3333 | 375.3333
26 | 2007009674 | 386.6667 | 376.6667
27 | 2007009674 | 388 | 378
28 | 2007009674 | 387 | 377
29 | 2007009674 | 386 | 376
30 | 2007009674 | 385 | 375
31 | 2007009674 | 383 | 373
32 | 2007009674 | 381 | 371
33 | 2007009674 | 379 | 369
34 | 2007009674 | 378.3333 | 368.3333
35 | 2007009674 | 377.6667 | 367.6667
36 | 2007009674 | 377 | 367
37 | 2007009674 | 377.3333 | 367.3333
38 | 2007009674 | 377.6667 | 367.6667
39 | 2007009674 | 378 | 368
40 | 2007009674 | 379.6667 | 369.6667
41 | 2007009674 | 381.3333 | 371.3333
42 | 2007009674 | 383 | 373
43 | 2007009674 | 385.3333 | 375.3333
44 | 2007009674 | 387.6667 | 377.6667
45 | 2007009674 | 390 | 380
46 | 2007009674 | 391.3333 | 381.3333
47 | 2007009674 | 392.6667 | 382.6667
48 | 2007009674 | 394 | 384
49 | 2007009674 | 393.3333 | 383.3333
50 | 2007009674 | 392.6667 | 382.6667
51 | 2007009674 | 392 | 382
52 | 2007009674 | 387.6667 | 377.6667
53 | 2007009674 | 383.3333 | 373.3333
54 | 2007009674 | 379 | 369
55 | 2007009674 | 372.3333 | 362.3333
56 | 2007009674 | 365.6667 | 355.6667
57 | 2007009674 | 359 | 349
58 | 2007009674 | 353.6667 | 343.6667
59 | 2007009674 | 348.3333 | 338.3333
60 | 2007009674 | 343 | 333
61 | 2007009674 | 338.3333 | 328.3333
62 | 2007009674 | 333.6667 | 323.6667
63 | 2007009674 | 329 | 319
64 | 2007009674 | 326 | 316
65 | 2007009674 | 323 | 313
66 | 2007009674 | 320 | 310
67 | 2007009674 | 318.3333 | 308.3333
68 | 2007009674 | 316.6667 | 306.6667
69 | 2007009674 | 315 | 305
70 | 2007009674 | 315.3333 | 305.3333
71 | 2007009674 | 315.6667 | 305.6667
72 | 2007009674 | 316 | 306
73 | 2007009674 | 316.3333 | 306.3333
74 | 2007009674 | 316.6667 | 306.6667
75 | 2007009674 | 317 | 307
76 | 2007009674 | 316.3333 | 306.3333
77 | 2007009674 | 315.6667 | 305.6667
78 | 2007009674 | 315 | 305
79 | 2007009674 | 314.6667 | 304.6667
80 | 2007009674 | 314.3333 | 304.3333
81 | 2007009674 | 314 | 304
82 | 2007009674 | 316.3333 | 306.3333
83 | 2007009674 | 318.6667 | 308.6667
84 | 2007009674 | 321 | 311
85 | 2007009674 | 323.3333 | 313.3333
86 | 2007009674 | 325.6667 | 315.6667
87 | 2007009674 | 328 | 318
88 | 2007009674 | 328.3333 | 318.3333
89 | 2007009674 | 328.6667 | 318.6667
90 | 2007009674 | 329 | 339
91 | 2007009674 | 329 | 339
92 | 2007009674 | 329 | 339
93 | 2007009674 | 329 | 339
94 | 2007009674 | 328.6667 | 338.6667
95 | 2007009674 | 328.3333 | 338.3333
96 | 2007009674 | 328 | 338
97 | 2007009674 | 327.6667 | 337.6667
98 | 2007009674 | 327.3333 | 337.3333
99 | 2007009674 | 327 | 337
100 | 2007009674 | 328.6667 | 338.6667
101 | 2007009674 | 330.3333 | 340.3333
102 | 2007009674 | 332 | 342
103 | 2007009674 | 334.3333 | 344.3333
104 | 2007009674 | 336.6667 | 346.6667
105 | 2007009674 | 339 | 349
106 | 2007009674 | 339.3333 | 349.3333
107 | 2007009674 | 339.6667 | 349.6667
108 | 2007009674 | 340 | 350
109 | 2007009674 | 342.3333 | 352.3333
110 | 2007009674 | 344.6667 | 354.6667
111 | 2007009674 | 347 | 357
112 | 2007009674 | 349.6667 | 359.6667
113 | 2007009674 | 352.3333 | 362.3333
114 | 2007009674 | 355 | 365
115 | 2007009674 | 360.3333 | 370.3333
116 | 2007009674 | 365.6667 | 375.6667
117 | 2007009674 | 371 | 381
118 | 2007009674 | 373.6667 | 383.6667
119 | 2007009674 | 376.3333 | 386.3333
120 | 2007009674 | 379 | 389
121 | 2007009674 | 383.3333 | 393.3333
122 | 2007009674 | 387.6667 | 377.6667
123 | 2007009674 | 392 | 382
124 | 2007009674 | 395.3333 | 385.3333
125 | 2007009674 | 398.6667 | 388.6667
126 | 2007009674 | 402 | 392
127 | 2007009674 | 404.3333 | 394.3333
128 | 2007009674 | 406.6667 | 396.6667
129 | 2007009674 | 409 | 399
130 | 2007009674 | 409 | 399
131 | 2007009674 | 409 | 399
132 | 2007009674 | 409 | 399
133 | 2007009674 | 408.3333 | 398.3333
134 | 2007009674 | 407.6667 | 397.6667
135 | 2007009674 | 407 | 397
136 | 2007009674 | 407 | 397
137 | 2007009674 | 407 | 397
138 | 2007009674 | 407 | 397
139 | 2007009674 | 407 | 397
140 | 2007009674 | 407 | 397
141 | 2007009674 | 407 | 397
142 | 2007009674 | 406 | 396
143 | 2007009674 | 405 | 395
0 | 2007005655 | 343 | 333
1 | 2007005655 | 344 | 334
2 | 2007005655 | 345 | 335
3 | 2007005655 | 346 | 336
4 | 2007005655 | 348 | 338
5 | 2007005655 | 350 | 340
6 | 2007005655 | 352 | 342
7 | 2007005655 | 353 | 343
8 | 2007005655 | 354 | 344
9 | 2007005655 | 355 | 345
10 | 2007005655 | 356.6667 | 346.6667
11 | 2007005655 | 358.3333 | 348.3333
12 | 2007005655 | 360 | 350
13 | 2007005655 | 363.6667 | 353.6667
14 | 2007005655 | 367.3333 | 357.3333
15 | 2007005655 | 371 | 361
16 | 2007005655 | 373.3333 | 363.3333
17 | 2007005655 | 375.6667 | 365.6667
18 | 2007005655 | 378 | 368
19 | 2007005655 | 378.6667 | 368.6667
20 | 2007005655 | 379.3333 | 369.3333
21 | 2007005655 | 380 | 370
22 | 2007005655 | 381.3333 | 371.3333
23 | 2007005655 | 382.6667 | 372.6667
24 | 2007005655 | 384 | 374
25 | 2007005655 | 385.3333 | 375.3333
26 | 2007005655 | 386.6667 | 376.6667
27 | 2007005655 | 388 | 378
28 | 2007005655 | 387 | 377
29 | 2007005655 | 386 | 376
30 | 2007005655 | 385 | 375
31 | 2007005655 | 383 | 373
32 | 2007005655 | 381 | 371
33 | 2007005655 | 379 | 369
34 | 2007005655 | 378.3333 | 368.3333
35 | 2007005655 | 377.6667 | 367.6667
36 | 2007005655 | 377 | 367
37 | 2007005655 | 377.3333 | 367.3333
38 | 2007005655 | 377.6667 | 367.6667
39 | 2007005655 | 378 | 368
40 | 2007005655 | 379.6667 | 369.6667
41 | 2007005655 | 381.3333 | 371.3333
42 | 2007005655 | 383 | 373
43 | 2007005655 | 385.3333 | 375.3333
44 | 2007005655 | 387.6667 | 377.6667
45 | 2007005655 | 390 | 380
46 | 2007005655 | 391.3333 | 381.3333
47 | 2007005655 | 392.6667 | 382.6667
48 | 2007005655 | 394 | 384
49 | 2007005655 | 393.3333 | 383.3333
50 | 2007005655 | 392.6667 | 382.6667
51 | 2007005655 | 392 | 382
52 | 2007005655 | 387.6667 | 377.6667
53 | 2007005655 | 383.3333 | 373.3333
54 | 2007005655 | 379 | 369
55 | 2007005655 | 372.3333 | 362.3333
56 | 2007005655 | 365.6667 | 355.6667
57 | 2007005655 | 359 | 349
58 | 2007005655 | 353.6667 | 343.6667
59 | 2007005655 | 348.3333 | 338.3333
60 | 2007005655 | 343 | 333
61 | 2007005655 | 338.3333 | 328.3333
62 | 2007005655 | 333.6667 | 323.6667
63 | 2007005655 | 329 | 319
64 | 2007005655 | 326 | 316
65 | 2007005655 | 323 | 313
66 | 2007005655 | 320 | 310
67 | 2007005655 | 318.3333 | 308.3333
68 | 2007005655 | 316.6667 | 306.6667
69 | 2007005655 | 315 | 305
70 | 2007005655 | 315.3333 | 305.3333
71 | 2007005655 | 315.6667 | 305.6667
72 | 2007005655 | 316 | 306
73 | 2007005655 | 316.3333 | 306.3333
74 | 2007005655 | 316.6667 | 306.6667
75 | 2007005655 | 317 | 307
76 | 2007005655 | 316.3333 | 306.3333
77 | 2007005655 | 315.6667 | 305.6667
78 | 2007005655 | 315 | 305
79 | 2007005655 | 314.6667 | 304.6667
80 | 2007005655 | 314.3333 | 304.3333
81 | 2007005655 | 314 | 304
82 | 2007005655 | 316.3333 | 306.3333
83 | 2007005655 | 318.6667 | 308.6667
84 | 2007005655 | 321 | 311
85 | 2007005655 | 323.3333 | 313.3333
86 | 2007005655 | 325.6667 | 315.6667
87 | 2007005655 | 328 | 318
88 | 2007005655 | 328.3333 | 318.3333
89 | 2007005655 | 328.6667 | 318.6667
90 | 2007005655 | 329 | 339
91 | 2007005655 | 329 | 339
92 | 2007005655 | 329 | 339
93 | 2007005655 | 329 | 339
94 | 2007005655 | 328.6667 | 338.6667
95 | 2007005655 | 328.3333 | 338.3333
96 | 2007005655 | 328 | 338
97 | 2007005655 | 327.6667 | 337.6667
98 | 2007005655 | 327.3333 | 337.3333
99 | 2007005655 | 327 | 337
100 | 2007005655 | 328.6667 | 338.6667
101 | 2007005655 | 330.3333 | 340.3333
102 | 2007005655 | 332 | 342
103 | 2007005655 | 334.3333 | 344.3333
104 | 2007005655 | 336.6667 | 346.6667
105 | 2007005655 | 339 | 349
106 | 2007005655 | 339.3333 | 349.3333
107 | 2007005655 | 339.6667 | 349.6667
108 | 2007005655 | 340 | 350
109 | 2007005655 | 342.3333 | 352.3333
110 | 2007005655 | 344.6667 | 354.6667
111 | 2007005655 | 347 | 357
112 | 2007005655 | 349.6667 | 359.6667
113 | 2007005655 | 352.3333 | 362.3333
114 | 2007005655 | 355 | 365
115 | 2007005655 | 360.3333 | 370.3333
116 | 2007005655 | 365.6667 | 375.6667
117 | 2007005655 | 371 | 381
118 | 2007005655 | 373.6667 | 383.6667
119 | 2007005655 | 376.3333 | 386.3333
120 | 2007005655 | 379 | 389
121 | 2007005655 | 383.3333 | 393.3333
122 | 2007005655 | 387.6667 | 377.6667
123 | 2007005655 | 392 | 382
124 | 2007005655 | 395.3333 | 385.3333
125 | 2007005655 | 398.6667 | 388.6667
126 | 2007005655 | 402 | 392
127 | 2007005655 | 404.3333 | 394.3333
128 | 2007005655 | 406.6667 | 396.6667
129 | 2007005655 | 409 | 399
130 | 2007005655 | 409 | 399
131 | 2007005655 | 409 | 399
132 | 2007005655 | 409 | 399
133 | 2007005655 | 408.3333 | 398.3333
134 | 2007005655 | 407.6667 | 397.6667
135 | 2007005655 | 407 | 397
136 | 2007005655 | 407 | 397
137 | 2007005655 | 407 | 397
138 | 2007005655 | 407 | 397
139 | 2007005655 | 407 | 397
140 | 2007005655 | 407 | 397
141 | 2007005655 | 407 | 397
142 | 2007005655 | 406 | 396
143 | 2007005655 | 405 | 395
0 | 2010002403 | 343 | 333
1 | 2010002403 | 344 | 334
2 | 2010002403 | 345 | 335
3 | 2010002403 | 346 | 336
4 | 2010002403 | 348 | 338
5 | 2010002403 | 350 | 340
6 | 2010002403 | 352 | 342
7 | 2010002403 | 353 | 343
8 | 2010002403 | 354 | 344
9 | 2010002403 | 355 | 345
10 | 2010002403 | 356.6667 | 346.6667
11 | 2010002403 | 358.3333 | 348.3333
12 | 2010002403 | 360 | 350
13 | 2010002403 | 363.6667 | 353.6667
14 | 2010002403 | 367.3333 | 357.3333
15 | 2010002403 | 371 | 361
16 | 2010002403 | 373.3333 | 363.3333
17 | 2010002403 | 375.6667 | 365.6667
18 | 2010002403 | 378 | 368
19 | 2010002403 | 378.6667 | 368.6667
20 | 2010002403 | 379.3333 | 369.3333
21 | 2010002403 | 380 | 370
22 | 2010002403 | 381.3333 | 371.3333
23 | 2010002403 | 382.6667 | 372.6667
24 | 2010002403 | 384 | 374
25 | 2010002403 | 385.3333 | 375.3333
26 | 2010002403 | 386.6667 | 376.6667
27 | 2010002403 | 388 | 378
28 | 2010002403 | 387 | 377
29 | 2010002403 | 386 | 376
30 | 2010002403 | 385 | 375
31 | 2010002403 | 383 | 373
32 | 2010002403 | 381 | 371
33 | 2010002403 | 379 | 369
34 | 2010002403 | 378.3333 | 368.3333
35 | 2010002403 | 377.6667 | 367.6667
36 | 2010002403 | 377 | 367
37 | 2010002403 | 377.3333 | 367.3333
38 | 2010002403 | 377.6667 | 367.6667
39 | 2010002403 | 378 | 368
40 | 2010002403 | 379.6667 | 369.6667
41 | 2010002403 | 381.3333 | 371.3333
42 | 2010002403 | 383 | 373
43 | 2010002403 | 385.3333 | 375.3333
44 | 2010002403 | 387.6667 | 377.6667
45 | 2010002403 | 390 | 380
46 | 2010002403 | 391.3333 | 381.3333
47 | 2010002403 | 392.6667 | 382.6667
48 | 2010002403 | 394 | 384
49 | 2010002403 | 393.3333 | 383.3333
50 | 2010002403 | 392.6667 | 382.6667
51 | 2010002403 | 392 | 382
52 | 2010002403 | 387.6667 | 377.6667
53 | 2010002403 | 383.3333 | 373.3333
54 | 2010002403 | 379 | 369
55 | 2010002403 | 372.3333 | 362.3333
56 | 2010002403 | 365.6667 | 355.6667
57 | 2010002403 | 359 | 349
58 | 2010002403 | 353.6667 | 343.6667
59 | 2010002403 | 348.3333 | 338.3333
60 | 2010002403 | 343 | 333
61 | 2010002403 | 338.3333 | 328.3333
62 | 2010002403 | 333.6667 | 323.6667
63 | 2010002403 | 329 | 319
64 | 2010002403 | 326 | 316
65 | 2010002403 | 323 | 313
66 | 2010002403 | 320 | 310
67 | 2010002403 | 318.3333 | 308.3333
68 | 2010002403 | 316.6667 | 306.6667
69 | 2010002403 | 315 | 305
70 | 2010002403 | 315.3333 | 305.3333
71 | 2010002403 | 315.6667 | 305.6667
72 | 2010002403 | 316 | 306
73 | 2010002403 | 316.3333 | 306.3333
74 | 2010002403 | 316.6667 | 306.6667
75 | 2010002403 | 317 | 307
76 | 2010002403 | 316.3333 | 306.3333
77 | 2010002403 | 315.6667 | 305.6667
78 | 2010002403 | 315 | 305
79 | 2010002403 | 314.6667 | 304.6667
80 | 2010002403 | 314.3333 | 304.3333
81 | 2010002403 | 314 | 304
82 | 2010002403 | 316.3333 | 306.3333
83 | 2010002403 | 318.6667 | 308.6667
84 | 2010002403 | 321 | 311
85 | 2010002403 | 323.3333 | 313.3333
86 | 2010002403 | 325.6667 | 315.6667
87 | 2010002403 | 328 | 318
88 | 2010002403 | 328.3333 | 318.3333
89 | 2010002403 | 328.6667 | 318.6667
90 | 2010002403 | 329 | 339
91 | 2010002403 | 329 | 339
92 | 2010002403 | 329 | 339
93 | 2010002403 | 329 | 339
94 | 2010002403 | 328.6667 | 338.6667
95 | 2010002403 | 328.3333 | 338.3333
96 | 2010002403 | 328 | 338
97 | 2010002403 | 327.6667 | 337.6667
98 | 2010002403 | 327.3333 | 337.3333
99 | 2010002403 | 327 | 337
100 | 2010002403 | 328.6667 | 338.6667
101 | 2010002403 | 330.3333 | 340.3333
102 | 2010002403 | 332 | 342
103 | 2010002403 | 334.3333 | 344.3333
104 | 2010002403 | 336.6667 | 346.6667
105 | 2010002403 | 339 | 349
106 | 2010002403 | 339.3333 | 349.3333
107 | 2010002403 | 339.6667 | 349.6667
108 | 2010002403 | 340 | 350
109 | 2010002403 | 342.3333 | 352.3333
110 | 2010002403 | 344.6667 | 354.6667
111 | 2010002403 | 347 | 357
112 | 2010002403 | 349.6667 | 359.6667
113 | 2010002403 | 352.3333 | 362.3333
114 | 2010002403 | 355 | 365
115 | 2010002403 | 360.3333 | 370.3333
116 | 2010002403 | 365.6667 | 375.6667
117 | 2010002403 | 371 | 381
118 | 2010002403 | 373.6667 | 383.6667
119 | 2010002403 | 376.3333 | 386.3333
120 | 2010002403 | 379 | 389
121 | 2010002403 | 383.3333 | 393.3333
122 | 2010002403 | 387.6667 | 377.6667
123 | 2010002403 | 392 | 382
124 | 2010002403 | 395.3333 | 385.3333
125 | 2010002403 | 398.6667 | 388.6667
126 | 2010002403 | 402 | 392
127 | 2010002403 | 404.3333 | 394.3333
128 | 2010002403 | 406.6667 | 396.6667
129 | 2010002403 | 409 | 399
130 | 2010002403 | 409 | 399
131 | 2010002403 | 409 | 399
132 | 2010002403 | 409 | 399
133 | 2010002403 | 408.3333 | 398.3333
134 | 2010002403 | 407.6667 | 397.6667
135 | 2010002403 | 407 | 397
136 | 2010002403 | 407 | 397
137 | 2010002403 | 407 | 397
138 | 2010002403 | 407 | 397
139 | 2010002403 | 407 | 397
140 | 2010002403 | 407 | 397
141 | 2010002403 | 407 | 397
142 | 2010002403 | 406 | 396
143 | 2010002403 | 405 | 395
0 | 2011008478 | 343 | 333
1 | 2011008478 | 344 | 334
2 | 2011008478 | 345 | 335
3 | 2011008478 | 346 | 336
4 | 2011008478 | 348 | 338
5 | 2011008478 | 350 | 340
6 | 2011008478 | 352 | 342
7 | 2011008478 | 353 | 343
8 | 2011008478 | 354 | 344
9 | 2011008478 | 355 | 345
10 | 2011008478 | 356.6667 | 346.6667
11 | 2011008478 | 358.3333 | 348.3333
12 | 2011008478 | 360 | 350
13 | 2011008478 | 363.6667 | 353.6667
14 | 2011008478 | 367.3333 | 357.3333
15 | 2011008478 | 371 | 361
16 | 2011008478 | 373.3333 | 363.3333
17 | 2011008478 | 375.6667 | 365.6667
18 | 2011008478 | 378 | 368
19 | 2011008478 | 378.6667 | 368.6667
20 | 2011008478 | 379.3333 | 369.3333
21 | 2011008478 | 380 | 370
22 | 2011008478 | 381.3333 | 371.3333
23 | 2011008478 | 382.6667 | 372.6667
24 | 2011008478 | 384 | 374
25 | 2011008478 | 385.3333 | 375.3333
26 | 2011008478 | 386.6667 | 376.6667
27 | 2011008478 | 388 | 378
28 | 2011008478 | 387 | 377
29 | 2011008478 | 386 | 376
30 | 2011008478 | 385 | 375
31 | 2011008478 | 383 | 373
32 | 2011008478 | 381 | 371
33 | 2011008478 | 379 | 369
34 | 2011008478 | 378.3333 | 368.3333
35 | 2011008478 | 377.6667 | 367.6667
36 | 2011008478 | 377 | 367
37 | 2011008478 | 377.3333 | 367.3333
38 | 2011008478 | 377.6667 | 367.6667
39 | 2011008478 | 378 | 368
40 | 2011008478 | 379.6667 | 369.6667
41 | 2011008478 | 381.3333 | 371.3333
42 | 2011008478 | 383 | 373
43 | 2011008478 | 385.3333 | 375.3333
44 | 2011008478 | 387.6667 | 377.6667
45 | 2011008478 | 390 | 380
46 | 2011008478 | 391.3333 | 381.3333
47 | 2011008478 | 392.6667 | 382.6667
48 | 2011008478 | 394 | 384
49 | 2011008478 | 393.3333 | 383.3333
50 | 2011008478 | 392.6667 | 382.6667
51 | 2011008478 | 392 | 382
52 | 2011008478 | 387.6667 | 377.6667
53 | 2011008478 | 383.3333 | 373.3333
54 | 2011008478 | 379 | 369
55 | 2011008478 | 372.3333 | 362.3333
56 | 2011008478 | 365.6667 | 355.6667
57 | 2011008478 | 359 | 349
58 | 2011008478 | 353.6667 | 343.6667
59 | 2011008478 | 348.3333 | 338.3333
60 | 2011008478 | 343 | 333
61 | 2011008478 | 338.3333 | 328.3333
62 | 2011008478 | 333.6667 | 323.6667
63 | 2011008478 | 329 | 319
64 | 2011008478 | 326 | 316
65 | 2011008478 | 323 | 313
66 | 2011008478 | 320 | 310
67 | 2011008478 | 318.3333 | 308.3333
68 | 2011008478 | 316.6667 | 306.6667
69 | 2011008478 | 315 | 305
70 | 2011008478 | 315.3333 | 305.3333
71 | 2011008478 | 315.6667 | 305.6667
72 | 2011008478 | 316 | 306
73 | 2011008478 | 316.3333 | 306.3333
74 | 2011008478 | 316.6667 | 306.6667
75 | 2011008478 | 317 | 307
76 | 2011008478 | 316.3333 | 306.3333
77 | 2011008478 | 315.6667 | 305.6667
78 | 2011008478 | 315 | 305
79 | 2011008478 | 314.6667 | 304.6667
80 | 2011008478 | 314.3333 | 304.3333
81 | 2011008478 | 314 | 304
82 | 2011008478 | 316.3333 | 306.3333
83 | 2011008478 | 318.6667 | 308.6667
84 | 2011008478 | 321 | 311
85 | 2011008478 | 323.3333 | 313.3333
86 | 2011008478 | 325.6667 | 315.6667
87 | 2011008478 | 328 | 318
88 | 2011008478 | 328.3333 | 318.3333
89 | 2011008478 | 328.6667 | 318.6667
90 | 2011008478 | 329 | 339
91 | 2011008478 | 329 | 339
92 | 2011008478 | 329 | 339
93 | 2011008478 | 329 | 339
94 | 2011008478 | 328.6667 | 338.6667
95 | 2011008478 | 328.3333 | 338.3333
96 | 2011008478 | 328 | 338
97 | 2011008478 | 327.6667 | 337.6667
98 | 2011008478 | 327.3333 | 337.3333
99 | 2011008478 | 327 | 337
100 | 2011008478 | 328.6667 | 338.6667
101 | 2011008478 | 330.3333 | 340.3333
102 | 2011008478 | 332 | 342
103 | 2011008478 | 334.3333 | 344.3333
104 | 2011008478 | 336.6667 | 346.6667
105 | 2011008478 | 339 | 349
106 | 2011008478 | 339.3333 | 349.3333
107 | 2011008478 | 339.6667 | 349.6667
108 | 2011008478 | 340 | 350
109 | 2011008478 | 342.3333 | 352.3333
110 | 2011008478 | 344.6667 | 354.6667
111 | 2011008478 | 347 | 357
112 | 2011008478 | 349.6667 | 359.6667
113 | 2011008478 | 352.3333 | 362.3333
114 | 2011008478 | 355 | 365
115 | 2011008478 | 360.3333 | 370.3333
116 | 2011008478 | 365.6667 | 375.6667
117 | 2011008478 | 371 | 381
118 | 2011008478 | 373.6667 | 383.6667
119 | 2011008478 | 376.3333 | 386.3333
120 | 2011008478 | 379 | 389
121 | 2011008478 | 383.3333 | 393.3333
122 | 2011008478 | 387.6667 | 377.6667
123 | 2011008478 | 392 | 382
124 | 2011008478 | 395.3333 | 385.3333
125 | 2011008478 | 398.6667 | 388.6667
126 | 2011008478 | 402 | 392
127 | 2011008478 | 404.3333 | 394.3333
128 | 2011008478 | 406.6667 | 396.6667
129 | 2011008478 | 409 | 399
130 | 2011008478 | 409 | 399
131 | 2011008478 | 409 | 399
132 | 2011008478 | 409 | 399
133 | 2011008478 | 408.3333 | 398.3333
134 | 2011008478 | 407.6667 | 397.6667
135 | 2011008478 | 407 | 397
136 | 2011008478 | 407 | 397
137 | 2011008478 | 407 | 397
138 | 2011008478 | 407 | 397
139 | 2011008478 | 407 | 397
140 | 2011008478 | 407 | 397
141 | 2011008478 | 407 | 397
142 | 2011008478 | 406 | 396
143 | 2011008478 | 405 | 395
0 | 2006005169 | 343 | 333
1 | 2006005169 | 344 | 334
2 | 2006005169 | 345 | 335
3 | 2006005169 | 346 | 336
4 | 2006005169 | 348 | 338
5 | 2006005169 | 350 | 340
6 | 2006005169 | 352 | 342
7 | 2006005169 | 353 | 343
8 | 2006005169 | 354 | 344
9 | 2006005169 | 355 | 345
10 | 2006005169 | 356.6667 | 346.6667
11 | 2006005169 | 358.3333 | 348.3333
12 | 2006005169 | 360 | 350
13 | 2006005169 | 363.6667 | 353.6667
14 | 2006005169 | 367.3333 | 357.3333
15 | 2006005169 | 371 | 361
16 | 2006005169 | 373.3333 | 363.3333
17 | 2006005169 | 375.6667 | 365.6667
18 | 2006005169 | 378 | 368
19 | 2006005169 | 378.6667 | 368.6667
20 | 2006005169 | 379.3333 | 369.3333
21 | 2006005169 | 380 | 370
22 | 2006005169 | 381.3333 | 371.3333
23 | 2006005169 | 382.6667 | 372.6667
24 | 2006005169 | 384 | 374
25 | 2006005169 | 385.3333 | 375.3333
26 | 2006005169 | 386.6667 | 376.6667
27 | 2006005169 | 388 | 378
28 | 2006005169 | 387 | 377
29 | 2006005169 | 386 | 376
30 | 2006005169 | 385 | 375
31 | 2006005169 | 383 | 373
32 | 2006005169 | 381 | 371
33 | 2006005169 | 379 | 369
34 | 2006005169 | 378.3333 | 368.3333
35 | 2006005169 | 377.6667 | 367.6667
36 | 2006005169 | 377 | 367
37 | 2006005169 | 377.3333 | 367.3333
38 | 2006005169 | 377.6667 | 367.6667
39 | 2006005169 | 378 | 368
40 | 2006005169 | 379.6667 | 369.6667
41 | 2006005169 | 381.3333 | 371.3333
42 | 2006005169 | 383 | 373
43 | 2006005169 | 385.3333 | 375.3333
44 | 2006005169 | 387.6667 | 377.6667
45 | 2006005169 | 390 | 380
46 | 2006005169 | 391.3333 | 381.3333
47 | 2006005169 | 392.6667 | 382.6667
48 | 2006005169 | 394 | 384
49 | 2006005169 | 393.3333 | 383.3333
50 | 2006005169 | 392.6667 | 382.6667
51 | 2006005169 | 392 | 382
52 | 2006005169 | 387.6667 | 377.6667
53 | 2006005169 | 383.3333 | 373.3333
54 | 2006005169 | 379 | 369
55 | 2006005169 | 372.3333 | 362.3333
56 | 2006005169 | 365.6667 | 355.6667
57 | 2006005169 | 359 | 349
58 | 2006005169 | 353.6667 | 343.6667
59 | 2006005169 | 348.3333 | 338.3333
60 | 2006005169 | 343 | 333
61 | 2006005169 | 338.3333 | 328.3333
62 | 2006005169 | 333.6667 | 323.6667
63 | 2006005169 | 329 | 319
64 | 2006005169 | 326 | 316
65 | 2006005169 | 323 | 313
66 | 2006005169 | 320 | 310
67 | 2006005169 | 318.3333 | 308.3333
68 | 2006005169 | 316.6667 | 306.6667
69 | 2006005169 | 315 | 305
70 | 2006005169 | 315.3333 | 305.3333
71 | 2006005169 | 315.6667 | 305.6667
72 | 2006005169 | 316 | 306
73 | 2006005169 | 316.3333 | 306.3333
74 | 2006005169 | 316.6667 | 306.6667
75 | 2006005169 | 317 | 307
76 | 2006005169 | 316.3333 | 306.3333
77 | 2006005169 | 315.6667 | 305.6667
78 | 2006005169 | 315 | 305
79 | 2006005169 | 314.6667 | 304.6667
80 | 2006005169 | 314.3333 | 304.3333
81 | 2006005169 | 314 | 304
82 | 2006005169 | 316.3333 | 306.3333
83 | 2006005169 | 318.6667 | 308.6667
84 | 2006005169 | 321 | 311
85 | 2006005169 | 323.3333 | 313.3333
86 | 2006005169 | 325.6667 | 315.6667
87 | 2006005169 | 328 | 318
88 | 2006005169 | 328.3333 | 318.3333
89 | 2006005169 | 328.6667 | 318.6667
90 | 2006005169 | 329 | 339
91 | 2006005169 | 329 | 339
92 | 2006005169 | 329 | 339
93 | 2006005169 | 329 | 339
94 | 2006005169 | 328.6667 | 338.6667
95 | 2006005169 | 328.3333 | 338.3333
96 | 2006005169 | 328 | 338
97 | 2006005169 | 327.6667 | 337.6667
98 | 2006005169 | 327.3333 | 337.3333
99 | 2006005169 | 327 | 337
100 | 2006005169 | 328.6667 | 338.6667
101 | 2006005169 | 330.3333 | 340.3333
102 | 2006005169 | 332 | 342
103 | 2006005169 | 334.3333 | 344.3333
104 | 2006005169 | 336.6667 | 346.6667
105 | 2006005169 | 339 | 349
106 | 2006005169 | 339.3333 | 349.3333
107 | 2006005169 | 339.6667 | 349.6667
108 | 2006005169 | 340 | 350
109 | 2006005169 | 342.3333 | 352.3333
110 | 2006005169 | 344.6667 | 354.6667
111 | 2006005169 | 347 | 357
112 | 2006005169 | 349.6667 | 359.6667
113 | 2006005169 | 352.3333 | 362.3333
114 | 2006005169 | 355 | 365
115 | 2006005169 | 360.3333 | 370.3333
116 | 2006005169 | 365.6667 | 375.6667
117 | 2006005169 | 371 | 381
118 | 2006005169 | 373.6667 | 383.6667
119 | 2006005169 | 376.3333 | 386.3333
120 | 2006005169 | 379 | 389
121 | 2006005169 | 383.3333 | 393.3333
122 | 2006005169 | 387.6667 | 377.6667
123 | 2006005169 | 392 | 382
124 | 2006005169 | 395.3333 | 385.3333
125 | 2006005169 | 398.6667 | 388.6667
126 | 2006005169 | 402 | 392
127 | 2006005169 | 404.3333 | 394.3333
128 | 2006005169 | 406.6667 | 396.6667
129 | 2006005169 | 409 | 399
130 | 2006005169 | 409 | 399
131 | 2006005169 | 409 | 399
132 | 2006005169 | 409 | 399
133 | 2006005169 | 408.3333 | 398.3333
134 | 2006005169 | 407.6667 | 397.6667
135 | 2006005169 | 407 | 397
136 | 2006005169 | 407 | 397
137 | 2006005169 | 407 | 397
138 | 2006005169 | 407 | 397
139 | 2006005169 | 407 | 397
140 | 2006005169 | 407 | 397
141 | 2006005169 | 407 | 397
142 | 2006005169 | 406 | 396
143 | 2006005169 | 405 | 395
0 | 2005001520 | 343 | 333
1 | 2005001520 | 344 | 334
2 | 2005001520 | 345 | 335
3 | 2005001520 | 346 | 336
4 | 2005001520 | 348 | 338
5 | 2005001520 | 350 | 340
6 | 2005001520 | 352 | 342
7 | 2005001520 | 353 | 343
8 | 2005001520 | 354 | 344
9 | 2005001520 | 355 | 345
10 | 2005001520 | 356.6667 | 346.6667
11 | 2005001520 | 358.3333 | 348.3333
12 | 2005001520 | 360 | 350
13 | 2005001520 | 363.6667 | 353.6667
14 | 2005001520 | 367.3333 | 357.3333
15 | 2005001520 | 371 | 361
16 | 2005001520 | 373.3333 | 363.3333
17 | 2005001520 | 375.6667 | 365.6667
18 | 2005001520 | 378 | 368
19 | 2005001520 | 378.6667 | 368.6667
20 | 2005001520 | 379.3333 | 369.3333
21 | 2005001520 | 380 | 370
22 | 2005001520 | 381.3333 | 371.3333
23 | 2005001520 | 382.6667 | 372.6667
24 | 2005001520 | 384 | 374
25 | 2005001520 | 385.3333 | 375.3333
26 | 2005001520 | 386.6667 | 376.6667
27 | 2005001520 | 388 | 378
28 | 2005001520 | 387 | 377
29 | 2005001520 | 386 | 376
30 | 2005001520 | 385 | 375
31 | 2005001520 | 383 | 373
32 | 2005001520 | 381 | 371
33 | 2005001520 | 379 | 369
34 | 2005001520 | 378.3333 | 368.3333
35 | 2005001520 | 377.6667 | 367.6667
36 | 2005001520 | 377 | 367
37 | 2005001520 | 377.3333 | 367.3333
38 | 2005001520 | 377.6667 | 367.6667
39 | 2005001520 | 378 | 368
40 | 2005001520 | 379.6667 | 369.6667
41 | 2005001520 | 381.3333 | 371.3333
42 | 2005001520 | 383 | 373
43 | 2005001520 | 385.3333 | 375.3333
44 | 2005001520 | 387.6667 | 377.6667
45 | 2005001520 | 390 | 380
46 | 2005001520 | 391.3333 | 381.3333
47 | 2005001520 | 392.6667 | 382.6667
48 | 2005001520 | 394 | 384
49 | 2005001520 | 393.3333 | 383.3333
50 | 2005001520 | 392.6667 | 382.6667
51 | 2005001520 | 392 | 382
52 | 2005001520 | 387.6667 | 377.6667
53 | 2005001520 | 383.3333 | 373.3333
54 | 2005001520 | 379 | 369
55 | 2005001520 | 372.3333 | 362.3333
56 | 2005001520 | 365.6667 | 355.6667
57 | 2005001520 | 359 | 349
58 | 2005001520 | 353.6667 | 343.6667
59 | 2005001520 | 348.3333 | 338.3333
60 | 2005001520 | 343 | 333
61 | 2005001520 | 338.3333 | 328.3333
62 | 2005001520 | 333.6667 | 323.6667
63 | 2005001520 | 329 | 319
64 | 2005001520 | 326 | 316
65 | 2005001520 | 323 | 313
66 | 2005001520 | 320 | 310
67 | 2005001520 | 318.3333 | 308.3333
68 | 2005001520 | 316.6667 | 306.6667
69 | 2005001520 | 315 | 305
70 | 2005001520 | 315.3333 | 305.3333
71 | 2005001520 | 315.6667 | 305.6667
72 | 2005001520 | 316 | 306
73 | 2005001520 | 316.3333 | 306.3333
74 | 2005001520 | 316.6667 | 306.6667
75 | 2005001520 | 317 | 307
76 | 2005001520 | 316.3333 | 306.3333
77 | 2005001520 | 315.6667 | 305.6667
78 | 2005001520 | 315 | 305
79 | 2005001520 | 314.6667 | 304.6667
80 | 2005001520 | 314.3333 | 304.3333
81 | 2005001520 | 314 | 304
82 | 2005001520 | 316.3333 | 306.3333
83 | 2005001520 | 318.6667 | 308.6667
84 | 2005001520 | 321 | 311
85 | 2005001520 | 323.3333 | 313.3333
86 | 2005001520 | 325.6667 | 315.6667
87 | 2005001520 | 328 | 318
88 | 2005001520 | 328.3333 | 318.3333
89 | 2005001520 | 328.6667 | 318.6667
90 | 2005001520 | 329 | 339
91 | 2005001520 | 329 | 339
92 | 2005001520 | 329 | 339
93 | 2005001520 | 329 | 339
94 | 2005001520 | 328.6667 | 338.6667
95 | 2005001520 | 328.3333 | 338.3333
96 | 2005001520 | 328 | 338
97 | 2005001520 | 327.6667 | 337.6667
98 | 2005001520 | 327.3333 | 337.3333
99 | 2005001520 | 327 | 337
100 | 2005001520 | 328.6667 | 338.6667
101 | 2005001520 | 330.3333 | 340.3333
102 | 2005001520 | 332 | 342
103 | 2005001520 | 334.3333 | 344.3333
104 | 2005001520 | 336.6667 | 346.6667
105 | 2005001520 | 339 | 349
106 | 2005001520 | 339.3333 | 349.3333
107 | 2005001520 | 339.6667 | 349.6667
108 | 2005001520 | 340 | 350
109 | 2005001520 | 342.3333 | 352.3333
110 | 2005001520 | 344.6667 | 354.6667
111 | 2005001520 | 347 | 357
112 | 2005001520 | 349.6667 | 359.6667
113 | 2005001520 | 352.3333 | 362.3333
114 | 2005001520 | 355 | 365
115 | 2005001520 | 360.3333 | 370.3333
116 | 2005001520 | 365.6667 | 375.6667
117 | 2005001520 | 371 | 381
118 | 2005001520 | 373.6667 | 383.6667
119 | 2005001520 | 376.3333 | 386.3333
120 | 2005001520 | 379 | 389
121 | 2005001520 | 383.3333 | 393.3333
122 | 2005001520 | 387.6667 | 377.6667
123 | 2005001520 | 392 | 382
124 | 2005001520 | 395.3333 | 385.3333
125 | 2005001520 | 398.6667 | 388.6667
126 | 2005001520 | 402 | 392
127 | 2005001520 | 404.3333 | 394.3333
128 | 2005001520 | 406.6667 | 396.6667
129 | 2005001520 | 409 | 399
130 | 2005001520 | 409 | 399
131 | 2005001520 | 409 | 399
132 | 2005001520 | 409 | 399
133 | 2005001520 | 408.3333 | 398.3333
134 | 2005001520 | 407.6667 | 397.6667
135 | 2005001520 | 407 | 397
136 | 2005001520 | 407 | 397
137 | 2005001520 | 407 | 397
138 | 2005001520 | 407 | 397
139 | 2005001520 | 407 | 397
140 | 2005001520 | 407 | 397
141 | 2005001520 | 407 | 397
142 | 2005001520 | 406 | 396
143 | 2005001520 | 405 | 395
0 | 2011009288 | 343 | 333
1 | 2011009288 | 344 | 334
2 | 2011009288 | 345 | 335
3 | 2011009288 | 346 | 336
4 | 2011009288 | 348 | 338
5 | 2011009288 | 350 | 340
6 | 2011009288 | 352 | 342
7 | 2011009288 | 353 | 343
8 | 2011009288 | 354 | 344
9 | 2011009288 | 355 | 345
10 | 2011009288 | 356.6667 | 346.6667
11 | 2011009288 | 358.3333 | 348.3333
12 | 2011009288 | 360 | 350
13 | 2011009288 | 363.6667 | 353.6667
14 | 2011009288 | 367.3333 | 357.3333
15 | 2011009288 | 371 | 361
16 | 2011009288 | 373.3333 | 363.3333
17 | 2011009288 | 375.6667 | 365.6667
18 | 2011009288 | 378 | 368
19 | 2011009288 | 378.6667 | 368.6667
20 | 2011009288 | 379.3333 | 369.3333
21 | 2011009288 | 380 | 370
22 | 2011009288 | 381.3333 | 371.3333
23 | 2011009288 | 382.6667 | 372.6667
24 | 2011009288 | 384 | 374
25 | 2011009288 | 385.3333 | 375.3333
26 | 2011009288 | 386.6667 | 376.6667
27 | 2011009288 | 388 | 378
28 | 2011009288 | 387 | 377
29 | 2011009288 | 386 | 376
30 | 2011009288 | 385 | 375
31 | 2011009288 | 383 | 373
32 | 2011009288 | 381 | 371
33 | 2011009288 | 379 | 369
34 | 2011009288 | 378.3333 | 368.3333
35 | 2011009288 | 377.6667 | 367.6667
36 | 2011009288 | 377 | 367
37 | 2011009288 | 377.3333 | 367.3333
38 | 2011009288 | 377.6667 | 367.6667
39 | 2011009288 | 378 | 368
40 | 2011009288 | 379.6667 | 369.6667
41 | 2011009288 | 381.3333 | 371.3333
42 | 2011009288 | 383 | 373
43 | 2011009288 | 385.3333 | 375.3333
44 | 2011009288 | 387.6667 | 377.6667
45 | 2011009288 | 390 | 380
46 | 2011009288 | 391.3333 | 381.3333
47 | 2011009288 | 392.6667 | 382.6667
48 | 2011009288 | 394 | 384
49 | 2011009288 | 393.3333 | 383.3333
50 | 2011009288 | 392.6667 | 382.6667
51 | 2011009288 | 392 | 382
52 | 2011009288 | 387.6667 | 377.6667
53 | 2011009288 | 383.3333 | 373.3333
54 | 2011009288 | 379 | 369
55 | 2011009288 | 372.3333 | 362.3333
56 | 2011009288 | 365.6667 | 355.6667
57 | 2011009288 | 359 | 349
58 | 2011009288 | 353.6667 | 343.6667
59 | 2011009288 | 348.3333 | 338.3333
60 | 2011009288 | 343 | 333
61 | 2011009288 | 338.3333 | 328.3333
62 | 2011009288 | 333.6667 | 323.6667
63 | 2011009288 | 329 | 319
64 | 2011009288 | 326 | 316
65 | 2011009288 | 323 | 313
66 | 2011009288 | 320 | 310
67 | 2011009288 | 318.3333 | 308.3333
68 | 2011009288 | 316.6667 | 306.6667
69 | 2011009288 | 315 | 305
70 | 2011009288 | 315.3333 | 305.3333
71 | 2011009288 | 315.6667 | 305.6667
72 | 2011009288 | 316 | 306
73 | 2011009288 | 316.3333 | 306.3333
74 | 2011009288 | 316.6667 | 306.6667
75 | 2011009288 | 317 | 307
76 | 2011009288 | 316.3333 | 306.3333
77 | 2011009288 | 315.6667 | 305.6667
78 | 2011009288 | 315 | 305
79 | 2011009288 | 314.6667 | 304.6667
80 | 2011009288 | 314.3333 | 304.3333
81 | 2011009288 | 314 | 304
82 | 2011009288 | 316.3333 | 306.3333
83 | 2011009288 | 318.6667 | 308.6667
84 | 2011009288 | 321 | 311
85 | 2011009288 | 323.3333 | 313.3333
86 | 2011009288 | 325.6667 | 315.6667
87 | 2011009288 | 328 | 318
88 | 2011009288 | 328.3333 | 318.3333
89 | 2011009288 | 328.6667 | 318.6667
90 | 2011009288 | 329 | 339
91 | 2011009288 | 329 | 339
92 | 2011009288 | 329 | 339
93 | 2011009288 | 329 | 339
94 | 2011009288 | 328.6667 | 338.6667
95 | 2011009288 | 328.3333 | 338.3333
96 | 2011009288 | 328 | 338
97 | 2011009288 | 327.6667 | 337.6667
98 | 2011009288 | 327.3333 | 337.3333
99 | 2011009288 | 327 | 337
100 | 2011009288 | 328.6667 | 338.6667
101 | 2011009288 | 330.3333 | 340.3333
102 | 2011009288 | 332 | 342
103 | 2011009288 | 334.3333 | 344.3333
104 | 2011009288 | 336.6667 | 346.6667
105 | 2011009288 | 339 | 349
106 | 2011009288 | 339.3333 | 349.3333
107 | 2011009288 | 339.6667 | 349.6667
108 | 2011009288 | 340 | 350
109 | 2011009288 | 342.3333 | 352.3333
110 | 2011009288 | 344.6667 | 354.6667
111 | 2011009288 | 347 | 357
112 | 2011009288 | 349.6667 | 359.6667
113 | 2011009288 | 352.3333 | 362.3333
114 | 2011009288 | 355 | 365
115 | 2011009288 | 360.3333 | 370.3333
116 | 2011009288 | 365.6667 | 375.6667
117 | 2011009288 | 371 | 381
118 | 2011009288 | 373.6667 | 383.6667
119 | 2011009288 | 376.3333 | 386.3333
120 | 2011009288 | 379 | 389
121 | 2011009288 | 383.3333 | 393.3333
122 | 2011009288 | 387.6667 | 377.6667
123 | 2011009288 | 392 | 382
124 | 2011009288 | 395.3333 | 385.3333
125 | 2011009288 | 398.6667 | 388.6667
126 | 2011009288 | 402 | 392
127 | 2011009288 | 404.3333 | 394.3333
128 | 2011009288 | 406.6667 | 396.6667
129 | 2011009288 | 409 | 399
130 | 2011009288 | 409 | 399
131 | 2011009288 | 409 | 399
132 | 2011009288 | 409 | 399
133 | 2011009288 | 408.3333 | 398.3333
134 | 2011009288 | 407.6667 | 397.6667
135 | 2011009288 | 407 | 397
136 | 2011009288 | 407 | 397
137 | 2011009288 | 407 | 397
138 | 2011009288 | 407 | 397
139 | 2011009288 | 407 | 397
140 | 2011009288 | 407 | 397
141 | 2011009288 | 407 | 397
142 | 2011009288 | 406 | 396
143 | 2011009288 | 405 | 395
0 | 2015008987 | 343 | 333
1 | 2015008987 | 344 | 334
2 | 2015008987 | 345 | 335
3 | 2015008987 | 346 | 336
4 | 2015008987 | 348 | 338
5 | 2015008987 | 350 | 340
6 | 2015008987 | 352 | 342
7 | 2015008987 | 353 | 343
8 | 2015008987 | 354 | 344
9 | 2015008987 | 355 | 345
10 | 2015008987 | 356.6667 | 346.6667
11 | 2015008987 | 358.3333 | 348.3333
12 | 2015008987 | 360 | 350
13 | 2015008987 | 363.6667 | 353.6667
14 | 2015008987 | 367.3333 | 357.3333
15 | 2015008987 | 371 | 361
16 | 2015008987 | 373.3333 | 363.3333
17 | 2015008987 | 375.6667 | 365.6667
18 | 2015008987 | 378 | 368
19 | 2015008987 | 378.6667 | 368.6667
20 | 2015008987 | 379.3333 | 369.3333
21 | 2015008987 | 380 | 370
22 | 2015008987 | 381.3333 | 371.3333
23 | 2015008987 | 382.6667 | 372.6667
24 | 2015008987 | 384 | 374
25 | 2015008987 | 385.3333 | 375.3333
26 | 2015008987 | 386.6667 | 376.6667
27 | 2015008987 | 388 | 378
28 | 2015008987 | 387 | 377
29 | 2015008987 | 386 | 376
30 | 2015008987 | 385 | 375
31 | 2015008987 | 383 | 373
32 | 2015008987 | 381 | 371
33 | 2015008987 | 379 | 369
34 | 2015008987 | 378.3333 | 368.3333
35 | 2015008987 | 377.6667 | 367.6667
36 | 2015008987 | 377 | 367
37 | 2015008987 | 377.3333 | 367.3333
38 | 2015008987 | 377.6667 | 367.6667
39 | 2015008987 | 378 | 368
40 | 2015008987 | 379.6667 | 369.6667
41 | 2015008987 | 381.3333 | 371.3333
42 | 2015008987 | 383 | 373
43 | 2015008987 | 385.3333 | 375.3333
44 | 2015008987 | 387.6667 | 377.6667
45 | 2015008987 | 390 | 380
46 | 2015008987 | 391.3333 | 381.3333
47 | 2015008987 | 392.6667 | 382.6667
48 | 2015008987 | 394 | 384
49 | 2015008987 | 393.3333 | 383.3333
50 | 2015008987 | 392.6667 | 382.6667
51 | 2015008987 | 392 | 382
52 | 2015008987 | 387.6667 | 377.6667
53 | 2015008987 | 383.3333 | 373.3333
54 | 2015008987 | 379 | 369
55 | 2015008987 | 372.3333 | 362.3333
56 | 2015008987 | 365.6667 | 355.6667
57 | 2015008987 | 359 | 349
58 | 2015008987 | 353.6667 | 343.6667
59 | 2015008987 | 348.3333 | 338.3333
60 | 2015008987 | 343 | 333
61 | 2015008987 | 338.3333 | 328.3333
62 | 2015008987 | 333.6667 | 323.6667
63 | 2015008987 | 329 | 319
64 | 2015008987 | 326 | 316
65 | 2015008987 | 323 | 313
66 | 2015008987 | 320 | 310
67 | 2015008987 | 318.3333 | 308.3333
68 | 2015008987 | 316.6667 | 306.6667
69 | 2015008987 | 315 | 305
70 | 2015008987 | 315.3333 | 305.3333
71 | 2015008987 | 315.6667 | 305.6667
72 | 2015008987 | 316 | 306
73 | 2015008987 | 316.3333 | 306.3333
74 | 2015008987 | 316.6667 | 306.6667
75 | 2015008987 | 317 | 307
76 | 2015008987 | 316.3333 | 306.3333
77 | 2015008987 | 315.6667 | 305.6667
78 | 2015008987 | 315 | 305
79 | 2015008987 | 314.6667 | 304.6667
80 | 2015008987 | 314.3333 | 304.3333
81 | 2015008987 | 314 | 304
82 | 2015008987 | 316.3333 | 306.3333
83 | 2015008987 | 318.6667 | 308.6667
84 | 2015008987 | 321 | 311
85 | 2015008987 | 323.3333 | 313.3333
86 | 2015008987 | 325.6667 | 315.6667
87 | 2015008987 | 328 | 318
88 | 2015008987 | 328.3333 | 318.3333
89 | 2015008987 | 328.6667 | 318.6667
90 | 2015008987 | 329 | 339
91 | 2015008987 | 329 | 339
92 | 2015008987 | 329 | 339
93 | 2015008987 | 329 | 339
94 | 2015008987 | 328.6667 | 338.6667
95 | 2015008987 | 328.3333 | 338.3333
96 | 2015008987 | 328 | 338
97 | 2015008987 | 327.6667 | 337.6667
98 | 2015008987 | 327.3333 | 337.3333
99 | 2015008987 | 327 | 337
100 | 2015008987 | 328.6667 | 338.6667
101 | 2015008987 | 330.3333 | 340.3333
102 | 2015008987 | 332 | 342
103 | 2015008987 | 334.3333 | 344.3333
104 | 2015008987 | 336.6667 | 346.6667
105 | 2015008987 | 339 | 349
106 | 2015008987 | 339.3333 | 349.3333
107 | 2015008987 | 339.6667 | 349.6667
108 | 2015008987 | 340 | 350
109 | 2015008987 | 342.3333 | 352.3333
110 | 2015008987 | 344.6667 | 354.6667
111 | 2015008987 | 347 | 357
112 | 2015008987 | 349.6667 | 359.6667
113 | 2015008987 | 352.3333 | 362.3333
114 | 2015008987 | 355 | 365
115 | 2015008987 | 360.3333 | 370.3333
116 | 2015008987 | 365.6667 | 375.6667
117 | 2015008987 | 371 | 381
118 | 2015008987 | 373.6667 | 383.6667
119 | 2015008987 | 376.3333 | 386.3333
120 | 2015008987 | 379 | 389
121 | 2015008987 | 383.3333 | 393.3333
122 | 2015008987 | 387.6667 | 377.6667
123 | 2015008987 | 392 | 382
124 | 2015008987 | 395.3333 | 385.3333
125 | 2015008987 | 398.6667 | 388.6667
126 | 2015008987 | 402 | 392
127 | 2015008987 | 404.3333 | 394.3333
128 | 2015008987 | 406.6667 | 396.6667
129 | 2015008987 | 409 | 399
130 | 2015008987 | 409 | 399
131 | 2015008987 | 409 | 399
132 | 2015008987 | 409 | 399
133 | 2015008987 | 408.3333 | 398.3333
134 | 2015008987 | 407.6667 | 397.6667
135 | 2015008987 | 407 | 397
136 | 2015008987 | 407 | 397
137 | 2015008987 | 407 | 397
138 | 2015008987 | 407 | 397
139 | 2015008987 | 407 | 397
140 | 2015008987 | 407 | 397
141 | 2015008987 | 407 | 397
142 | 2015008987 | 406 | 396
143 | 2015008987 | 405 | 395
0 | 2003006720 | 343 | 333
1 | 2003006720 | 344 | 334
2 | 2003006720 | 345 | 335
3 | 2003006720 | 346 | 336
4 | 2003006720 | 348 | 338
5 | 2003006720 | 350 | 340
6 | 2003006720 | 352 | 342
7 | 2003006720 | 353 | 343
8 | 2003006720 | 354 | 344
9 | 2003006720 | 355 | 345
10 | 2003006720 | 356.6667 | 346.6667
11 | 2003006720 | 358.3333 | 348.3333
12 | 2003006720 | 360 | 350
13 | 2003006720 | 363.6667 | 353.6667
14 | 2003006720 | 367.3333 | 357.3333
15 | 2003006720 | 371 | 361
16 | 2003006720 | 373.3333 | 363.3333
17 | 2003006720 | 375.6667 | 365.6667
18 | 2003006720 | 378 | 368
19 | 2003006720 | 378.6667 | 368.6667
20 | 2003006720 | 379.3333 | 369.3333
21 | 2003006720 | 380 | 370
22 | 2003006720 | 381.3333 | 371.3333
23 | 2003006720 | 382.6667 | 372.6667
24 | 2003006720 | 384 | 374
25 | 2003006720 | 385.3333 | 375.3333
26 | 2003006720 | 386.6667 | 376.6667
27 | 2003006720 | 388 | 378
28 | 2003006720 | 387 | 377
29 | 2003006720 | 386 | 376
30 | 2003006720 | 385 | 375
31 | 2003006720 | 383 | 373
32 | 2003006720 | 381 | 371
33 | 2003006720 | 379 | 369
34 | 2003006720 | 378.3333 | 368.3333
35 | 2003006720 | 377.6667 | 367.6667
36 | 2003006720 | 377 | 367
37 | 2003006720 | 377.3333 | 367.3333
38 | 2003006720 | 377.6667 | 367.6667
39 | 2003006720 | 378 | 368
40 | 2003006720 | 379.6667 | 369.6667
41 | 2003006720 | 381.3333 | 371.3333
42 | 2003006720 | 383 | 373
43 | 2003006720 | 385.3333 | 375.3333
44 | 2003006720 | 387.6667 | 377.6667
45 | 2003006720 | 390 | 380
46 | 2003006720 | 391.3333 | 381.3333
47 | 2003006720 | 392.6667 | 382.6667
48 | 2003006720 | 394 | 384
49 | 2003006720 | 393.3333 | 383.3333
50 | 2003006720 | 392.6667 | 382.6667
51 | 2003006720 | 392 | 382
52 | 2003006720 | 387.6667 | 377.6667
53 | 2003006720 | 383.3333 | 373.3333
54 | 2003006720 | 379 | 369
55 | 2003006720 | 372.3333 | 362.3333
56 | 2003006720 | 365.6667 | 355.6667
57 | 2003006720 | 359 | 349
58 | 2003006720 | 353.6667 | 343.6667
59 | 2003006720 | 348.3333 | 338.3333
60 | 2003006720 | 343 | 333
61 | 2003006720 | 338.3333 | 328.3333
62 | 2003006720 | 333.6667 | 323.6667
63 | 2003006720 | 329 | 319
64 | 2003006720 | 326 | 316
65 | 2003006720 | 323 | 313
66 | 2003006720 | 320 | 310
67 | 2003006720 | 318.3333 | 308.3333
68 | 2003006720 | 316.6667 | 306.6667
69 | 2003006720 | 315 | 305
70 | 2003006720 | 315.3333 | 305.3333
71 | 2003006720 | 315.6667 | 305.6667
72 | 2003006720 | 316 | 306
73 | 2003006720 | 316.3333 | 306.3333
74 | 2003006720 | 316.6667 | 306.6667
75 | 2003006720 | 317 | 307
76 | 2003006720 | 316.3333 | 306.3333
77 | 2003006720 | 315.6667 | 305.6667
78 | 2003006720 | 315 | 305
79 | 2003006720 | 314.6667 | 304.6667
80 | 2003006720 | 314.3333 | 304.3333
81 | 2003006720 | 314 | 304
82 | 2003006720 | 316.3333 | 306.3333
83 | 2003006720 | 318.6667 | 308.6667
84 | 2003006720 | 321 | 311
85 | 2003006720 | 323.3333 | 313.3333
86 | 2003006720 | 325.6667 | 315.6667
87 | 2003006720 | 328 | 318
88 | 2003006720 | 328.3333 | 318.3333
89 | 2003006720 | 328.6667 | 318.6667
90 | 2003006720 | 329 | 339
91 | 2003006720 | 329 | 339
92 | 2003006720 | 329 | 339
93 | 2003006720 | 329 | 339
94 | 2003006720 | 328.6667 | 338.6667
95 | 2003006720 | 328.3333 | 338.3333
96 | 2003006720 | 328 | 338
97 | 2003006720 | 327.6667 | 337.6667
98 | 2003006720 | 327.3333 | 337.3333
99 | 2003006720 | 327 | 337
100 | 2003006720 | 328.6667 | 338.6667
101 | 2003006720 | 330.3333 | 340.3333
102 | 2003006720 | 332 | 342
103 | 2003006720 | 334.3333 | 344.3333
104 | 2003006720 | 336.6667 | 346.6667
105 | 2003006720 | 339 | 349
106 | 2003006720 | 339.3333 | 349.3333
107 | 2003006720 | 339.6667 | 349.6667
108 | 2003006720 | 340 | 350
109 | 2003006720 | 342.3333 | 352.3333
110 | 2003006720 | 344.6667 | 354.6667
111 | 2003006720 | 347 | 357
112 | 2003006720 | 349.6667 | 359.6667
113 | 2003006720 | 352.3333 | 362.3333
114 | 2003006720 | 355 | 365
115 | 2003006720 | 360.3333 | 370.3333
116 | 2003006720 | 365.6667 | 375.6667
117 | 2003006720 | 371 | 381
118 | 2003006720 | 373.6667 | 383.6667
119 | 2003006720 | 376.3333 | 386.3333
120 | 2003006720 | 379 | 389
121 | 2003006720 | 383.3333 | 393.3333
122 | 2003006720 | 387.6667 | 377.6667
123 | 2003006720 | 392 | 382
124 | 2003006720 | 395.3333 | 385.3333
125 | 2003006720 | 398.6667 | 388.6667
126 | 2003006720 | 402 | 392
127 | 2003006720 | 404.3333 | 394.3333
128 | 2003006720 | 406.6667 | 396.6667
129 | 2003006720 | 409 | 399
130 | 2003006720 | 409 | 399
131 | 2003006720 | 409 | 399
132 | 2003006720 | 409 | 399
133 | 2003006720 | 408.3333 | 398.3333
134 | 2003006720 | 407.6667 | 397.6667
135 | 2003006720 | 407 | 397
136 | 2003006720 | 407 | 397
137 | 2003006720 | 407 | 397
138 | 2003006720 | 407 | 397
139 | 2003006720 | 407 | 397
140 | 2003006720 | 407 | 397
141 | 2003006720 | 407 | 397
142 | 2003006720 | 406 | 396
143 | 2003006720 | 405 | 395
0 | 2003008578 | 343 | 333
1 | 2003008578 | 344 | 334
2 | 2003008578 | 345 | 335
3 | 2003008578 | 346 | 336
4 | 2003008578 | 348 | 338
5 | 2003008578 | 350 | 340
6 | 2003008578 | 352 | 342
7 | 2003008578 | 353 | 343
8 | 2003008578 | 354 | 344
9 | 2003008578 | 355 | 345
10 | 2003008578 | 356.6667 | 346.6667
11 | 2003008578 | 358.3333 | 348.3333
12 | 2003008578 | 360 | 350
13 | 2003008578 | 363.6667 | 353.6667
14 | 2003008578 | 367.3333 | 357.3333
15 | 2003008578 | 371 | 361
16 | 2003008578 | 373.3333 | 363.3333
17 | 2003008578 | 375.6667 | 365.6667
18 | 2003008578 | 378 | 368
19 | 2003008578 | 378.6667 | 368.6667
20 | 2003008578 | 379.3333 | 369.3333
21 | 2003008578 | 380 | 370
22 | 2003008578 | 381.3333 | 371.3333
23 | 2003008578 | 382.6667 | 372.6667
24 | 2003008578 | 384 | 374
25 | 2003008578 | 385.3333 | 375.3333
26 | 2003008578 | 386.6667 | 376.6667
27 | 2003008578 | 388 | 378
28 | 2003008578 | 387 | 377
29 | 2003008578 | 386 | 376
30 | 2003008578 | 385 | 375
31 | 2003008578 | 383 | 373
32 | 2003008578 | 381 | 371
33 | 2003008578 | 379 | 369
34 | 2003008578 | 378.3333 | 368.3333
35 | 2003008578 | 377.6667 | 367.6667
36 | 2003008578 | 377 | 367
37 | 2003008578 | 377.3333 | 367.3333
38 | 2003008578 | 377.6667 | 367.6667
39 | 2003008578 | 378 | 368
40 | 2003008578 | 379.6667 | 369.6667
41 | 2003008578 | 381.3333 | 371.3333
42 | 2003008578 | 383 | 373
43 | 2003008578 | 385.3333 | 375.3333
44 | 2003008578 | 387.6667 | 377.6667
45 | 2003008578 | 390 | 380
46 | 2003008578 | 391.3333 | 381.3333
47 | 2003008578 | 392.6667 | 382.6667
48 | 2003008578 | 394 | 384
49 | 2003008578 | 393.3333 | 383.3333
50 | 2003008578 | 392.6667 | 382.6667
51 | 2003008578 | 392 | 382
52 | 2003008578 | 387.6667 | 377.6667
53 | 2003008578 | 383.3333 | 373.3333
54 | 2003008578 | 379 | 369
55 | 2003008578 | 372.3333 | 362.3333
56 | 2003008578 | 365.6667 | 355.6667
57 | 2003008578 | 359 | 349
58 | 2003008578 | 353.6667 | 343.6667
59 | 2003008578 | 348.3333 | 338.3333
60 | 2003008578 | 343 | 333
61 | 2003008578 | 338.3333 | 328.3333
62 | 2003008578 | 333.6667 | 323.6667
63 | 2003008578 | 329 | 319
64 | 2003008578 | 326 | 316
65 | 2003008578 | 323 | 313
66 | 2003008578 | 320 | 310
67 | 2003008578 | 318.3333 | 308.3333
68 | 2003008578 | 316.6667 | 306.6667
69 | 2003008578 | 315 | 305
70 | 2003008578 | 315.3333 | 305.3333
71 | 2003008578 | 315.6667 | 305.6667
72 | 2003008578 | 316 | 306
73 | 2003008578 | 316.3333 | 306.3333
74 | 2003008578 | 316.6667 | 306.6667
75 | 2003008578 | 317 | 307
76 | 2003008578 | 316.3333 | 306.3333
77 | 2003008578 | 315.6667 | 305.6667
78 | 2003008578 | 315 | 305
79 | 2003008578 | 314.6667 | 304.6667
80 | 2003008578 | 314.3333 | 304.3333
81 | 2003008578 | 314 | 304
82 | 2003008578 | 316.3333 | 306.3333
83 | 2003008578 | 318.6667 | 308.6667
84 | 2003008578 | 321 | 311
85 | 2003008578 | 323.3333 | 313.3333
86 | 2003008578 | 325.6667 | 315.6667
87 | 2003008578 | 328 | 318
88 | 2003008578 | 328.3333 | 318.3333
89 | 2003008578 | 328.6667 | 318.6667
90 | 2003008578 | 329 | 339
91 | 2003008578 | 329 | 339
92 | 2003008578 | 329 | 339
93 | 2003008578 | 329 | 339
94 | 2003008578 | 328.6667 | 338.6667
95 | 2003008578 | 328.3333 | 338.3333
96 | 2003008578 | 328 | 338
97 | 2003008578 | 327.6667 | 337.6667
98 | 2003008578 | 327.3333 | 337.3333
99 | 2003008578 | 327 | 337
100 | 2003008578 | 328.6667 | 338.6667
101 | 2003008578 | 330.3333 | 340.3333
102 | 2003008578 | 332 | 342
103 | 2003008578 | 334.3333 | 344.3333
104 | 2003008578 | 336.6667 | 346.6667
105 | 2003008578 | 339 | 349
106 | 2003008578 | 339.3333 | 349.3333
107 | 2003008578 | 339.6667 | 349.6667
108 | 2003008578 | 340 | 350
109 | 2003008578 | 342.3333 | 352.3333
110 | 2003008578 | 344.6667 | 354.6667
111 | 2003008578 | 347 | 357
112 | 2003008578 | 349.6667 | 359.6667
113 | 2003008578 | 352.3333 | 362.3333
114 | 2003008578 | 355 | 365
115 | 2003008578 | 360.3333 | 370.3333
116 | 2003008578 | 365.6667 | 375.6667
117 | 2003008578 | 371 | 381
118 | 2003008578 | 373.6667 | 383.6667
119 | 2003008578 | 376.3333 | 386.3333
120 | 2003008578 | 379 | 389
121 | 2003008578 | 383.3333 | 393.3333
122 | 2003008578 | 387.6667 | 377.6667
123 | 2003008578 | 392 | 382
124 | 2003008578 | 395.3333 | 385.3333
125 | 2003008578 | 398.6667 | 388.6667
126 | 2003008578 | 402 | 392
127 | 2003008578 | 404.3333 | 394.3333
128 | 2003008578 | 406.6667 | 396.6667
129 | 2003008578 | 409 | 399
130 | 2003008578 | 409 | 399
131 | 2003008578 | 409 | 399
132 | 2003008578 | 409 | 399
133 | 2003008578 | 408.3333 | 398.3333
134 | 2003008578 | 407.6667 | 397.6667
135 | 2003008578 | 407 | 397
136 | 2003008578 | 407 | 397
137 | 2003008578 | 407 | 397
138 | 2003008578 | 407 | 397
139 | 2003008578 | 407 | 397
140 | 2003008578 | 407 | 397
141 | 2003008578 | 407 | 397
142 | 2003008578 | 406 | 396
143 | 2003008578 | 405 | 395
0 | 2015005733 | 343 | 333
1 | 2015005733 | 344 | 334
2 | 2015005733 | 345 | 335
3 | 2015005733 | 346 | 336
4 | 2015005733 | 348 | 338
5 | 2015005733 | 350 | 340
6 | 2015005733 | 352 | 342
7 | 2015005733 | 353 | 343
8 | 2015005733 | 354 | 344
9 | 2015005733 | 355 | 345
10 | 2015005733 | 356.6667 | 346.6667
11 | 2015005733 | 358.3333 | 348.3333
12 | 2015005733 | 360 | 350
13 | 2015005733 | 363.6667 | 353.6667
14 | 2015005733 | 367.3333 | 357.3333
15 | 2015005733 | 371 | 361
16 | 2015005733 | 373.3333 | 363.3333
17 | 2015005733 | 375.6667 | 365.6667
18 | 2015005733 | 378 | 368
19 | 2015005733 | 378.6667 | 368.6667
20 | 2015005733 | 379.3333 | 369.3333
21 | 2015005733 | 380 | 370
22 | 2015005733 | 381.3333 | 371.3333
23 | 2015005733 | 382.6667 | 372.6667
24 | 2015005733 | 384 | 374
25 | 2015005733 | 385.3333 | 375.3333
26 | 2015005733 | 386.6667 | 376.6667
27 | 2015005733 | 388 | 378
28 | 2015005733 | 387 | 377
29 | 2015005733 | 386 | 376
30 | 2015005733 | 385 | 375
31 | 2015005733 | 383 | 373
32 | 2015005733 | 381 | 371
33 | 2015005733 | 379 | 369
34 | 2015005733 | 378.3333 | 368.3333
35 | 2015005733 | 377.6667 | 367.6667
36 | 2015005733 | 377 | 367
37 | 2015005733 | 377.3333 | 367.3333
38 | 2015005733 | 377.6667 | 367.6667
39 | 2015005733 | 378 | 368
40 | 2015005733 | 379.6667 | 369.6667
41 | 2015005733 | 381.3333 | 371.3333
42 | 2015005733 | 383 | 373
43 | 2015005733 | 385.3333 | 375.3333
44 | 2015005733 | 387.6667 | 377.6667
45 | 2015005733 | 390 | 380
46 | 2015005733 | 391.3333 | 381.3333
47 | 2015005733 | 392.6667 | 382.6667
48 | 2015005733 | 394 | 384
49 | 2015005733 | 393.3333 | 383.3333
50 | 2015005733 | 392.6667 | 382.6667
51 | 2015005733 | 392 | 382
52 | 2015005733 | 387.6667 | 377.6667
53 | 2015005733 | 383.3333 | 373.3333
54 | 2015005733 | 379 | 369
55 | 2015005733 | 372.3333 | 362.3333
56 | 2015005733 | 365.6667 | 355.6667
57 | 2015005733 | 359 | 349
58 | 2015005733 | 353.6667 | 343.6667
59 | 2015005733 | 348.3333 | 338.3333
60 | 2015005733 | 343 | 333
61 | 2015005733 | 338.3333 | 328.3333
62 | 2015005733 | 333.6667 | 323.6667
63 | 2015005733 | 329 | 319
64 | 2015005733 | 326 | 316
65 | 2015005733 | 323 | 313
66 | 2015005733 | 320 | 310
67 | 2015005733 | 318.3333 | 308.3333
68 | 2015005733 | 316.6667 | 306.6667
69 | 2015005733 | 315 | 305
70 | 2015005733 | 315.3333 | 305.3333
71 | 2015005733 | 315.6667 | 305.6667
72 | 2015005733 | 316 | 306
73 | 2015005733 | 316.3333 | 306.3333
74 | 2015005733 | 316.6667 | 306.6667
75 | 2015005733 | 317 | 307
76 | 2015005733 | 316.3333 | 306.3333
77 | 2015005733 | 315.6667 | 305.6667
78 | 2015005733 | 315 | 305
79 | 2015005733 | 314.6667 | 304.6667
80 | 2015005733 | 314.3333 | 304.3333
81 | 2015005733 | 314 | 304
82 | 2015005733 | 316.3333 | 306.3333
83 | 2015005733 | 318.6667 | 308.6667
84 | 2015005733 | 321 | 311
85 | 2015005733 | 323.3333 | 313.3333
86 | 2015005733 | 325.6667 | 315.6667
87 | 2015005733 | 328 | 318
88 | 2015005733 | 328.3333 | 318.3333
89 | 2015005733 | 328.6667 | 318.6667
90 | 2015005733 | 329 | 339
91 | 2015005733 | 329 | 339
92 | 2015005733 | 329 | 339
93 | 2015005733 | 329 | 339
94 | 2015005733 | 328.6667 | 338.6667
95 | 2015005733 | 328.3333 | 338.3333
96 | 2015005733 | 328 | 338
97 | 2015005733 | 327.6667 | 337.6667
98 | 2015005733 | 327.3333 | 337.3333
99 | 2015005733 | 327 | 337
100 | 2015005733 | 328.6667 | 338.6667
101 | 2015005733 | 330.3333 | 340.3333
102 | 2015005733 | 332 | 342
103 | 2015005733 | 334.3333 | 344.3333
104 | 2015005733 | 336.6667 | 346.6667
105 | 2015005733 | 339 | 349
106 | 2015005733 | 339.3333 | 349.3333
107 | 2015005733 | 339.6667 | 349.6667
108 | 2015005733 | 340 | 350
109 | 2015005733 | 342.3333 | 352.3333
110 | 2015005733 | 344.6667 | 354.6667
111 | 2015005733 | 347 | 357
112 | 2015005733 | 349.6667 | 359.6667
113 | 2015005733 | 352.3333 | 362.3333
114 | 2015005733 | 355 | 365
115 | 2015005733 | 360.3333 | 370.3333
116 | 2015005733 | 365.6667 | 375.6667
117 | 2015005733 | 371 | 381
118 | 2015005733 | 373.6667 | 383.6667
119 | 2015005733 | 376.3333 | 386.3333
120 | 2015005733 | 379 | 389
121 | 2015005733 | 383.3333 | 393.3333
122 | 2015005733 | 387.6667 | 377.6667
123 | 2015005733 | 392 | 382
124 | 2015005733 | 395.3333 | 385.3333
125 | 2015005733 | 398.6667 | 388.6667
126 | 2015005733 | 402 | 392
127 | 2015005733 | 404.3333 | 394.3333
128 | 2015005733 | 406.6667 | 396.6667
129 | 2015005733 | 409 | 399
130 | 2015005733 | 409 | 399
131 | 2015005733 | 409 | 399
132 | 2015005733 | 409 | 399
133 | 2015005733 | 408.3333 | 398.3333
134 | 2015005733 | 407.6667 | 397.6667
135 | 2015005733 | 407 | 397
136 | 2015005733 | 407 | 397
137 | 2015005733 | 407 | 397
138 | 2015005733 | 407 | 397
139 | 2015005733 | 407 | 397
140 | 2015005733 | 407 | 397
141 | 2015005733 | 407 | 397
142 | 2015005733 | 406 | 396
143 | 2015005733 | 405 | 395
0 | 2011003226 | 343 | 333
1 | 2011003226 | 344 | 334
2 | 2011003226 | 345 | 335
3 | 2011003226 | 346 | 336
4 | 2011003226 | 348 | 338
5 | 2011003226 | 350 | 340
6 | 2011003226 | 352 | 342
7 | 2011003226 | 353 | 343
8 | 2011003226 | 354 | 344
9 | 2011003226 | 355 | 345
10 | 2011003226 | 356.6667 | 346.6667
11 | 2011003226 | 358.3333 | 348.3333
12 | 2011003226 | 360 | 350
13 | 2011003226 | 363.6667 | 353.6667
14 | 2011003226 | 367.3333 | 357.3333
15 | 2011003226 | 371 | 361
16 | 2011003226 | 373.3333 | 363.3333
17 | 2011003226 | 375.6667 | 365.6667
18 | 2011003226 | 378 | 368
19 | 2011003226 | 378.6667 | 368.6667
20 | 2011003226 | 379.3333 | 369.3333
21 | 2011003226 | 380 | 370
22 | 2011003226 | 381.3333 | 371.3333
23 | 2011003226 | 382.6667 | 372.6667
24 | 2011003226 | 384 | 374
25 | 2011003226 | 385.3333 | 375.3333
26 | 2011003226 | 386.6667 | 376.6667
27 | 2011003226 | 388 | 378
28 | 2011003226 | 387 | 377
29 | 2011003226 | 386 | 376
30 | 2011003226 | 385 | 375
31 | 2011003226 | 383 | 373
32 | 2011003226 | 381 | 371
33 | 2011003226 | 379 | 369
34 | 2011003226 | 378.3333 | 368.3333
35 | 2011003226 | 377.6667 | 367.6667
36 | 2011003226 | 377 | 367
37 | 2011003226 | 377.3333 | 367.3333
38 | 2011003226 | 377.6667 | 367.6667
39 | 2011003226 | 378 | 368
40 | 2011003226 | 379.6667 | 369.6667
41 | 2011003226 | 381.3333 | 371.3333
42 | 2011003226 | 383 | 373
43 | 2011003226 | 385.3333 | 375.3333
44 | 2011003226 | 387.6667 | 377.6667
45 | 2011003226 | 390 | 380
46 | 2011003226 | 391.3333 | 381.3333
47 | 2011003226 | 392.6667 | 382.6667
48 | 2011003226 | 394 | 384
49 | 2011003226 | 393.3333 | 383.3333
50 | 2011003226 | 392.6667 | 382.6667
51 | 2011003226 | 392 | 382
52 | 2011003226 | 387.6667 | 377.6667
53 | 2011003226 | 383.3333 | 373.3333
54 | 2011003226 | 379 | 369
55 | 2011003226 | 372.3333 | 362.3333
56 | 2011003226 | 365.6667 | 355.6667
57 | 2011003226 | 359 | 349
58 | 2011003226 | 353.6667 | 343.6667
59 | 2011003226 | 348.3333 | 338.3333
60 | 2011003226 | 343 | 333
61 | 2011003226 | 338.3333 | 328.3333
62 | 2011003226 | 333.6667 | 323.6667
63 | 2011003226 | 329 | 319
64 | 2011003226 | 326 | 316
65 | 2011003226 | 323 | 313
66 | 2011003226 | 320 | 310
67 | 2011003226 | 318.3333 | 308.3333
68 | 2011003226 | 316.6667 | 306.6667
69 | 2011003226 | 315 | 305
70 | 2011003226 | 315.3333 | 305.3333
71 | 2011003226 | 315.6667 | 305.6667
72 | 2011003226 | 316 | 306
73 | 2011003226 | 316.3333 | 306.3333
74 | 2011003226 | 316.6667 | 306.6667
75 | 2011003226 | 317 | 307
76 | 2011003226 | 316.3333 | 306.3333
77 | 2011003226 | 315.6667 | 305.6667
78 | 2011003226 | 315 | 305
79 | 2011003226 | 314.6667 | 304.6667
80 | 2011003226 | 314.3333 | 304.3333
81 | 2011003226 | 314 | 304
82 | 2011003226 | 316.3333 | 306.3333
83 | 2011003226 | 318.6667 | 308.6667
84 | 2011003226 | 321 | 311
85 | 2011003226 | 323.3333 | 313.3333
86 | 2011003226 | 325.6667 | 315.6667
87 | 2011003226 | 328 | 318
88 | 2011003226 | 328.3333 | 318.3333
89 | 2011003226 | 328.6667 | 318.6667
90 | 2011003226 | 329 | 339
91 | 2011003226 | 329 | 339
92 | 2011003226 | 329 | 339
93 | 2011003226 | 329 | 339
94 | 2011003226 | 328.6667 | 338.6667
95 | 2011003226 | 328.3333 | 338.3333
96 | 2011003226 | 328 | 338
97 | 2011003226 | 327.6667 | 337.6667
98 | 2011003226 | 327.3333 | 337.3333
99 | 2011003226 | 327 | 337
100 | 2011003226 | 328.6667 | 338.6667
101 | 2011003226 | 330.3333 | 340.3333
102 | 2011003226 | 332 | 342
103 | 2011003226 | 334.3333 | 344.3333
104 | 2011003226 | 336.6667 | 346.6667
105 | 2011003226 | 339 | 349
106 | 2011003226 | 339.3333 | 349.3333
107 | 2011003226 | 339.6667 | 349.6667
108 | 2011003226 | 340 | 350
109 | 2011003226 | 342.3333 | 352.3333
110 | 2011003226 | 344.6667 | 354.6667
111 | 2011003226 | 347 | 357
112 | 2011003226 | 349.6667 | 359.6667
113 | 2011003226 | 352.3333 | 362.3333
114 | 2011003226 | 355 | 365
115 | 2011003226 | 360.3333 | 370.3333
116 | 2011003226 | 365.6667 | 375.6667
117 | 2011003226 | 371 | 381
118 | 2011003226 | 373.6667 | 383.6667
119 | 2011003226 | 376.3333 | 386.3333
120 | 2011003226 | 379 | 389
121 | 2011003226 | 383.3333 | 393.3333
122 | 2011003226 | 387.6667 | 377.6667
123 | 2011003226 | 392 | 382
124 | 2011003226 | 395.3333 | 385.3333
125 | 2011003226 | 398.6667 | 388.6667
126 | 2011003226 | 402 | 392
127 | 2011003226 | 404.3333 | 394.3333
128 | 2011003226 | 406.6667 | 396.6667
129 | 2011003226 | 409 | 399
130 | 2011003226 | 409 | 399
131 | 2011003226 | 409 | 399
132 | 2011003226 | 409 | 399
133 | 2011003226 | 408.3333 | 398.3333
134 | 2011003226 | 407.6667 | 397.6667
135 | 2011003226 | 407 | 397
136 | 2011003226 | 407 | 397
137 | 2011003226 | 407 | 397
138 | 2011003226 | 407 | 397
139 | 2011003226 | 407 | 397
140 | 2011003226 | 407 | 397
141 | 2011003226 | 407 | 397
142 | 2011003226 | 406 | 396
143 | 2011003226 | 405 | 395
0 | 2003000983 | 343 | 333
1 | 2003000983 | 344 | 334
2 | 2003000983 | 345 | 335
3 | 2003000983 | 346 | 336
4 | 2003000983 | 348 | 338
5 | 2003000983 | 350 | 340
6 | 2003000983 | 352 | 342
7 | 2003000983 | 353 | 343
8 | 2003000983 | 354 | 344
9 | 2003000983 | 355 | 345
10 | 2003000983 | 356.6667 | 346.6667
11 | 2003000983 | 358.3333 | 348.3333
12 | 2003000983 | 360 | 350
13 | 2003000983 | 363.6667 | 353.6667
14 | 2003000983 | 367.3333 | 357.3333
15 | 2003000983 | 371 | 361
16 | 2003000983 | 373.3333 | 363.3333
17 | 2003000983 | 375.6667 | 365.6667
18 | 2003000983 | 378 | 368
19 | 2003000983 | 378.6667 | 368.6667
20 | 2003000983 | 379.3333 | 369.3333
21 | 2003000983 | 380 | 370
22 | 2003000983 | 381.3333 | 371.3333
23 | 2003000983 | 382.6667 | 372.6667
24 | 2003000983 | 384 | 374
25 | 2003000983 | 385.3333 | 375.3333
26 | 2003000983 | 386.6667 | 376.6667
27 | 2003000983 | 388 | 378
28 | 2003000983 | 387 | 377
29 | 2003000983 | 386 | 376
30 | 2003000983 | 385 | 375
31 | 2003000983 | 383 | 373
32 | 2003000983 | 381 | 371
33 | 2003000983 | 379 | 369
34 | 2003000983 | 378.3333 | 368.3333
35 | 2003000983 | 377.6667 | 367.6667
36 | 2003000983 | 377 | 367
37 | 2003000983 | 377.3333 | 367.3333
38 | 2003000983 | 377.6667 | 367.6667
39 | 2003000983 | 378 | 368
40 | 2003000983 | 379.6667 | 369.6667
41 | 2003000983 | 381.3333 | 371.3333
42 | 2003000983 | 383 | 373
43 | 2003000983 | 385.3333 | 375.3333
44 | 2003000983 | 387.6667 | 377.6667
45 | 2003000983 | 390 | 380
46 | 2003000983 | 391.3333 | 381.3333
47 | 2003000983 | 392.6667 | 382.6667
48 | 2003000983 | 394 | 384
49 | 2003000983 | 393.3333 | 383.3333
50 | 2003000983 | 392.6667 | 382.6667
51 | 2003000983 | 392 | 382
52 | 2003000983 | 387.6667 | 377.6667
53 | 2003000983 | 383.3333 | 373.3333
54 | 2003000983 | 379 | 369
55 | 2003000983 | 372.3333 | 362.3333
56 | 2003000983 | 365.6667 | 355.6667
57 | 2003000983 | 359 | 349
58 | 2003000983 | 353.6667 | 343.6667
59 | 2003000983 | 348.3333 | 338.3333
60 | 2003000983 | 343 | 333
61 | 2003000983 | 338.3333 | 328.3333
62 | 2003000983 | 333.6667 | 323.6667
63 | 2003000983 | 329 | 319
64 | 2003000983 | 326 | 316
65 | 2003000983 | 323 | 313
66 | 2003000983 | 320 | 310
67 | 2003000983 | 318.3333 | 308.3333
68 | 2003000983 | 316.6667 | 306.6667
69 | 2003000983 | 315 | 305
70 | 2003000983 | 315.3333 | 305.3333
71 | 2003000983 | 315.6667 | 305.6667
72 | 2003000983 | 316 | 306
73 | 2003000983 | 316.3333 | 306.3333
74 | 2003000983 | 316.6667 | 306.6667
75 | 2003000983 | 317 | 307
76 | 2003000983 | 316.3333 | 306.3333
77 | 2003000983 | 315.6667 | 305.6667
78 | 2003000983 | 315 | 305
79 | 2003000983 | 314.6667 | 304.6667
80 | 2003000983 | 314.3333 | 304.3333
81 | 2003000983 | 314 | 304
82 | 2003000983 | 316.3333 | 306.3333
83 | 2003000983 | 318.6667 | 308.6667
84 | 2003000983 | 321 | 311
85 | 2003000983 | 323.3333 | 313.3333
86 | 2003000983 | 325.6667 | 315.6667
87 | 2003000983 | 328 | 318
88 | 2003000983 | 328.3333 | 318.3333
89 | 2003000983 | 328.6667 | 318.6667
90 | 2003000983 | 329 | 339
91 | 2003000983 | 329 | 339
92 | 2003000983 | 329 | 339
93 | 2003000983 | 329 | 339
94 | 2003000983 | 328.6667 | 338.6667
95 | 2003000983 | 328.3333 | 338.3333
96 | 2003000983 | 328 | 338
97 | 2003000983 | 327.6667 | 337.6667
98 | 2003000983 | 327.3333 | 337.3333
99 | 2003000983 | 327 | 337
100 | 2003000983 | 328.6667 | 338.6667
101 | 2003000983 | 330.3333 | 340.3333
102 | 2003000983 | 332 | 342
103 | 2003000983 | 334.3333 | 344.3333
104 | 2003000983 | 336.6667 | 346.6667
105 | 2003000983 | 339 | 349
106 | 2003000983 | 339.3333 | 349.3333
107 | 2003000983 | 339.6667 | 349.6667
108 | 2003000983 | 340 | 350
109 | 2003000983 | 342.3333 | 352.3333
110 | 2003000983 | 344.6667 | 354.6667
111 | 2003000983 | 347 | 357
112 | 2003000983 | 349.6667 | 359.6667
113 | 2003000983 | 352.3333 | 362.3333
114 | 2003000983 | 355 | 365
115 | 2003000983 | 360.3333 | 370.3333
116 | 2003000983 | 365.6667 | 375.6667
117 | 2003000983 | 371 | 381
118 | 2003000983 | 373.6667 | 383.6667
119 | 2003000983 | 376.3333 | 386.3333
120 | 2003000983 | 379 | 389
121 | 2003000983 | 383.3333 | 393.3333
122 | 2003000983 | 387.6667 | 377.6667
123 | 2003000983 | 392 | 382
124 | 2003000983 | 395.3333 | 385.3333
125 | 2003000983 | 398.6667 | 388.6667
126 | 2003000983 | 402 | 392
127 | 2003000983 | 404.3333 | 394.3333
128 | 2003000983 | 406.6667 | 396.6667
129 | 2003000983 | 409 | 399
130 | 2003000983 | 409 | 399
131 | 2003000983 | 409 | 399
132 | 2003000983 | 409 | 399
133 | 2003000983 | 408.3333 | 398.3333
134 | 2003000983 | 407.6667 | 397.6667
135 | 2003000983 | 407 | 397
136 | 2003000983 | 407 | 397
137 | 2003000983 | 407 | 397
138 | 2003000983 | 407 | 397
139 | 2003000983 | 407 | 397
140 | 2003000983 | 407 | 397
141 | 2003000983 | 407 | 397
142 | 2003000983 | 406 | 396
143 | 2003000983 | 405 | 395
0 | 2005008939 | 343 | 333
1 | 2005008939 | 344 | 334
2 | 2005008939 | 345 | 335
3 | 2005008939 | 346 | 336
4 | 2005008939 | 348 | 338
5 | 2005008939 | 350 | 340
6 | 2005008939 | 352 | 342
7 | 2005008939 | 353 | 343
8 | 2005008939 | 354 | 344
9 | 2005008939 | 355 | 345
10 | 2005008939 | 356.6667 | 346.6667
11 | 2005008939 | 358.3333 | 348.3333
12 | 2005008939 | 360 | 350
13 | 2005008939 | 363.6667 | 353.6667
14 | 2005008939 | 367.3333 | 357.3333
15 | 2005008939 | 371 | 361
16 | 2005008939 | 373.3333 | 363.3333
17 | 2005008939 | 375.6667 | 365.6667
18 | 2005008939 | 378 | 368
19 | 2005008939 | 378.6667 | 368.6667
20 | 2005008939 | 379.3333 | 369.3333
21 | 2005008939 | 380 | 370
22 | 2005008939 | 381.3333 | 371.3333
23 | 2005008939 | 382.6667 | 372.6667
24 | 2005008939 | 384 | 374
25 | 2005008939 | 385.3333 | 375.3333
26 | 2005008939 | 386.6667 | 376.6667
27 | 2005008939 | 388 | 378
28 | 2005008939 | 387 | 377
29 | 2005008939 | 386 | 376
30 | 2005008939 | 385 | 375
31 | 2005008939 | 383 | 373
32 | 2005008939 | 381 | 371
33 | 2005008939 | 379 | 369
34 | 2005008939 | 378.3333 | 368.3333
35 | 2005008939 | 377.6667 | 367.6667
36 | 2005008939 | 377 | 367
37 | 2005008939 | 377.3333 | 367.3333
38 | 2005008939 | 377.6667 | 367.6667
39 | 2005008939 | 378 | 368
40 | 2005008939 | 379.6667 | 369.6667
41 | 2005008939 | 381.3333 | 371.3333
42 | 2005008939 | 383 | 373
43 | 2005008939 | 385.3333 | 375.3333
44 | 2005008939 | 387.6667 | 377.6667
45 | 2005008939 | 390 | 380
46 | 2005008939 | 391.3333 | 381.3333
47 | 2005008939 | 392.6667 | 382.6667
48 | 2005008939 | 394 | 384
49 | 2005008939 | 393.3333 | 383.3333
50 | 2005008939 | 392.6667 | 382.6667
51 | 2005008939 | 392 | 382
52 | 2005008939 | 387.6667 | 377.6667
53 | 2005008939 | 383.3333 | 373.3333
54 | 2005008939 | 379 | 369
55 | 2005008939 | 372.3333 | 362.3333
56 | 2005008939 | 365.6667 | 355.6667
57 | 2005008939 | 359 | 349
58 | 2005008939 | 353.6667 | 343.6667
59 | 2005008939 | 348.3333 | 338.3333
60 | 2005008939 | 343 | 333
61 | 2005008939 | 338.3333 | 328.3333
62 | 2005008939 | 333.6667 | 323.6667
63 | 2005008939 | 329 | 319
64 | 2005008939 | 326 | 316
65 | 2005008939 | 323 | 313
66 | 2005008939 | 320 | 310
67 | 2005008939 | 318.3333 | 308.3333
68 | 2005008939 | 316.6667 | 306.6667
69 | 2005008939 | 315 | 305
70 | 2005008939 | 315.3333 | 305.3333
71 | 2005008939 | 315.6667 | 305.6667
72 | 2005008939 | 316 | 306
73 | 2005008939 | 316.3333 | 306.3333
74 | 2005008939 | 316.6667 | 306.6667
75 | 2005008939 | 317 | 307
76 | 2005008939 | 316.3333 | 306.3333
77 | 2005008939 | 315.6667 | 305.6667
78 | 2005008939 | 315 | 305
79 | 2005008939 | 314.6667 | 304.6667
80 | 2005008939 | 314.3333 | 304.3333
81 | 2005008939 | 314 | 304
82 | 2005008939 | 316.3333 | 306.3333
83 | 2005008939 | 318.6667 | 308.6667
84 | 2005008939 | 321 | 311
85 | 2005008939 | 323.3333 | 313.3333
86 | 2005008939 | 325.6667 | 315.6667
87 | 2005008939 | 328 | 318
88 | 2005008939 | 328.3333 | 318.3333
89 | 2005008939 | 328.6667 | 318.6667
90 | 2005008939 | 329 | 339
91 | 2005008939 | 329 | 339
92 | 2005008939 | 329 | 339
93 | 2005008939 | 329 | 339
94 | 2005008939 | 328.6667 | 338.6667
95 | 2005008939 | 328.3333 | 338.3333
96 | 2005008939 | 328 | 338
97 | 2005008939 | 327.6667 | 337.6667
98 | 2005008939 | 327.3333 | 337.3333
99 | 2005008939 | 327 | 337
100 | 2005008939 | 328.6667 | 338.6667
101 | 2005008939 | 330.3333 | 340.3333
102 | 2005008939 | 332 | 342
103 | 2005008939 | 334.3333 | 344.3333
104 | 2005008939 | 336.6667 | 346.6667
105 | 2005008939 | 339 | 349
106 | 2005008939 | 339.3333 | 349.3333
107 | 2005008939 | 339.6667 | 349.6667
108 | 2005008939 | 340 | 350
109 | 2005008939 | 342.3333 | 352.3333
110 | 2005008939 | 344.6667 | 354.6667
111 | 2005008939 | 347 | 357
112 | 2005008939 | 349.6667 | 359.6667
113 | 2005008939 | 352.3333 | 362.3333
114 | 2005008939 | 355 | 365
115 | 2005008939 | 360.3333 | 370.3333
116 | 2005008939 | 365.6667 | 375.6667
117 | 2005008939 | 371 | 381
118 | 2005008939 | 373.6667 | 383.6667
119 | 2005008939 | 376.3333 | 386.3333
120 | 2005008939 | 379 | 389
121 | 2005008939 | 383.3333 | 393.3333
122 | 2005008939 | 387.6667 | 377.6667
123 | 2005008939 | 392 | 382
124 | 2005008939 | 395.3333 | 385.3333
125 | 2005008939 | 398.6667 | 388.6667
126 | 2005008939 | 402 | 392
127 | 2005008939 | 404.3333 | 394.3333
128 | 2005008939 | 406.6667 | 396.6667
129 | 2005008939 | 409 | 399
130 | 2005008939 | 409 | 399
131 | 2005008939 | 409 | 399
132 | 2005008939 | 409 | 399
133 | 2005008939 | 408.3333 | 398.3333
134 | 2005008939 | 407.6667 | 397.6667
135 | 2005008939 | 407 | 397
136 | 2005008939 | 407 | 397
137 | 2005008939 | 407 | 397
138 | 2005008939 | 407 | 397
139 | 2005008939 | 407 | 397
140 | 2005008939 | 407 | 397
141 | 2005008939 | 407 | 397
142 | 2005008939 | 406 | 396
143 | 2005008939 | 405 | 395
0 | 2003004628 | 343 | 333
1 | 2003004628 | 344 | 334
2 | 2003004628 | 345 | 335
3 | 2003004628 | 346 | 336
4 | 2003004628 | 348 | 338
5 | 2003004628 | 350 | 340
6 | 2003004628 | 352 | 342
7 | 2003004628 | 353 | 343
8 | 2003004628 | 354 | 344
9 | 2003004628 | 355 | 345
10 | 2003004628 | 356.6667 | 346.6667
11 | 2003004628 | 358.3333 | 348.3333
12 | 2003004628 | 360 | 350
13 | 2003004628 | 363.6667 | 353.6667
14 | 2003004628 | 367.3333 | 357.3333
15 | 2003004628 | 371 | 361
16 | 2003004628 | 373.3333 | 363.3333
17 | 2003004628 | 375.6667 | 365.6667
18 | 2003004628 | 378 | 368
19 | 2003004628 | 378.6667 | 368.6667
20 | 2003004628 | 379.3333 | 369.3333
21 | 2003004628 | 380 | 370
22 | 2003004628 | 381.3333 | 371.3333
23 | 2003004628 | 382.6667 | 372.6667
24 | 2003004628 | 384 | 374
25 | 2003004628 | 385.3333 | 375.3333
26 | 2003004628 | 386.6667 | 376.6667
27 | 2003004628 | 388 | 378
28 | 2003004628 | 387 | 377
29 | 2003004628 | 386 | 376
30 | 2003004628 | 385 | 375
31 | 2003004628 | 383 | 373
32 | 2003004628 | 381 | 371
33 | 2003004628 | 379 | 369
34 | 2003004628 | 378.3333 | 368.3333
35 | 2003004628 | 377.6667 | 367.6667
36 | 2003004628 | 377 | 367
37 | 2003004628 | 377.3333 | 367.3333
38 | 2003004628 | 377.6667 | 367.6667
39 | 2003004628 | 378 | 368
40 | 2003004628 | 379.6667 | 369.6667
41 | 2003004628 | 381.3333 | 371.3333
42 | 2003004628 | 383 | 373
43 | 2003004628 | 385.3333 | 375.3333
44 | 2003004628 | 387.6667 | 377.6667
45 | 2003004628 | 390 | 380
46 | 2003004628 | 391.3333 | 381.3333
47 | 2003004628 | 392.6667 | 382.6667
48 | 2003004628 | 394 | 384
49 | 2003004628 | 393.3333 | 383.3333
50 | 2003004628 | 392.6667 | 382.6667
51 | 2003004628 | 392 | 382
52 | 2003004628 | 387.6667 | 377.6667
53 | 2003004628 | 383.3333 | 373.3333
54 | 2003004628 | 379 | 369
55 | 2003004628 | 372.3333 | 362.3333
56 | 2003004628 | 365.6667 | 355.6667
57 | 2003004628 | 359 | 349
58 | 2003004628 | 353.6667 | 343.6667
59 | 2003004628 | 348.3333 | 338.3333
60 | 2003004628 | 343 | 333
61 | 2003004628 | 338.3333 | 328.3333
62 | 2003004628 | 333.6667 | 323.6667
63 | 2003004628 | 329 | 319
64 | 2003004628 | 326 | 316
65 | 2003004628 | 323 | 313
66 | 2003004628 | 320 | 310
67 | 2003004628 | 318.3333 | 308.3333
68 | 2003004628 | 316.6667 | 306.6667
69 | 2003004628 | 315 | 305
70 | 2003004628 | 315.3333 | 305.3333
71 | 2003004628 | 315.6667 | 305.6667
72 | 2003004628 | 316 | 306
73 | 2003004628 | 316.3333 | 306.3333
74 | 2003004628 | 316.6667 | 306.6667
75 | 2003004628 | 317 | 307
76 | 2003004628 | 316.3333 | 306.3333
77 | 2003004628 | 315.6667 | 305.6667
78 | 2003004628 | 315 | 305
79 | 2003004628 | 314.6667 | 304.6667
80 | 2003004628 | 314.3333 | 304.3333
81 | 2003004628 | 314 | 304
82 | 2003004628 | 316.3333 | 306.3333
83 | 2003004628 | 318.6667 | 308.6667
84 | 2003004628 | 321 | 311
85 | 2003004628 | 323.3333 | 313.3333
86 | 2003004628 | 325.6667 | 315.6667
87 | 2003004628 | 328 | 318
88 | 2003004628 | 328.3333 | 318.3333
89 | 2003004628 | 328.6667 | 318.6667
90 | 2003004628 | 329 | 339
91 | 2003004628 | 329 | 339
92 | 2003004628 | 329 | 339
93 | 2003004628 | 329 | 339
94 | 2003004628 | 328.6667 | 338.6667
95 | 2003004628 | 328.3333 | 338.3333
96 | 2003004628 | 328 | 338
97 | 2003004628 | 327.6667 | 337.6667
98 | 2003004628 | 327.3333 | 337.3333
99 | 2003004628 | 327 | 337
100 | 2003004628 | 328.6667 | 338.6667
101 | 2003004628 | 330.3333 | 340.3333
102 | 2003004628 | 332 | 342
103 | 2003004628 | 334.3333 | 344.3333
104 | 2003004628 | 336.6667 | 346.6667
105 | 2003004628 | 339 | 349
106 | 2003004628 | 339.3333 | 349.3333
107 | 2003004628 | 339.6667 | 349.6667
108 | 2003004628 | 340 | 350
109 | 2003004628 | 342.3333 | 352.3333
110 | 2003004628 | 344.6667 | 354.6667
111 | 2003004628 | 347 | 357
112 | 2003004628 | 349.6667 | 359.6667
113 | 2003004628 | 352.3333 | 362.3333
114 | 2003004628 | 355 | 365
115 | 2003004628 | 360.3333 | 370.3333
116 | 2003004628 | 365.6667 | 375.6667
117 | 2003004628 | 371 | 381
118 | 2003004628 | 373.6667 | 383.6667
119 | 2003004628 | 376.3333 | 386.3333
120 | 2003004628 | 379 | 389
121 | 2003004628 | 383.3333 | 393.3333
122 | 2003004628 | 387.6667 | 377.6667
123 | 2003004628 | 392 | 382
124 | 2003004628 | 395.3333 | 385.3333
125 | 2003004628 | 398.6667 | 388.6667
126 | 2003004628 | 402 | 392
127 | 2003004628 | 404.3333 | 394.3333
128 | 2003004628 | 406.6667 | 396.6667
129 | 2003004628 | 409 | 399
130 | 2003004628 | 409 | 399
131 | 2003004628 | 409 | 399
132 | 2003004628 | 409 | 399
133 | 2003004628 | 408.3333 | 398.3333
134 | 2003004628 | 407.6667 | 397.6667
135 | 2003004628 | 407 | 397
136 | 2003004628 | 407 | 397
137 | 2003004628 | 407 | 397
138 | 2003004628 | 407 | 397
139 | 2003004628 | 407 | 397
140 | 2003004628 | 407 | 397
141 | 2003004628 | 407 | 397
142 | 2003004628 | 406 | 396
143 | 2003004628 | 405 | 395
0 | 2011008602 | 343 | 333
1 | 2011008602 | 344 | 334
2 | 2011008602 | 345 | 335
3 | 2011008602 | 346 | 336
4 | 2011008602 | 348 | 338
5 | 2011008602 | 350 | 340
6 | 2011008602 | 352 | 342
7 | 2011008602 | 353 | 343
8 | 2011008602 | 354 | 344
9 | 2011008602 | 355 | 345
10 | 2011008602 | 356.6667 | 346.6667
11 | 2011008602 | 358.3333 | 348.3333
12 | 2011008602 | 360 | 350
13 | 2011008602 | 363.6667 | 353.6667
14 | 2011008602 | 367.3333 | 357.3333
15 | 2011008602 | 371 | 361
16 | 2011008602 | 373.3333 | 363.3333
17 | 2011008602 | 375.6667 | 365.6667
18 | 2011008602 | 378 | 368
19 | 2011008602 | 378.6667 | 368.6667
20 | 2011008602 | 379.3333 | 369.3333
21 | 2011008602 | 380 | 370
22 | 2011008602 | 381.3333 | 371.3333
23 | 2011008602 | 382.6667 | 372.6667
24 | 2011008602 | 384 | 374
25 | 2011008602 | 385.3333 | 375.3333
26 | 2011008602 | 386.6667 | 376.6667
27 | 2011008602 | 388 | 378
28 | 2011008602 | 387 | 377
29 | 2011008602 | 386 | 376
30 | 2011008602 | 385 | 375
31 | 2011008602 | 383 | 373
32 | 2011008602 | 381 | 371
33 | 2011008602 | 379 | 369
34 | 2011008602 | 378.3333 | 368.3333
35 | 2011008602 | 377.6667 | 367.6667
36 | 2011008602 | 377 | 367
37 | 2011008602 | 377.3333 | 367.3333
38 | 2011008602 | 377.6667 | 367.6667
39 | 2011008602 | 378 | 368
40 | 2011008602 | 379.6667 | 369.6667
41 | 2011008602 | 381.3333 | 371.3333
42 | 2011008602 | 383 | 373
43 | 2011008602 | 385.3333 | 375.3333
44 | 2011008602 | 387.6667 | 377.6667
45 | 2011008602 | 390 | 380
46 | 2011008602 | 391.3333 | 381.3333
47 | 2011008602 | 392.6667 | 382.6667
48 | 2011008602 | 394 | 384
49 | 2011008602 | 393.3333 | 383.3333
50 | 2011008602 | 392.6667 | 382.6667
51 | 2011008602 | 392 | 382
52 | 2011008602 | 387.6667 | 377.6667
53 | 2011008602 | 383.3333 | 373.3333
54 | 2011008602 | 379 | 369
55 | 2011008602 | 372.3333 | 362.3333
56 | 2011008602 | 365.6667 | 355.6667
57 | 2011008602 | 359 | 349
58 | 2011008602 | 353.6667 | 343.6667
59 | 2011008602 | 348.3333 | 338.3333
60 | 2011008602 | 343 | 333
61 | 2011008602 | 338.3333 | 328.3333
62 | 2011008602 | 333.6667 | 323.6667
63 | 2011008602 | 329 | 319
64 | 2011008602 | 326 | 316
65 | 2011008602 | 323 | 313
66 | 2011008602 | 320 | 310
67 | 2011008602 | 318.3333 | 308.3333
68 | 2011008602 | 316.6667 | 306.6667
69 | 2011008602 | 315 | 305
70 | 2011008602 | 315.3333 | 305.3333
71 | 2011008602 | 315.6667 | 305.6667
72 | 2011008602 | 316 | 306
73 | 2011008602 | 316.3333 | 306.3333
74 | 2011008602 | 316.6667 | 306.6667
75 | 2011008602 | 317 | 307
76 | 2011008602 | 316.3333 | 306.3333
77 | 2011008602 | 315.6667 | 305.6667
78 | 2011008602 | 315 | 305
79 | 2011008602 | 314.6667 | 304.6667
80 | 2011008602 | 314.3333 | 304.3333
81 | 2011008602 | 314 | 304
82 | 2011008602 | 316.3333 | 306.3333
83 | 2011008602 | 318.6667 | 308.6667
84 | 2011008602 | 321 | 311
85 | 2011008602 | 323.3333 | 313.3333
86 | 2011008602 | 325.6667 | 315.6667
87 | 2011008602 | 328 | 318
88 | 2011008602 | 328.3333 | 318.3333
89 | 2011008602 | 328.6667 | 318.6667
90 | 2011008602 | 329 | 339
91 | 2011008602 | 329 | 339
92 | 2011008602 | 329 | 339
93 | 2011008602 | 329 | 339
94 | 2011008602 | 328.6667 | 338.6667
95 | 2011008602 | 328.3333 | 338.3333
96 | 2011008602 | 328 | 338
97 | 2011008602 | 327.6667 | 337.6667
98 | 2011008602 | 327.3333 | 337.3333
99 | 2011008602 | 327 | 337
100 | 2011008602 | 328.6667 | 338.6667
101 | 2011008602 | 330.3333 | 340.3333
102 | 2011008602 | 332 | 342
103 | 2011008602 | 334.3333 | 344.3333
104 | 2011008602 | 336.6667 | 346.6667
105 | 2011008602 | 339 | 349
106 | 2011008602 | 339.3333 | 349.3333
107 | 2011008602 | 339.6667 | 349.6667
108 | 2011008602 | 340 | 350
109 | 2011008602 | 342.3333 | 352.3333
110 | 2011008602 | 344.6667 | 354.6667
111 | 2011008602 | 347 | 357
112 | 2011008602 | 349.6667 | 359.6667
113 | 2011008602 | 352.3333 | 362.3333
114 | 2011008602 | 355 | 365
115 | 2011008602 | 360.3333 | 370.3333
116 | 2011008602 | 365.6667 | 375.6667
117 | 2011008602 | 371 | 381
118 | 2011008602 | 373.6667 | 383.6667
119 | 2011008602 | 376.3333 | 386.3333
120 | 2011008602 | 379 | 389
121 | 2011008602 | 383.3333 | 393.3333
122 | 2011008602 | 387.6667 | 377.6667
123 | 2011008602 | 392 | 382
124 | 2011008602 | 395.3333 | 385.3333
125 | 2011008602 | 398.6667 | 388.6667
126 | 2011008602 | 402 | 392
127 | 2011008602 | 404.3333 | 394.3333
128 | 2011008602 | 406.6667 | 396.6667
129 | 2011008602 | 409 | 399
130 | 2011008602 | 409 | 399
131 | 2011008602 | 409 | 399
132 | 2011008602 | 409 | 399
133 | 2011008602 | 408.3333 | 398.3333
134 | 2011008602 | 407.6667 | 397.6667
135 | 2011008602 | 407 | 397
136 | 2011008602 | 407 | 397
137 | 2011008602 | 407 | 397
138 | 2011008602 | 407 | 397
139 | 2011008602 | 407 | 397
140 | 2011008602 | 407 | 397
141 | 2011008602 | 407 | 397
142 | 2011008602 | 406 | 396
143 | 2011008602 | 405 | 395
0 | 2003004534 | 343 | 333
1 | 2003004534 | 344 | 334
2 | 2003004534 | 345 | 335
3 | 2003004534 | 346 | 336
4 | 2003004534 | 348 | 338
5 | 2003004534 | 350 | 340
6 | 2003004534 | 352 | 342
7 | 2003004534 | 353 | 343
8 | 2003004534 | 354 | 344
9 | 2003004534 | 355 | 345
10 | 2003004534 | 356.6667 | 346.6667
11 | 2003004534 | 358.3333 | 348.3333
12 | 2003004534 | 360 | 350
13 | 2003004534 | 363.6667 | 353.6667
14 | 2003004534 | 367.3333 | 357.3333
15 | 2003004534 | 371 | 361
16 | 2003004534 | 373.3333 | 363.3333
17 | 2003004534 | 375.6667 | 365.6667
18 | 2003004534 | 378 | 368
19 | 2003004534 | 378.6667 | 368.6667
20 | 2003004534 | 379.3333 | 369.3333
21 | 2003004534 | 380 | 370
22 | 2003004534 | 381.3333 | 371.3333
23 | 2003004534 | 382.6667 | 372.6667
24 | 2003004534 | 384 | 374
25 | 2003004534 | 385.3333 | 375.3333
26 | 2003004534 | 386.6667 | 376.6667
27 | 2003004534 | 388 | 378
28 | 2003004534 | 387 | 377
29 | 2003004534 | 386 | 376
30 | 2003004534 | 385 | 375
31 | 2003004534 | 383 | 373
32 | 2003004534 | 381 | 371
33 | 2003004534 | 379 | 369
34 | 2003004534 | 378.3333 | 368.3333
35 | 2003004534 | 377.6667 | 367.6667
36 | 2003004534 | 377 | 367
37 | 2003004534 | 377.3333 | 367.3333
38 | 2003004534 | 377.6667 | 367.6667
39 | 2003004534 | 378 | 368
40 | 2003004534 | 379.6667 | 369.6667
41 | 2003004534 | 381.3333 | 371.3333
42 | 2003004534 | 383 | 373
43 | 2003004534 | 385.3333 | 375.3333
44 | 2003004534 | 387.6667 | 377.6667
45 | 2003004534 | 390 | 380
46 | 2003004534 | 391.3333 | 381.3333
47 | 2003004534 | 392.6667 | 382.6667
48 | 2003004534 | 394 | 384
49 | 2003004534 | 393.3333 | 383.3333
50 | 2003004534 | 392.6667 | 382.6667
51 | 2003004534 | 392 | 382
52 | 2003004534 | 387.6667 | 377.6667
53 | 2003004534 | 383.3333 | 373.3333
54 | 2003004534 | 379 | 369
55 | 2003004534 | 372.3333 | 362.3333
56 | 2003004534 | 365.6667 | 355.6667
57 | 2003004534 | 359 | 349
58 | 2003004534 | 353.6667 | 343.6667
59 | 2003004534 | 348.3333 | 338.3333
60 | 2003004534 | 343 | 333
61 | 2003004534 | 338.3333 | 328.3333
62 | 2003004534 | 333.6667 | 323.6667
63 | 2003004534 | 329 | 319
64 | 2003004534 | 326 | 316
65 | 2003004534 | 323 | 313
66 | 2003004534 | 320 | 310
67 | 2003004534 | 318.3333 | 308.3333
68 | 2003004534 | 316.6667 | 306.6667
69 | 2003004534 | 315 | 305
70 | 2003004534 | 315.3333 | 305.3333
71 | 2003004534 | 315.6667 | 305.6667
72 | 2003004534 | 316 | 306
73 | 2003004534 | 316.3333 | 306.3333
74 | 2003004534 | 316.6667 | 306.6667
75 | 2003004534 | 317 | 307
76 | 2003004534 | 316.3333 | 306.3333
77 | 2003004534 | 315.6667 | 305.6667
78 | 2003004534 | 315 | 305
79 | 2003004534 | 314.6667 | 304.6667
80 | 2003004534 | 314.3333 | 304.3333
81 | 2003004534 | 314 | 304
82 | 2003004534 | 316.3333 | 306.3333
83 | 2003004534 | 318.6667 | 308.6667
84 | 2003004534 | 321 | 311
85 | 2003004534 | 323.3333 | 313.3333
86 | 2003004534 | 325.6667 | 315.6667
87 | 2003004534 | 328 | 318
88 | 2003004534 | 328.3333 | 318.3333
89 | 2003004534 | 328.6667 | 318.6667
90 | 2003004534 | 329 | 339
91 | 2003004534 | 329 | 339
92 | 2003004534 | 329 | 339
93 | 2003004534 | 329 | 339
94 | 2003004534 | 328.6667 | 338.6667
95 | 2003004534 | 328.3333 | 338.3333
96 | 2003004534 | 328 | 338
97 | 2003004534 | 327.6667 | 337.6667
98 | 2003004534 | 327.3333 | 337.3333
99 | 2003004534 | 327 | 337
100 | 2003004534 | 328.6667 | 338.6667
101 | 2003004534 | 330.3333 | 340.3333
102 | 2003004534 | 332 | 342
103 | 2003004534 | 334.3333 | 344.3333
104 | 2003004534 | 336.6667 | 346.6667
105 | 2003004534 | 339 | 349
106 | 2003004534 | 339.3333 | 349.3333
107 | 2003004534 | 339.6667 | 349.6667
108 | 2003004534 | 340 | 350
109 | 2003004534 | 342.3333 | 352.3333
110 | 2003004534 | 344.6667 | 354.6667
111 | 2003004534 | 347 | 357
112 | 2003004534 | 349.6667 | 359.6667
113 | 2003004534 | 352.3333 | 362.3333
114 | 2003004534 | 355 | 365
115 | 2003004534 | 360.3333 | 370.3333
116 | 2003004534 | 365.6667 | 375.6667
117 | 2003004534 | 371 | 381
118 | 2003004534 | 373.6667 | 383.6667
119 | 2003004534 | 376.3333 | 386.3333
120 | 2003004534 | 379 | 389
121 | 2003004534 | 383.3333 | 393.3333
122 | 2003004534 | 387.6667 | 377.6667
123 | 2003004534 | 392 | 382
124 | 2003004534 | 395.3333 | 385.3333
125 | 2003004534 | 398.6667 | 388.6667
126 | 2003004534 | 402 | 392
127 | 2003004534 | 404.3333 | 394.3333
128 | 2003004534 | 406.6667 | 396.6667
129 | 2003004534 | 409 | 399
130 | 2003004534 | 409 | 399
131 | 2003004534 | 409 | 399
132 | 2003004534 | 409 | 399
133 | 2003004534 | 408.3333 | 398.3333
134 | 2003004534 | 407.6667 | 397.6667
135 | 2003004534 | 407 | 397
136 | 2003004534 | 407 | 397
137 | 2003004534 | 407 | 397
138 | 2003004534 | 407 | 397
139 | 2003004534 | 407 | 397
140 | 2003004534 | 407 | 397
141 | 2003004534 | 407 | 397
142 | 2003004534 | 406 | 396
143 | 2003004534 | 405 | 395
0 | 2007010558 | 343 | 333
1 | 2007010558 | 344 | 334
2 | 2007010558 | 345 | 335
3 | 2007010558 | 346 | 336
4 | 2007010558 | 348 | 338
5 | 2007010558 | 350 | 340
6 | 2007010558 | 352 | 342
7 | 2007010558 | 353 | 343
8 | 2007010558 | 354 | 344
9 | 2007010558 | 355 | 345
10 | 2007010558 | 356.6667 | 346.6667
11 | 2007010558 | 358.3333 | 348.3333
12 | 2007010558 | 360 | 350
13 | 2007010558 | 363.6667 | 353.6667
14 | 2007010558 | 367.3333 | 357.3333
15 | 2007010558 | 371 | 361
16 | 2007010558 | 373.3333 | 363.3333
17 | 2007010558 | 375.6667 | 365.6667
18 | 2007010558 | 378 | 368
19 | 2007010558 | 378.6667 | 368.6667
20 | 2007010558 | 379.3333 | 369.3333
21 | 2007010558 | 380 | 370
22 | 2007010558 | 381.3333 | 371.3333
23 | 2007010558 | 382.6667 | 372.6667
24 | 2007010558 | 384 | 374
25 | 2007010558 | 385.3333 | 375.3333
26 | 2007010558 | 386.6667 | 376.6667
27 | 2007010558 | 388 | 378
28 | 2007010558 | 387 | 377
29 | 2007010558 | 386 | 376
30 | 2007010558 | 385 | 375
31 | 2007010558 | 383 | 373
32 | 2007010558 | 381 | 371
33 | 2007010558 | 379 | 369
34 | 2007010558 | 378.3333 | 368.3333
35 | 2007010558 | 377.6667 | 367.6667
36 | 2007010558 | 377 | 367
37 | 2007010558 | 377.3333 | 367.3333
38 | 2007010558 | 377.6667 | 367.6667
39 | 2007010558 | 378 | 368
40 | 2007010558 | 379.6667 | 369.6667
41 | 2007010558 | 381.3333 | 371.3333
42 | 2007010558 | 383 | 373
43 | 2007010558 | 385.3333 | 375.3333
44 | 2007010558 | 387.6667 | 377.6667
45 | 2007010558 | 390 | 380
46 | 2007010558 | 391.3333 | 381.3333
47 | 2007010558 | 392.6667 | 382.6667
48 | 2007010558 | 394 | 384
49 | 2007010558 | 393.3333 | 383.3333
50 | 2007010558 | 392.6667 | 382.6667
51 | 2007010558 | 392 | 382
52 | 2007010558 | 387.6667 | 377.6667
53 | 2007010558 | 383.3333 | 373.3333
54 | 2007010558 | 379 | 369
55 | 2007010558 | 372.3333 | 362.3333
56 | 2007010558 | 365.6667 | 355.6667
57 | 2007010558 | 359 | 349
58 | 2007010558 | 353.6667 | 343.6667
59 | 2007010558 | 348.3333 | 338.3333
60 | 2007010558 | 343 | 333
61 | 2007010558 | 338.3333 | 328.3333
62 | 2007010558 | 333.6667 | 323.6667
63 | 2007010558 | 329 | 319
64 | 2007010558 | 326 | 316
65 | 2007010558 | 323 | 313
66 | 2007010558 | 320 | 310
67 | 2007010558 | 318.3333 | 308.3333
68 | 2007010558 | 316.6667 | 306.6667
69 | 2007010558 | 315 | 305
70 | 2007010558 | 315.3333 | 305.3333
71 | 2007010558 | 315.6667 | 305.6667
72 | 2007010558 | 316 | 306
73 | 2007010558 | 316.3333 | 306.3333
74 | 2007010558 | 316.6667 | 306.6667
75 | 2007010558 | 317 | 307
76 | 2007010558 | 316.3333 | 306.3333
77 | 2007010558 | 315.6667 | 305.6667
78 | 2007010558 | 315 | 305
79 | 2007010558 | 314.6667 | 304.6667
80 | 2007010558 | 314.3333 | 304.3333
81 | 2007010558 | 314 | 304
82 | 2007010558 | 316.3333 | 306.3333
83 | 2007010558 | 318.6667 | 308.6667
84 | 2007010558 | 321 | 311
85 | 2007010558 | 323.3333 | 313.3333
86 | 2007010558 | 325.6667 | 315.6667
87 | 2007010558 | 328 | 318
88 | 2007010558 | 328.3333 | 318.3333
89 | 2007010558 | 328.6667 | 318.6667
90 | 2007010558 | 329 | 339
91 | 2007010558 | 329 | 339
92 | 2007010558 | 329 | 339
93 | 2007010558 | 329 | 339
94 | 2007010558 | 328.6667 | 338.6667
95 | 2007010558 | 328.3333 | 338.3333
96 | 2007010558 | 328 | 338
97 | 2007010558 | 327.6667 | 337.6667
98 | 2007010558 | 327.3333 | 337.3333
99 | 2007010558 | 327 | 337
100 | 2007010558 | 328.6667 | 338.6667
101 | 2007010558 | 330.3333 | 340.3333
102 | 2007010558 | 332 | 342
103 | 2007010558 | 334.3333 | 344.3333
104 | 2007010558 | 336.6667 | 346.6667
105 | 2007010558 | 339 | 349
106 | 2007010558 | 339.3333 | 349.3333
107 | 2007010558 | 339.6667 | 349.6667
108 | 2007010558 | 340 | 350
109 | 2007010558 | 342.3333 | 352.3333
110 | 2007010558 | 344.6667 | 354.6667
111 | 2007010558 | 347 | 357
112 | 2007010558 | 349.6667 | 359.6667
113 | 2007010558 | 352.3333 | 362.3333
114 | 2007010558 | 355 | 365
115 | 2007010558 | 360.3333 | 370.3333
116 | 2007010558 | 365.6667 | 375.6667
117 | 2007010558 | 371 | 381
118 | 2007010558 | 373.6667 | 383.6667
119 | 2007010558 | 376.3333 | 386.3333
120 | 2007010558 | 379 | 389
121 | 2007010558 | 383.3333 | 393.3333
122 | 2007010558 | 387.6667 | 377.6667
123 | 2007010558 | 392 | 382
124 | 2007010558 | 395.3333 | 385.3333
125 | 2007010558 | 398.6667 | 388.6667
126 | 2007010558 | 402 | 392
127 | 2007010558 | 404.3333 | 394.3333
128 | 2007010558 | 406.6667 | 396.6667
129 | 2007010558 | 409 | 399
130 | 2007010558 | 409 | 399
131 | 2007010558 | 409 | 399
132 | 2007010558 | 409 | 399
133 | 2007010558 | 408.3333 | 398.3333
134 | 2007010558 | 407.6667 | 397.6667
135 | 2007010558 | 407 | 397
136 | 2007010558 | 407 | 397
137 | 2007010558 | 407 | 397
138 | 2007010558 | 407 | 397
139 | 2007010558 | 407 | 397
140 | 2007010558 | 407 | 397
141 | 2007010558 | 407 | 397
142 | 2007010558 | 406 | 396
143 | 2007010558 | 405 | 395
0 | 2008003562 | 343 | 333
1 | 2008003562 | 344 | 334
2 | 2008003562 | 345 | 335
3 | 2008003562 | 346 | 336
4 | 2008003562 | 348 | 338
5 | 2008003562 | 350 | 340
6 | 2008003562 | 352 | 342
7 | 2008003562 | 353 | 343
8 | 2008003562 | 354 | 344
9 | 2008003562 | 355 | 345
10 | 2008003562 | 356.6667 | 346.6667
11 | 2008003562 | 358.3333 | 348.3333
12 | 2008003562 | 360 | 350
13 | 2008003562 | 363.6667 | 353.6667
14 | 2008003562 | 367.3333 | 357.3333
15 | 2008003562 | 371 | 361
16 | 2008003562 | 373.3333 | 363.3333
17 | 2008003562 | 375.6667 | 365.6667
18 | 2008003562 | 378 | 368
19 | 2008003562 | 378.6667 | 368.6667
20 | 2008003562 | 379.3333 | 369.3333
21 | 2008003562 | 380 | 370
22 | 2008003562 | 381.3333 | 371.3333
23 | 2008003562 | 382.6667 | 372.6667
24 | 2008003562 | 384 | 374
25 | 2008003562 | 385.3333 | 375.3333
26 | 2008003562 | 386.6667 | 376.6667
27 | 2008003562 | 388 | 378
28 | 2008003562 | 387 | 377
29 | 2008003562 | 386 | 376
30 | 2008003562 | 385 | 375
31 | 2008003562 | 383 | 373
32 | 2008003562 | 381 | 371
33 | 2008003562 | 379 | 369
34 | 2008003562 | 378.3333 | 368.3333
35 | 2008003562 | 377.6667 | 367.6667
36 | 2008003562 | 377 | 367
37 | 2008003562 | 377.3333 | 367.3333
38 | 2008003562 | 377.6667 | 367.6667
39 | 2008003562 | 378 | 368
40 | 2008003562 | 379.6667 | 369.6667
41 | 2008003562 | 381.3333 | 371.3333
42 | 2008003562 | 383 | 373
43 | 2008003562 | 385.3333 | 375.3333
44 | 2008003562 | 387.6667 | 377.6667
45 | 2008003562 | 390 | 380
46 | 2008003562 | 391.3333 | 381.3333
47 | 2008003562 | 392.6667 | 382.6667
48 | 2008003562 | 394 | 384
49 | 2008003562 | 393.3333 | 383.3333
50 | 2008003562 | 392.6667 | 382.6667
51 | 2008003562 | 392 | 382
52 | 2008003562 | 387.6667 | 377.6667
53 | 2008003562 | 383.3333 | 373.3333
54 | 2008003562 | 379 | 369
55 | 2008003562 | 372.3333 | 362.3333
56 | 2008003562 | 365.6667 | 355.6667
57 | 2008003562 | 359 | 349
58 | 2008003562 | 353.6667 | 343.6667
59 | 2008003562 | 348.3333 | 338.3333
60 | 2008003562 | 343 | 333
61 | 2008003562 | 338.3333 | 328.3333
62 | 2008003562 | 333.6667 | 323.6667
63 | 2008003562 | 329 | 319
64 | 2008003562 | 326 | 316
65 | 2008003562 | 323 | 313
66 | 2008003562 | 320 | 310
67 | 2008003562 | 318.3333 | 308.3333
68 | 2008003562 | 316.6667 | 306.6667
69 | 2008003562 | 315 | 305
70 | 2008003562 | 315.3333 | 305.3333
71 | 2008003562 | 315.6667 | 305.6667
72 | 2008003562 | 316 | 306
73 | 2008003562 | 316.3333 | 306.3333
74 | 2008003562 | 316.6667 | 306.6667
75 | 2008003562 | 317 | 307
76 | 2008003562 | 316.3333 | 306.3333
77 | 2008003562 | 315.6667 | 305.6667
78 | 2008003562 | 315 | 305
79 | 2008003562 | 314.6667 | 304.6667
80 | 2008003562 | 314.3333 | 304.3333
81 | 2008003562 | 314 | 304
82 | 2008003562 | 316.3333 | 306.3333
83 | 2008003562 | 318.6667 | 308.6667
84 | 2008003562 | 321 | 311
85 | 2008003562 | 323.3333 | 313.3333
86 | 2008003562 | 325.6667 | 315.6667
87 | 2008003562 | 328 | 318
88 | 2008003562 | 328.3333 | 318.3333
89 | 2008003562 | 328.6667 | 318.6667
90 | 2008003562 | 329 | 339
91 | 2008003562 | 329 | 339
92 | 2008003562 | 329 | 339
93 | 2008003562 | 329 | 339
94 | 2008003562 | 328.6667 | 338.6667
95 | 2008003562 | 328.3333 | 338.3333
96 | 2008003562 | 328 | 338
97 | 2008003562 | 327.6667 | 337.6667
98 | 2008003562 | 327.3333 | 337.3333
99 | 2008003562 | 327 | 337
100 | 2008003562 | 328.6667 | 338.6667
101 | 2008003562 | 330.3333 | 340.3333
102 | 2008003562 | 332 | 342
103 | 2008003562 | 334.3333 | 344.3333
104 | 2008003562 | 336.6667 | 346.6667
105 | 2008003562 | 339 | 349
106 | 2008003562 | 339.3333 | 349.3333
107 | 2008003562 | 339.6667 | 349.6667
108 | 2008003562 | 340 | 350
109 | 2008003562 | 342.3333 | 352.3333
110 | 2008003562 | 344.6667 | 354.6667
111 | 2008003562 | 347 | 357
112 | 2008003562 | 349.6667 | 359.6667
113 | 2008003562 | 352.3333 | 362.3333
114 | 2008003562 | 355 | 365
115 | 2008003562 | 360.3333 | 370.3333
116 | 2008003562 | 365.6667 | 375.6667
117 | 2008003562 | 371 | 381
118 | 2008003562 | 373.6667 | 383.6667
119 | 2008003562 | 376.3333 | 386.3333
120 | 2008003562 | 379 | 389
121 | 2008003562 | 383.3333 | 393.3333
122 | 2008003562 | 387.6667 | 377.6667
123 | 2008003562 | 392 | 382
124 | 2008003562 | 395.3333 | 385.3333
125 | 2008003562 | 398.6667 | 388.6667
126 | 2008003562 | 402 | 392
127 | 2008003562 | 404.3333 | 394.3333
128 | 2008003562 | 406.6667 | 396.6667
129 | 2008003562 | 409 | 399
130 | 2008003562 | 409 | 399
131 | 2008003562 | 409 | 399
132 | 2008003562 | 409 | 399
133 | 2008003562 | 408.3333 | 398.3333
134 | 2008003562 | 407.6667 | 397.6667
135 | 2008003562 | 407 | 397
136 | 2008003562 | 407 | 397
137 | 2008003562 | 407 | 397
138 | 2008003562 | 407 | 397
139 | 2008003562 | 407 | 397
140 | 2008003562 | 407 | 397
141 | 2008003562 | 407 | 397
142 | 2008003562 | 406 | 396
143 | 2008003562 | 405 | 395
0 | 2009002322 | 343 | 333
1 | 2009002322 | 344 | 334
2 | 2009002322 | 345 | 335
3 | 2009002322 | 346 | 336
4 | 2009002322 | 348 | 338
5 | 2009002322 | 350 | 340
6 | 2009002322 | 352 | 342
7 | 2009002322 | 353 | 343
8 | 2009002322 | 354 | 344
9 | 2009002322 | 355 | 345
10 | 2009002322 | 356.6667 | 346.6667
11 | 2009002322 | 358.3333 | 348.3333
12 | 2009002322 | 360 | 350
13 | 2009002322 | 363.6667 | 353.6667
14 | 2009002322 | 367.3333 | 357.3333
15 | 2009002322 | 371 | 361
16 | 2009002322 | 373.3333 | 363.3333
17 | 2009002322 | 375.6667 | 365.6667
18 | 2009002322 | 378 | 368
19 | 2009002322 | 378.6667 | 368.6667
20 | 2009002322 | 379.3333 | 369.3333
21 | 2009002322 | 380 | 370
22 | 2009002322 | 381.3333 | 371.3333
23 | 2009002322 | 382.6667 | 372.6667
24 | 2009002322 | 384 | 374
25 | 2009002322 | 385.3333 | 375.3333
26 | 2009002322 | 386.6667 | 376.6667
27 | 2009002322 | 388 | 378
28 | 2009002322 | 387 | 377
29 | 2009002322 | 386 | 376
30 | 2009002322 | 385 | 375
31 | 2009002322 | 383 | 373
32 | 2009002322 | 381 | 371
33 | 2009002322 | 379 | 369
34 | 2009002322 | 378.3333 | 368.3333
35 | 2009002322 | 377.6667 | 367.6667
36 | 2009002322 | 377 | 367
37 | 2009002322 | 377.3333 | 367.3333
38 | 2009002322 | 377.6667 | 367.6667
39 | 2009002322 | 378 | 368
40 | 2009002322 | 379.6667 | 369.6667
41 | 2009002322 | 381.3333 | 371.3333
42 | 2009002322 | 383 | 373
43 | 2009002322 | 385.3333 | 375.3333
44 | 2009002322 | 387.6667 | 377.6667
45 | 2009002322 | 390 | 380
46 | 2009002322 | 391.3333 | 381.3333
47 | 2009002322 | 392.6667 | 382.6667
48 | 2009002322 | 394 | 384
49 | 2009002322 | 393.3333 | 383.3333
50 | 2009002322 | 392.6667 | 382.6667
51 | 2009002322 | 392 | 382
52 | 2009002322 | 387.6667 | 377.6667
53 | 2009002322 | 383.3333 | 373.3333
54 | 2009002322 | 379 | 369
55 | 2009002322 | 372.3333 | 362.3333
56 | 2009002322 | 365.6667 | 355.6667
57 | 2009002322 | 359 | 349
58 | 2009002322 | 353.6667 | 343.6667
59 | 2009002322 | 348.3333 | 338.3333
60 | 2009002322 | 343 | 333
61 | 2009002322 | 338.3333 | 328.3333
62 | 2009002322 | 333.6667 | 323.6667
63 | 2009002322 | 329 | 319
64 | 2009002322 | 326 | 316
65 | 2009002322 | 323 | 313
66 | 2009002322 | 320 | 310
67 | 2009002322 | 318.3333 | 308.3333
68 | 2009002322 | 316.6667 | 306.6667
69 | 2009002322 | 315 | 305
70 | 2009002322 | 315.3333 | 305.3333
71 | 2009002322 | 315.6667 | 305.6667
72 | 2009002322 | 316 | 306
73 | 2009002322 | 316.3333 | 306.3333
74 | 2009002322 | 316.6667 | 306.6667
75 | 2009002322 | 317 | 307
76 | 2009002322 | 316.3333 | 306.3333
77 | 2009002322 | 315.6667 | 305.6667
78 | 2009002322 | 315 | 305
79 | 2009002322 | 314.6667 | 304.6667
80 | 2009002322 | 314.3333 | 304.3333
81 | 2009002322 | 314 | 304
82 | 2009002322 | 316.3333 | 306.3333
83 | 2009002322 | 318.6667 | 308.6667
84 | 2009002322 | 321 | 311
85 | 2009002322 | 323.3333 | 313.3333
86 | 2009002322 | 325.6667 | 315.6667
87 | 2009002322 | 328 | 318
88 | 2009002322 | 328.3333 | 318.3333
89 | 2009002322 | 328.6667 | 318.6667
90 | 2009002322 | 329 | 339
91 | 2009002322 | 329 | 339
92 | 2009002322 | 329 | 339
93 | 2009002322 | 329 | 339
94 | 2009002322 | 328.6667 | 338.6667
95 | 2009002322 | 328.3333 | 338.3333
96 | 2009002322 | 328 | 338
97 | 2009002322 | 327.6667 | 337.6667
98 | 2009002322 | 327.3333 | 337.3333
99 | 2009002322 | 327 | 337
100 | 2009002322 | 328.6667 | 338.6667
101 | 2009002322 | 330.3333 | 340.3333
102 | 2009002322 | 332 | 342
103 | 2009002322 | 334.3333 | 344.3333
104 | 2009002322 | 336.6667 | 346.6667
105 | 2009002322 | 339 | 349
106 | 2009002322 | 339.3333 | 349.3333
107 | 2009002322 | 339.6667 | 349.6667
108 | 2009002322 | 340 | 350
109 | 2009002322 | 342.3333 | 352.3333
110 | 2009002322 | 344.6667 | 354.6667
111 | 2009002322 | 347 | 357
112 | 2009002322 | 349.6667 | 359.6667
113 | 2009002322 | 352.3333 | 362.3333
114 | 2009002322 | 355 | 365
115 | 2009002322 | 360.3333 | 370.3333
116 | 2009002322 | 365.6667 | 375.6667
117 | 2009002322 | 371 | 381
118 | 2009002322 | 373.6667 | 383.6667
119 | 2009002322 | 376.3333 | 386.3333
120 | 2009002322 | 379 | 389
121 | 2009002322 | 383.3333 | 393.3333
122 | 2009002322 | 387.6667 | 377.6667
123 | 2009002322 | 392 | 382
124 | 2009002322 | 395.3333 | 385.3333
125 | 2009002322 | 398.6667 | 388.6667
126 | 2009002322 | 402 | 392
127 | 2009002322 | 404.3333 | 394.3333
128 | 2009002322 | 406.6667 | 396.6667
129 | 2009002322 | 409 | 399
130 | 2009002322 | 409 | 399
131 | 2009002322 | 409 | 399
132 | 2009002322 | 409 | 399
133 | 2009002322 | 408.3333 | 398.3333
134 | 2009002322 | 407.6667 | 397.6667
135 | 2009002322 | 407 | 397
136 | 2009002322 | 407 | 397
137 | 2009002322 | 407 | 397
138 | 2009002322 | 407 | 397
139 | 2009002322 | 407 | 397
140 | 2009002322 | 407 | 397
141 | 2009002322 | 407 | 397
142 | 2009002322 | 406 | 396
143 | 2009002322 | 405 | 395
0 | 2002006606 | 343 | 333
1 | 2002006606 | 344 | 334
2 | 2002006606 | 345 | 335
3 | 2002006606 | 346 | 336
4 | 2002006606 | 348 | 338
5 | 2002006606 | 350 | 340
6 | 2002006606 | 352 | 342
7 | 2002006606 | 353 | 343
8 | 2002006606 | 354 | 344
9 | 2002006606 | 355 | 345
10 | 2002006606 | 356.6667 | 346.6667
11 | 2002006606 | 358.3333 | 348.3333
12 | 2002006606 | 360 | 350
13 | 2002006606 | 363.6667 | 353.6667
14 | 2002006606 | 367.3333 | 357.3333
15 | 2002006606 | 371 | 361
16 | 2002006606 | 373.3333 | 363.3333
17 | 2002006606 | 375.6667 | 365.6667
18 | 2002006606 | 378 | 368
19 | 2002006606 | 378.6667 | 368.6667
20 | 2002006606 | 379.3333 | 369.3333
21 | 2002006606 | 380 | 370
22 | 2002006606 | 381.3333 | 371.3333
23 | 2002006606 | 382.6667 | 372.6667
24 | 2002006606 | 384 | 374
25 | 2002006606 | 385.3333 | 375.3333
26 | 2002006606 | 386.6667 | 376.6667
27 | 2002006606 | 388 | 378
28 | 2002006606 | 387 | 377
29 | 2002006606 | 386 | 376
30 | 2002006606 | 385 | 375
31 | 2002006606 | 383 | 373
32 | 2002006606 | 381 | 371
33 | 2002006606 | 379 | 369
34 | 2002006606 | 378.3333 | 368.3333
35 | 2002006606 | 377.6667 | 367.6667
36 | 2002006606 | 377 | 367
37 | 2002006606 | 377.3333 | 367.3333
38 | 2002006606 | 377.6667 | 367.6667
39 | 2002006606 | 378 | 368
40 | 2002006606 | 379.6667 | 369.6667
41 | 2002006606 | 381.3333 | 371.3333
42 | 2002006606 | 383 | 373
43 | 2002006606 | 385.3333 | 375.3333
44 | 2002006606 | 387.6667 | 377.6667
45 | 2002006606 | 390 | 380
46 | 2002006606 | 391.3333 | 381.3333
47 | 2002006606 | 392.6667 | 382.6667
48 | 2002006606 | 394 | 384
49 | 2002006606 | 393.3333 | 383.3333
50 | 2002006606 | 392.6667 | 382.6667
51 | 2002006606 | 392 | 382
52 | 2002006606 | 387.6667 | 377.6667
53 | 2002006606 | 383.3333 | 373.3333
54 | 2002006606 | 379 | 369
55 | 2002006606 | 372.3333 | 362.3333
56 | 2002006606 | 365.6667 | 355.6667
57 | 2002006606 | 359 | 349
58 | 2002006606 | 353.6667 | 343.6667
59 | 2002006606 | 348.3333 | 338.3333
60 | 2002006606 | 343 | 333
61 | 2002006606 | 338.3333 | 328.3333
62 | 2002006606 | 333.6667 | 323.6667
63 | 2002006606 | 329 | 319
64 | 2002006606 | 326 | 316
65 | 2002006606 | 323 | 313
66 | 2002006606 | 320 | 310
67 | 2002006606 | 318.3333 | 308.3333
68 | 2002006606 | 316.6667 | 306.6667
69 | 2002006606 | 315 | 305
70 | 2002006606 | 315.3333 | 305.3333
71 | 2002006606 | 315.6667 | 305.6667
72 | 2002006606 | 316 | 306
73 | 2002006606 | 316.3333 | 306.3333
74 | 2002006606 | 316.6667 | 306.6667
75 | 2002006606 | 317 | 307
76 | 2002006606 | 316.3333 | 306.3333
77 | 2002006606 | 315.6667 | 305.6667
78 | 2002006606 | 315 | 305
79 | 2002006606 | 314.6667 | 304.6667
80 | 2002006606 | 314.3333 | 304.3333
81 | 2002006606 | 314 | 304
82 | 2002006606 | 316.3333 | 306.3333
83 | 2002006606 | 318.6667 | 308.6667
84 | 2002006606 | 321 | 311
85 | 2002006606 | 323.3333 | 313.3333
86 | 2002006606 | 325.6667 | 315.6667
87 | 2002006606 | 328 | 318
88 | 2002006606 | 328.3333 | 318.3333
89 | 2002006606 | 328.6667 | 318.6667
90 | 2002006606 | 329 | 339
91 | 2002006606 | 329 | 339
92 | 2002006606 | 329 | 339
93 | 2002006606 | 329 | 339
94 | 2002006606 | 328.6667 | 338.6667
95 | 2002006606 | 328.3333 | 338.3333
96 | 2002006606 | 328 | 338
97 | 2002006606 | 327.6667 | 337.6667
98 | 2002006606 | 327.3333 | 337.3333
99 | 2002006606 | 327 | 337
100 | 2002006606 | 328.6667 | 338.6667
101 | 2002006606 | 330.3333 | 340.3333
102 | 2002006606 | 332 | 342
103 | 2002006606 | 334.3333 | 344.3333
104 | 2002006606 | 336.6667 | 346.6667
105 | 2002006606 | 339 | 349
106 | 2002006606 | 339.3333 | 349.3333
107 | 2002006606 | 339.6667 | 349.6667
108 | 2002006606 | 340 | 350
109 | 2002006606 | 342.3333 | 352.3333
110 | 2002006606 | 344.6667 | 354.6667
111 | 2002006606 | 347 | 357
112 | 2002006606 | 349.6667 | 359.6667
113 | 2002006606 | 352.3333 | 362.3333
114 | 2002006606 | 355 | 365
115 | 2002006606 | 360.3333 | 370.3333
116 | 2002006606 | 365.6667 | 375.6667
117 | 2002006606 | 371 | 381
118 | 2002006606 | 373.6667 | 383.6667
119 | 2002006606 | 376.3333 | 386.3333
120 | 2002006606 | 379 | 389
121 | 2002006606 | 383.3333 | 393.3333
122 | 2002006606 | 387.6667 | 377.6667
123 | 2002006606 | 392 | 382
124 | 2002006606 | 395.3333 | 385.3333
125 | 2002006606 | 398.6667 | 388.6667
126 | 2002006606 | 402 | 392
127 | 2002006606 | 404.3333 | 394.3333
128 | 2002006606 | 406.6667 | 396.6667
129 | 2002006606 | 409 | 399
130 | 2002006606 | 409 | 399
131 | 2002006606 | 409 | 399
132 | 2002006606 | 409 | 399
133 | 2002006606 | 408.3333 | 398.3333
134 | 2002006606 | 407.6667 | 397.6667
135 | 2002006606 | 407 | 397
136 | 2002006606 | 407 | 397
137 | 2002006606 | 407 | 397
138 | 2002006606 | 407 | 397
139 | 2002006606 | 407 | 397
140 | 2002006606 | 407 | 397
141 | 2002006606 | 407 | 397
142 | 2002006606 | 406 | 396
143 | 2002006606 | 405 | 395
0 | 2014001605 | 343 | 333
1 | 2014001605 | 344 | 334
2 | 2014001605 | 345 | 335
3 | 2014001605 | 346 | 336
4 | 2014001605 | 348 | 338
5 | 2014001605 | 350 | 340
6 | 2014001605 | 352 | 342
7 | 2014001605 | 353 | 343
8 | 2014001605 | 354 | 344
9 | 2014001605 | 355 | 345
10 | 2014001605 | 356.6667 | 346.6667
11 | 2014001605 | 358.3333 | 348.3333
12 | 2014001605 | 360 | 350
13 | 2014001605 | 363.6667 | 353.6667
14 | 2014001605 | 367.3333 | 357.3333
15 | 2014001605 | 371 | 361
16 | 2014001605 | 373.3333 | 363.3333
17 | 2014001605 | 375.6667 | 365.6667
18 | 2014001605 | 378 | 368
19 | 2014001605 | 378.6667 | 368.6667
20 | 2014001605 | 379.3333 | 369.3333
21 | 2014001605 | 380 | 370
22 | 2014001605 | 381.3333 | 371.3333
23 | 2014001605 | 382.6667 | 372.6667
24 | 2014001605 | 384 | 374
25 | 2014001605 | 385.3333 | 375.3333
26 | 2014001605 | 386.6667 | 376.6667
27 | 2014001605 | 388 | 378
28 | 2014001605 | 387 | 377
29 | 2014001605 | 386 | 376
30 | 2014001605 | 385 | 375
31 | 2014001605 | 383 | 373
32 | 2014001605 | 381 | 371
33 | 2014001605 | 379 | 369
34 | 2014001605 | 378.3333 | 368.3333
35 | 2014001605 | 377.6667 | 367.6667
36 | 2014001605 | 377 | 367
37 | 2014001605 | 377.3333 | 367.3333
38 | 2014001605 | 377.6667 | 367.6667
39 | 2014001605 | 378 | 368
40 | 2014001605 | 379.6667 | 369.6667
41 | 2014001605 | 381.3333 | 371.3333
42 | 2014001605 | 383 | 373
43 | 2014001605 | 385.3333 | 375.3333
44 | 2014001605 | 387.6667 | 377.6667
45 | 2014001605 | 390 | 380
46 | 2014001605 | 391.3333 | 381.3333
47 | 2014001605 | 392.6667 | 382.6667
48 | 2014001605 | 394 | 384
49 | 2014001605 | 393.3333 | 383.3333
50 | 2014001605 | 392.6667 | 382.6667
51 | 2014001605 | 392 | 382
52 | 2014001605 | 387.6667 | 377.6667
53 | 2014001605 | 383.3333 | 373.3333
54 | 2014001605 | 379 | 369
55 | 2014001605 | 372.3333 | 362.3333
56 | 2014001605 | 365.6667 | 355.6667
57 | 2014001605 | 359 | 349
58 | 2014001605 | 353.6667 | 343.6667
59 | 2014001605 | 348.3333 | 338.3333
60 | 2014001605 | 343 | 333
61 | 2014001605 | 338.3333 | 328.3333
62 | 2014001605 | 333.6667 | 323.6667
63 | 2014001605 | 329 | 319
64 | 2014001605 | 326 | 316
65 | 2014001605 | 323 | 313
66 | 2014001605 | 320 | 310
67 | 2014001605 | 318.3333 | 308.3333
68 | 2014001605 | 316.6667 | 306.6667
69 | 2014001605 | 315 | 305
70 | 2014001605 | 315.3333 | 305.3333
71 | 2014001605 | 315.6667 | 305.6667
72 | 2014001605 | 316 | 306
73 | 2014001605 | 316.3333 | 306.3333
74 | 2014001605 | 316.6667 | 306.6667
75 | 2014001605 | 317 | 307
76 | 2014001605 | 316.3333 | 306.3333
77 | 2014001605 | 315.6667 | 305.6667
78 | 2014001605 | 315 | 305
79 | 2014001605 | 314.6667 | 304.6667
80 | 2014001605 | 314.3333 | 304.3333
81 | 2014001605 | 314 | 304
82 | 2014001605 | 316.3333 | 306.3333
83 | 2014001605 | 318.6667 | 308.6667
84 | 2014001605 | 321 | 311
85 | 2014001605 | 323.3333 | 313.3333
86 | 2014001605 | 325.6667 | 315.6667
87 | 2014001605 | 328 | 318
88 | 2014001605 | 328.3333 | 318.3333
89 | 2014001605 | 328.6667 | 318.6667
90 | 2014001605 | 329 | 339
91 | 2014001605 | 329 | 339
92 | 2014001605 | 329 | 339
93 | 2014001605 | 329 | 339
94 | 2014001605 | 328.6667 | 338.6667
95 | 2014001605 | 328.3333 | 338.3333
96 | 2014001605 | 328 | 338
97 | 2014001605 | 327.6667 | 337.6667
98 | 2014001605 | 327.3333 | 337.3333
99 | 2014001605 | 327 | 337
100 | 2014001605 | 328.6667 | 338.6667
101 | 2014001605 | 330.3333 | 340.3333
102 | 2014001605 | 332 | 342
103 | 2014001605 | 334.3333 | 344.3333
104 | 2014001605 | 336.6667 | 346.6667
105 | 2014001605 | 339 | 349
106 | 2014001605 | 339.3333 | 349.3333
107 | 2014001605 | 339.6667 | 349.6667
108 | 2014001605 | 340 | 350
109 | 2014001605 | 342.3333 | 352.3333
110 | 2014001605 | 344.6667 | 354.6667
111 | 2014001605 | 347 | 357
112 | 2014001605 | 349.6667 | 359.6667
113 | 2014001605 | 352.3333 | 362.3333
114 | 2014001605 | 355 | 365
115 | 2014001605 | 360.3333 | 370.3333
116 | 2014001605 | 365.6667 | 375.6667
117 | 2014001605 | 371 | 381
118 | 2014001605 | 373.6667 | 383.6667
119 | 2014001605 | 376.3333 | 386.3333
120 | 2014001605 | 379 | 389
121 | 2014001605 | 383.3333 | 393.3333
122 | 2014001605 | 387.6667 | 377.6667
123 | 2014001605 | 392 | 382
124 | 2014001605 | 395.3333 | 385.3333
125 | 2014001605 | 398.6667 | 388.6667
126 | 2014001605 | 402 | 392
127 | 2014001605 | 404.3333 | 394.3333
128 | 2014001605 | 406.6667 | 396.6667
129 | 2014001605 | 409 | 399
130 | 2014001605 | 409 | 399
131 | 2014001605 | 409 | 399
132 | 2014001605 | 409 | 399
133 | 2014001605 | 408.3333 | 398.3333
134 | 2014001605 | 407.6667 | 397.6667
135 | 2014001605 | 407 | 397
136 | 2014001605 | 407 | 397
137 | 2014001605 | 407 | 397
138 | 2014001605 | 407 | 397
139 | 2014001605 | 407 | 397
140 | 2014001605 | 407 | 397
141 | 2014001605 | 407 | 397
142 | 2014001605 | 406 | 396
143 | 2014001605 | 405 | 395
0 | 2008004853 | 343 | 333
1 | 2008004853 | 344 | 334
2 | 2008004853 | 345 | 335
3 | 2008004853 | 346 | 336
4 | 2008004853 | 348 | 338
5 | 2008004853 | 350 | 340
6 | 2008004853 | 352 | 342
7 | 2008004853 | 353 | 343
8 | 2008004853 | 354 | 344
9 | 2008004853 | 355 | 345
10 | 2008004853 | 356.6667 | 346.6667
11 | 2008004853 | 358.3333 | 348.3333
12 | 2008004853 | 360 | 350
13 | 2008004853 | 363.6667 | 353.6667
14 | 2008004853 | 367.3333 | 357.3333
15 | 2008004853 | 371 | 361
16 | 2008004853 | 373.3333 | 363.3333
17 | 2008004853 | 375.6667 | 365.6667
18 | 2008004853 | 378 | 368
19 | 2008004853 | 378.6667 | 368.6667
20 | 2008004853 | 379.3333 | 369.3333
21 | 2008004853 | 380 | 370
22 | 2008004853 | 381.3333 | 371.3333
23 | 2008004853 | 382.6667 | 372.6667
24 | 2008004853 | 384 | 374
25 | 2008004853 | 385.3333 | 375.3333
26 | 2008004853 | 386.6667 | 376.6667
27 | 2008004853 | 388 | 378
28 | 2008004853 | 387 | 377
29 | 2008004853 | 386 | 376
30 | 2008004853 | 385 | 375
31 | 2008004853 | 383 | 373
32 | 2008004853 | 381 | 371
33 | 2008004853 | 379 | 369
34 | 2008004853 | 378.3333 | 368.3333
35 | 2008004853 | 377.6667 | 367.6667
36 | 2008004853 | 377 | 367
37 | 2008004853 | 377.3333 | 367.3333
38 | 2008004853 | 377.6667 | 367.6667
39 | 2008004853 | 378 | 368
40 | 2008004853 | 379.6667 | 369.6667
41 | 2008004853 | 381.3333 | 371.3333
42 | 2008004853 | 383 | 373
43 | 2008004853 | 385.3333 | 375.3333
44 | 2008004853 | 387.6667 | 377.6667
45 | 2008004853 | 390 | 380
46 | 2008004853 | 391.3333 | 381.3333
47 | 2008004853 | 392.6667 | 382.6667
48 | 2008004853 | 394 | 384
49 | 2008004853 | 393.3333 | 383.3333
50 | 2008004853 | 392.6667 | 382.6667
51 | 2008004853 | 392 | 382
52 | 2008004853 | 387.6667 | 377.6667
53 | 2008004853 | 383.3333 | 373.3333
54 | 2008004853 | 379 | 369
55 | 2008004853 | 372.3333 | 362.3333
56 | 2008004853 | 365.6667 | 355.6667
57 | 2008004853 | 359 | 349
58 | 2008004853 | 353.6667 | 343.6667
59 | 2008004853 | 348.3333 | 338.3333
60 | 2008004853 | 343 | 333
61 | 2008004853 | 338.3333 | 328.3333
62 | 2008004853 | 333.6667 | 323.6667
63 | 2008004853 | 329 | 319
64 | 2008004853 | 326 | 316
65 | 2008004853 | 323 | 313
66 | 2008004853 | 320 | 310
67 | 2008004853 | 318.3333 | 308.3333
68 | 2008004853 | 316.6667 | 306.6667
69 | 2008004853 | 315 | 305
70 | 2008004853 | 315.3333 | 305.3333
71 | 2008004853 | 315.6667 | 305.6667
72 | 2008004853 | 316 | 306
73 | 2008004853 | 316.3333 | 306.3333
74 | 2008004853 | 316.6667 | 306.6667
75 | 2008004853 | 317 | 307
76 | 2008004853 | 316.3333 | 306.3333
77 | 2008004853 | 315.6667 | 305.6667
78 | 2008004853 | 315 | 305
79 | 2008004853 | 314.6667 | 304.6667
80 | 2008004853 | 314.3333 | 304.3333
81 | 2008004853 | 314 | 304
82 | 2008004853 | 316.3333 | 306.3333
83 | 2008004853 | 318.6667 | 308.6667
84 | 2008004853 | 321 | 311
85 | 2008004853 | 323.3333 | 313.3333
86 | 2008004853 | 325.6667 | 315.6667
87 | 2008004853 | 328 | 318
88 | 2008004853 | 328.3333 | 318.3333
89 | 2008004853 | 328.6667 | 318.6667
90 | 2008004853 | 329 | 339
91 | 2008004853 | 329 | 339
92 | 2008004853 | 329 | 339
93 | 2008004853 | 329 | 339
94 | 2008004853 | 328.6667 | 338.6667
95 | 2008004853 | 328.3333 | 338.3333
96 | 2008004853 | 328 | 338
97 | 2008004853 | 327.6667 | 337.6667
98 | 2008004853 | 327.3333 | 337.3333
99 | 2008004853 | 327 | 337
100 | 2008004853 | 328.6667 | 338.6667
101 | 2008004853 | 330.3333 | 340.3333
102 | 2008004853 | 332 | 342
103 | 2008004853 | 334.3333 | 344.3333
104 | 2008004853 | 336.6667 | 346.6667
105 | 2008004853 | 339 | 349
106 | 2008004853 | 339.3333 | 349.3333
107 | 2008004853 | 339.6667 | 349.6667
108 | 2008004853 | 340 | 350
109 | 2008004853 | 342.3333 | 352.3333
110 | 2008004853 | 344.6667 | 354.6667
111 | 2008004853 | 347 | 357
112 | 2008004853 | 349.6667 | 359.6667
113 | 2008004853 | 352.3333 | 362.3333
114 | 2008004853 | 355 | 365
115 | 2008004853 | 360.3333 | 370.3333
116 | 2008004853 | 365.6667 | 375.6667
117 | 2008004853 | 371 | 381
118 | 2008004853 | 373.6667 | 383.6667
119 | 2008004853 | 376.3333 | 386.3333
120 | 2008004853 | 379 | 389
121 | 2008004853 | 383.3333 | 393.3333
122 | 2008004853 | 387.6667 | 377.6667
123 | 2008004853 | 392 | 382
124 | 2008004853 | 395.3333 | 385.3333
125 | 2008004853 | 398.6667 | 388.6667
126 | 2008004853 | 402 | 392
127 | 2008004853 | 404.3333 | 394.3333
128 | 2008004853 | 406.6667 | 396.6667
129 | 2008004853 | 409 | 399
130 | 2008004853 | 409 | 399
131 | 2008004853 | 409 | 399
132 | 2008004853 | 409 | 399
133 | 2008004853 | 408.3333 | 398.3333
134 | 2008004853 | 407.6667 | 397.6667
135 | 2008004853 | 407 | 397
136 | 2008004853 | 407 | 397
137 | 2008004853 | 407 | 397
138 | 2008004853 | 407 | 397
139 | 2008004853 | 407 | 397
140 | 2008004853 | 407 | 397
141 | 2008004853 | 407 | 397
142 | 2008004853 | 406 | 396
143 | 2008004853 | 405 | 395
0 | 2004006186 | 343 | 333
1 | 2004006186 | 344 | 334
2 | 2004006186 | 345 | 335
3 | 2004006186 | 346 | 336
4 | 2004006186 | 348 | 338
5 | 2004006186 | 350 | 340
6 | 2004006186 | 352 | 342
7 | 2004006186 | 353 | 343
8 | 2004006186 | 354 | 344
9 | 2004006186 | 355 | 345
10 | 2004006186 | 356.6667 | 346.6667
11 | 2004006186 | 358.3333 | 348.3333
12 | 2004006186 | 360 | 350
13 | 2004006186 | 363.6667 | 353.6667
14 | 2004006186 | 367.3333 | 357.3333
15 | 2004006186 | 371 | 361
16 | 2004006186 | 373.3333 | 363.3333
17 | 2004006186 | 375.6667 | 365.6667
18 | 2004006186 | 378 | 368
19 | 2004006186 | 378.6667 | 368.6667
20 | 2004006186 | 379.3333 | 369.3333
21 | 2004006186 | 380 | 370
22 | 2004006186 | 381.3333 | 371.3333
23 | 2004006186 | 382.6667 | 372.6667
24 | 2004006186 | 384 | 374
25 | 2004006186 | 385.3333 | 375.3333
26 | 2004006186 | 386.6667 | 376.6667
27 | 2004006186 | 388 | 378
28 | 2004006186 | 387 | 377
29 | 2004006186 | 386 | 376
30 | 2004006186 | 385 | 375
31 | 2004006186 | 383 | 373
32 | 2004006186 | 381 | 371
33 | 2004006186 | 379 | 369
34 | 2004006186 | 378.3333 | 368.3333
35 | 2004006186 | 377.6667 | 367.6667
36 | 2004006186 | 377 | 367
37 | 2004006186 | 377.3333 | 367.3333
38 | 2004006186 | 377.6667 | 367.6667
39 | 2004006186 | 378 | 368
40 | 2004006186 | 379.6667 | 369.6667
41 | 2004006186 | 381.3333 | 371.3333
42 | 2004006186 | 383 | 373
43 | 2004006186 | 385.3333 | 375.3333
44 | 2004006186 | 387.6667 | 377.6667
45 | 2004006186 | 390 | 380
46 | 2004006186 | 391.3333 | 381.3333
47 | 2004006186 | 392.6667 | 382.6667
48 | 2004006186 | 394 | 384
49 | 2004006186 | 393.3333 | 383.3333
50 | 2004006186 | 392.6667 | 382.6667
51 | 2004006186 | 392 | 382
52 | 2004006186 | 387.6667 | 377.6667
53 | 2004006186 | 383.3333 | 373.3333
54 | 2004006186 | 379 | 369
55 | 2004006186 | 372.3333 | 362.3333
56 | 2004006186 | 365.6667 | 355.6667
57 | 2004006186 | 359 | 349
58 | 2004006186 | 353.6667 | 343.6667
59 | 2004006186 | 348.3333 | 338.3333
60 | 2004006186 | 343 | 333
61 | 2004006186 | 338.3333 | 328.3333
62 | 2004006186 | 333.6667 | 323.6667
63 | 2004006186 | 329 | 319
64 | 2004006186 | 326 | 316
65 | 2004006186 | 323 | 313
66 | 2004006186 | 320 | 310
67 | 2004006186 | 318.3333 | 308.3333
68 | 2004006186 | 316.6667 | 306.6667
69 | 2004006186 | 315 | 305
70 | 2004006186 | 315.3333 | 305.3333
71 | 2004006186 | 315.6667 | 305.6667
72 | 2004006186 | 316 | 306
73 | 2004006186 | 316.3333 | 306.3333
74 | 2004006186 | 316.6667 | 306.6667
75 | 2004006186 | 317 | 307
76 | 2004006186 | 316.3333 | 306.3333
77 | 2004006186 | 315.6667 | 305.6667
78 | 2004006186 | 315 | 305
79 | 2004006186 | 314.6667 | 304.6667
80 | 2004006186 | 314.3333 | 304.3333
81 | 2004006186 | 314 | 304
82 | 2004006186 | 316.3333 | 306.3333
83 | 2004006186 | 318.6667 | 308.6667
84 | 2004006186 | 321 | 311
85 | 2004006186 | 323.3333 | 313.3333
86 | 2004006186 | 325.6667 | 315.6667
87 | 2004006186 | 328 | 318
88 | 2004006186 | 328.3333 | 318.3333
89 | 2004006186 | 328.6667 | 318.6667
90 | 2004006186 | 329 | 339
91 | 2004006186 | 329 | 339
92 | 2004006186 | 329 | 339
93 | 2004006186 | 329 | 339
94 | 2004006186 | 328.6667 | 338.6667
95 | 2004006186 | 328.3333 | 338.3333
96 | 2004006186 | 328 | 338
97 | 2004006186 | 327.6667 | 337.6667
98 | 2004006186 | 327.3333 | 337.3333
99 | 2004006186 | 327 | 337
100 | 2004006186 | 328.6667 | 338.6667
101 | 2004006186 | 330.3333 | 340.3333
102 | 2004006186 | 332 | 342
103 | 2004006186 | 334.3333 | 344.3333
104 | 2004006186 | 336.6667 | 346.6667
105 | 2004006186 | 339 | 349
106 | 2004006186 | 339.3333 | 349.3333
107 | 2004006186 | 339.6667 | 349.6667
108 | 2004006186 | 340 | 350
109 | 2004006186 | 342.3333 | 352.3333
110 | 2004006186 | 344.6667 | 354.6667
111 | 2004006186 | 347 | 357
112 | 2004006186 | 349.6667 | 359.6667
113 | 2004006186 | 352.3333 | 362.3333
114 | 2004006186 | 355 | 365
115 | 2004006186 | 360.3333 | 370.3333
116 | 2004006186 | 365.6667 | 375.6667
117 | 2004006186 | 371 | 381
118 | 2004006186 | 373.6667 | 383.6667
119 | 2004006186 | 376.3333 | 386.3333
120 | 2004006186 | 379 | 389
121 | 2004006186 | 383.3333 | 393.3333
122 | 2004006186 | 387.6667 | 377.6667
123 | 2004006186 | 392 | 382
124 | 2004006186 | 395.3333 | 385.3333
125 | 2004006186 | 398.6667 | 388.6667
126 | 2004006186 | 402 | 392
127 | 2004006186 | 404.3333 | 394.3333
128 | 2004006186 | 406.6667 | 396.6667
129 | 2004006186 | 409 | 399
130 | 2004006186 | 409 | 399
131 | 2004006186 | 409 | 399
132 | 2004006186 | 409 | 399
133 | 2004006186 | 408.3333 | 398.3333
134 | 2004006186 | 407.6667 | 397.6667
135 | 2004006186 | 407 | 397
136 | 2004006186 | 407 | 397
137 | 2004006186 | 407 | 397
138 | 2004006186 | 407 | 397
139 | 2004006186 | 407 | 397
140 | 2004006186 | 407 | 397
141 | 2004006186 | 407 | 397
142 | 2004006186 | 406 | 396
143 | 2004006186 | 405 | 395
0 | 2009009339 | 343 | 333
1 | 2009009339 | 344 | 334
2 | 2009009339 | 345 | 335
3 | 2009009339 | 346 | 336
4 | 2009009339 | 348 | 338
5 | 2009009339 | 350 | 340
6 | 2009009339 | 352 | 342
7 | 2009009339 | 353 | 343
8 | 2009009339 | 354 | 344
9 | 2009009339 | 355 | 345
10 | 2009009339 | 356.6667 | 346.6667
11 | 2009009339 | 358.3333 | 348.3333
12 | 2009009339 | 360 | 350
13 | 2009009339 | 363.6667 | 353.6667
14 | 2009009339 | 367.3333 | 357.3333
15 | 2009009339 | 371 | 361
16 | 2009009339 | 373.3333 | 363.3333
17 | 2009009339 | 375.6667 | 365.6667
18 | 2009009339 | 378 | 368
19 | 2009009339 | 378.6667 | 368.6667
20 | 2009009339 | 379.3333 | 369.3333
21 | 2009009339 | 380 | 370
22 | 2009009339 | 381.3333 | 371.3333
23 | 2009009339 | 382.6667 | 372.6667
24 | 2009009339 | 384 | 374
25 | 2009009339 | 385.3333 | 375.3333
26 | 2009009339 | 386.6667 | 376.6667
27 | 2009009339 | 388 | 378
28 | 2009009339 | 387 | 377
29 | 2009009339 | 386 | 376
30 | 2009009339 | 385 | 375
31 | 2009009339 | 383 | 373
32 | 2009009339 | 381 | 371
33 | 2009009339 | 379 | 369
34 | 2009009339 | 378.3333 | 368.3333
35 | 2009009339 | 377.6667 | 367.6667
36 | 2009009339 | 377 | 367
37 | 2009009339 | 377.3333 | 367.3333
38 | 2009009339 | 377.6667 | 367.6667
39 | 2009009339 | 378 | 368
40 | 2009009339 | 379.6667 | 369.6667
41 | 2009009339 | 381.3333 | 371.3333
42 | 2009009339 | 383 | 373
43 | 2009009339 | 385.3333 | 375.3333
44 | 2009009339 | 387.6667 | 377.6667
45 | 2009009339 | 390 | 380
46 | 2009009339 | 391.3333 | 381.3333
47 | 2009009339 | 392.6667 | 382.6667
48 | 2009009339 | 394 | 384
49 | 2009009339 | 393.3333 | 383.3333
50 | 2009009339 | 392.6667 | 382.6667
51 | 2009009339 | 392 | 382
52 | 2009009339 | 387.6667 | 377.6667
53 | 2009009339 | 383.3333 | 373.3333
54 | 2009009339 | 379 | 369
55 | 2009009339 | 372.3333 | 362.3333
56 | 2009009339 | 365.6667 | 355.6667
57 | 2009009339 | 359 | 349
58 | 2009009339 | 353.6667 | 343.6667
59 | 2009009339 | 348.3333 | 338.3333
60 | 2009009339 | 343 | 333
61 | 2009009339 | 338.3333 | 328.3333
62 | 2009009339 | 333.6667 | 323.6667
63 | 2009009339 | 329 | 319
64 | 2009009339 | 326 | 316
65 | 2009009339 | 323 | 313
66 | 2009009339 | 320 | 310
67 | 2009009339 | 318.3333 | 308.3333
68 | 2009009339 | 316.6667 | 306.6667
69 | 2009009339 | 315 | 305
70 | 2009009339 | 315.3333 | 305.3333
71 | 2009009339 | 315.6667 | 305.6667
72 | 2009009339 | 316 | 306
73 | 2009009339 | 316.3333 | 306.3333
74 | 2009009339 | 316.6667 | 306.6667
75 | 2009009339 | 317 | 307
76 | 2009009339 | 316.3333 | 306.3333
77 | 2009009339 | 315.6667 | 305.6667
78 | 2009009339 | 315 | 305
79 | 2009009339 | 314.6667 | 304.6667
80 | 2009009339 | 314.3333 | 304.3333
81 | 2009009339 | 314 | 304
82 | 2009009339 | 316.3333 | 306.3333
83 | 2009009339 | 318.6667 | 308.6667
84 | 2009009339 | 321 | 311
85 | 2009009339 | 323.3333 | 313.3333
86 | 2009009339 | 325.6667 | 315.6667
87 | 2009009339 | 328 | 318
88 | 2009009339 | 328.3333 | 318.3333
89 | 2009009339 | 328.6667 | 318.6667
90 | 2009009339 | 329 | 339
91 | 2009009339 | 329 | 339
92 | 2009009339 | 329 | 339
93 | 2009009339 | 329 | 339
94 | 2009009339 | 328.6667 | 338.6667
95 | 2009009339 | 328.3333 | 338.3333
96 | 2009009339 | 328 | 338
97 | 2009009339 | 327.6667 | 337.6667
98 | 2009009339 | 327.3333 | 337.3333
99 | 2009009339 | 327 | 337
100 | 2009009339 | 328.6667 | 338.6667
101 | 2009009339 | 330.3333 | 340.3333
102 | 2009009339 | 332 | 342
103 | 2009009339 | 334.3333 | 344.3333
104 | 2009009339 | 336.6667 | 346.6667
105 | 2009009339 | 339 | 349
106 | 2009009339 | 339.3333 | 349.3333
107 | 2009009339 | 339.6667 | 349.6667
108 | 2009009339 | 340 | 350
109 | 2009009339 | 342.3333 | 352.3333
110 | 2009009339 | 344.6667 | 354.6667
111 | 2009009339 | 347 | 357
112 | 2009009339 | 349.6667 | 359.6667
113 | 2009009339 | 352.3333 | 362.3333
114 | 2009009339 | 355 | 365
115 | 2009009339 | 360.3333 | 370.3333
116 | 2009009339 | 365.6667 | 375.6667
117 | 2009009339 | 371 | 381
118 | 2009009339 | 373.6667 | 383.6667
119 | 2009009339 | 376.3333 | 386.3333
120 | 2009009339 | 379 | 389
121 | 2009009339 | 383.3333 | 393.3333
122 | 2009009339 | 387.6667 | 377.6667
123 | 2009009339 | 392 | 382
124 | 2009009339 | 395.3333 | 385.3333
125 | 2009009339 | 398.6667 | 388.6667
126 | 2009009339 | 402 | 392
127 | 2009009339 | 404.3333 | 394.3333
128 | 2009009339 | 406.6667 | 396.6667
129 | 2009009339 | 409 | 399
130 | 2009009339 | 409 | 399
131 | 2009009339 | 409 | 399
132 | 2009009339 | 409 | 399
133 | 2009009339 | 408.3333 | 398.3333
134 | 2009009339 | 407.6667 | 397.6667
135 | 2009009339 | 407 | 397
136 | 2009009339 | 407 | 397
137 | 2009009339 | 407 | 397
138 | 2009009339 | 407 | 397
139 | 2009009339 | 407 | 397
140 | 2009009339 | 407 | 397
141 | 2009009339 | 407 | 397
142 | 2009009339 | 406 | 396
143 | 2009009339 | 405 | 395
0 | 2002006990 | 343 | 333
1 | 2002006990 | 344 | 334
2 | 2002006990 | 345 | 335
3 | 2002006990 | 346 | 336
4 | 2002006990 | 348 | 338
5 | 2002006990 | 350 | 340
6 | 2002006990 | 352 | 342
7 | 2002006990 | 353 | 343
8 | 2002006990 | 354 | 344
9 | 2002006990 | 355 | 345
10 | 2002006990 | 356.6667 | 346.6667
11 | 2002006990 | 358.3333 | 348.3333
12 | 2002006990 | 360 | 350
13 | 2002006990 | 363.6667 | 353.6667
14 | 2002006990 | 367.3333 | 357.3333
15 | 2002006990 | 371 | 361
16 | 2002006990 | 373.3333 | 363.3333
17 | 2002006990 | 375.6667 | 365.6667
18 | 2002006990 | 378 | 368
19 | 2002006990 | 378.6667 | 368.6667
20 | 2002006990 | 379.3333 | 369.3333
21 | 2002006990 | 380 | 370
22 | 2002006990 | 381.3333 | 371.3333
23 | 2002006990 | 382.6667 | 372.6667
24 | 2002006990 | 384 | 374
25 | 2002006990 | 385.3333 | 375.3333
26 | 2002006990 | 386.6667 | 376.6667
27 | 2002006990 | 388 | 378
28 | 2002006990 | 387 | 377
29 | 2002006990 | 386 | 376
30 | 2002006990 | 385 | 375
31 | 2002006990 | 383 | 373
32 | 2002006990 | 381 | 371
33 | 2002006990 | 379 | 369
34 | 2002006990 | 378.3333 | 368.3333
35 | 2002006990 | 377.6667 | 367.6667
36 | 2002006990 | 377 | 367
37 | 2002006990 | 377.3333 | 367.3333
38 | 2002006990 | 377.6667 | 367.6667
39 | 2002006990 | 378 | 368
40 | 2002006990 | 379.6667 | 369.6667
41 | 2002006990 | 381.3333 | 371.3333
42 | 2002006990 | 383 | 373
43 | 2002006990 | 385.3333 | 375.3333
44 | 2002006990 | 387.6667 | 377.6667
45 | 2002006990 | 390 | 380
46 | 2002006990 | 391.3333 | 381.3333
47 | 2002006990 | 392.6667 | 382.6667
48 | 2002006990 | 394 | 384
49 | 2002006990 | 393.3333 | 383.3333
50 | 2002006990 | 392.6667 | 382.6667
51 | 2002006990 | 392 | 382
52 | 2002006990 | 387.6667 | 377.6667
53 | 2002006990 | 383.3333 | 373.3333
54 | 2002006990 | 379 | 369
55 | 2002006990 | 372.3333 | 362.3333
56 | 2002006990 | 365.6667 | 355.6667
57 | 2002006990 | 359 | 349
58 | 2002006990 | 353.6667 | 343.6667
59 | 2002006990 | 348.3333 | 338.3333
60 | 2002006990 | 343 | 333
61 | 2002006990 | 338.3333 | 328.3333
62 | 2002006990 | 333.6667 | 323.6667
63 | 2002006990 | 329 | 319
64 | 2002006990 | 326 | 316
65 | 2002006990 | 323 | 313
66 | 2002006990 | 320 | 310
67 | 2002006990 | 318.3333 | 308.3333
68 | 2002006990 | 316.6667 | 306.6667
69 | 2002006990 | 315 | 305
70 | 2002006990 | 315.3333 | 305.3333
71 | 2002006990 | 315.6667 | 305.6667
72 | 2002006990 | 316 | 306
73 | 2002006990 | 316.3333 | 306.3333
74 | 2002006990 | 316.6667 | 306.6667
75 | 2002006990 | 317 | 307
76 | 2002006990 | 316.3333 | 306.3333
77 | 2002006990 | 315.6667 | 305.6667
78 | 2002006990 | 315 | 305
79 | 2002006990 | 314.6667 | 304.6667
80 | 2002006990 | 314.3333 | 304.3333
81 | 2002006990 | 314 | 304
82 | 2002006990 | 316.3333 | 306.3333
83 | 2002006990 | 318.6667 | 308.6667
84 | 2002006990 | 321 | 311
85 | 2002006990 | 323.3333 | 313.3333
86 | 2002006990 | 325.6667 | 315.6667
87 | 2002006990 | 328 | 318
88 | 2002006990 | 328.3333 | 318.3333
89 | 2002006990 | 328.6667 | 318.6667
90 | 2002006990 | 329 | 339
91 | 2002006990 | 329 | 339
92 | 2002006990 | 329 | 339
93 | 2002006990 | 329 | 339
94 | 2002006990 | 328.6667 | 338.6667
95 | 2002006990 | 328.3333 | 338.3333
96 | 2002006990 | 328 | 338
97 | 2002006990 | 327.6667 | 337.6667
98 | 2002006990 | 327.3333 | 337.3333
99 | 2002006990 | 327 | 337
100 | 2002006990 | 328.6667 | 338.6667
101 | 2002006990 | 330.3333 | 340.3333
102 | 2002006990 | 332 | 342
103 | 2002006990 | 334.3333 | 344.3333
104 | 2002006990 | 336.6667 | 346.6667
105 | 2002006990 | 339 | 349
106 | 2002006990 | 339.3333 | 349.3333
107 | 2002006990 | 339.6667 | 349.6667
108 | 2002006990 | 340 | 350
109 | 2002006990 | 342.3333 | 352.3333
110 | 2002006990 | 344.6667 | 354.6667
111 | 2002006990 | 347 | 357
112 | 2002006990 | 349.6667 | 359.6667
113 | 2002006990 | 352.3333 | 362.3333
114 | 2002006990 | 355 | 365
115 | 2002006990 | 360.3333 | 370.3333
116 | 2002006990 | 365.6667 | 375.6667
117 | 2002006990 | 371 | 381
118 | 2002006990 | 373.6667 | 383.6667
119 | 2002006990 | 376.3333 | 386.3333
120 | 2002006990 | 379 | 389
121 | 2002006990 | 383.3333 | 393.3333
122 | 2002006990 | 387.6667 | 377.6667
123 | 2002006990 | 392 | 382
124 | 2002006990 | 395.3333 | 385.3333
125 | 2002006990 | 398.6667 | 388.6667
126 | 2002006990 | 402 | 392
127 | 2002006990 | 404.3333 | 394.3333
128 | 2002006990 | 406.6667 | 396.6667
129 | 2002006990 | 409 | 399
130 | 2002006990 | 409 | 399
131 | 2002006990 | 409 | 399
132 | 2002006990 | 409 | 399
133 | 2002006990 | 408.3333 | 398.3333
134 | 2002006990 | 407.6667 | 397.6667
135 | 2002006990 | 407 | 397
136 | 2002006990 | 407 | 397
137 | 2002006990 | 407 | 397
138 | 2002006990 | 407 | 397
139 | 2002006990 | 407 | 397
140 | 2002006990 | 407 | 397
141 | 2002006990 | 407 | 397
142 | 2002006990 | 406 | 396
143 | 2002006990 | 405 | 395
0 | 2011001537 | 343 | 333
1 | 2011001537 | 344 | 334
2 | 2011001537 | 345 | 335
3 | 2011001537 | 346 | 336
4 | 2011001537 | 348 | 338
5 | 2011001537 | 350 | 340
6 | 2011001537 | 352 | 342
7 | 2011001537 | 353 | 343
8 | 2011001537 | 354 | 344
9 | 2011001537 | 355 | 345
10 | 2011001537 | 356.6667 | 346.6667
11 | 2011001537 | 358.3333 | 348.3333
12 | 2011001537 | 360 | 350
13 | 2011001537 | 363.6667 | 353.6667
14 | 2011001537 | 367.3333 | 357.3333
15 | 2011001537 | 371 | 361
16 | 2011001537 | 373.3333 | 363.3333
17 | 2011001537 | 375.6667 | 365.6667
18 | 2011001537 | 378 | 368
19 | 2011001537 | 378.6667 | 368.6667
20 | 2011001537 | 379.3333 | 369.3333
21 | 2011001537 | 380 | 370
22 | 2011001537 | 381.3333 | 371.3333
23 | 2011001537 | 382.6667 | 372.6667
24 | 2011001537 | 384 | 374
25 | 2011001537 | 385.3333 | 375.3333
26 | 2011001537 | 386.6667 | 376.6667
27 | 2011001537 | 388 | 378
28 | 2011001537 | 387 | 377
29 | 2011001537 | 386 | 376
30 | 2011001537 | 385 | 375
31 | 2011001537 | 383 | 373
32 | 2011001537 | 381 | 371
33 | 2011001537 | 379 | 369
34 | 2011001537 | 378.3333 | 368.3333
35 | 2011001537 | 377.6667 | 367.6667
36 | 2011001537 | 377 | 367
37 | 2011001537 | 377.3333 | 367.3333
38 | 2011001537 | 377.6667 | 367.6667
39 | 2011001537 | 378 | 368
40 | 2011001537 | 379.6667 | 369.6667
41 | 2011001537 | 381.3333 | 371.3333
42 | 2011001537 | 383 | 373
43 | 2011001537 | 385.3333 | 375.3333
44 | 2011001537 | 387.6667 | 377.6667
45 | 2011001537 | 390 | 380
46 | 2011001537 | 391.3333 | 381.3333
47 | 2011001537 | 392.6667 | 382.6667
48 | 2011001537 | 394 | 384
49 | 2011001537 | 393.3333 | 383.3333
50 | 2011001537 | 392.6667 | 382.6667
51 | 2011001537 | 392 | 382
52 | 2011001537 | 387.6667 | 377.6667
53 | 2011001537 | 383.3333 | 373.3333
54 | 2011001537 | 379 | 369
55 | 2011001537 | 372.3333 | 362.3333
56 | 2011001537 | 365.6667 | 355.6667
57 | 2011001537 | 359 | 349
58 | 2011001537 | 353.6667 | 343.6667
59 | 2011001537 | 348.3333 | 338.3333
60 | 2011001537 | 343 | 333
61 | 2011001537 | 338.3333 | 328.3333
62 | 2011001537 | 333.6667 | 323.6667
63 | 2011001537 | 329 | 319
64 | 2011001537 | 326 | 316
65 | 2011001537 | 323 | 313
66 | 2011001537 | 320 | 310
67 | 2011001537 | 318.3333 | 308.3333
68 | 2011001537 | 316.6667 | 306.6667
69 | 2011001537 | 315 | 305
70 | 2011001537 | 315.3333 | 305.3333
71 | 2011001537 | 315.6667 | 305.6667
72 | 2011001537 | 316 | 306
73 | 2011001537 | 316.3333 | 306.3333
74 | 2011001537 | 316.6667 | 306.6667
75 | 2011001537 | 317 | 307
76 | 2011001537 | 316.3333 | 306.3333
77 | 2011001537 | 315.6667 | 305.6667
78 | 2011001537 | 315 | 305
79 | 2011001537 | 314.6667 | 304.6667
80 | 2011001537 | 314.3333 | 304.3333
81 | 2011001537 | 314 | 304
82 | 2011001537 | 316.3333 | 306.3333
83 | 2011001537 | 318.6667 | 308.6667
84 | 2011001537 | 321 | 311
85 | 2011001537 | 323.3333 | 313.3333
86 | 2011001537 | 325.6667 | 315.6667
87 | 2011001537 | 328 | 318
88 | 2011001537 | 328.3333 | 318.3333
89 | 2011001537 | 328.6667 | 318.6667
90 | 2011001537 | 329 | 339
91 | 2011001537 | 329 | 339
92 | 2011001537 | 329 | 339
93 | 2011001537 | 329 | 339
94 | 2011001537 | 328.6667 | 338.6667
95 | 2011001537 | 328.3333 | 338.3333
96 | 2011001537 | 328 | 338
97 | 2011001537 | 327.6667 | 337.6667
98 | 2011001537 | 327.3333 | 337.3333
99 | 2011001537 | 327 | 337
100 | 2011001537 | 328.6667 | 338.6667
101 | 2011001537 | 330.3333 | 340.3333
102 | 2011001537 | 332 | 342
103 | 2011001537 | 334.3333 | 344.3333
104 | 2011001537 | 336.6667 | 346.6667
105 | 2011001537 | 339 | 349
106 | 2011001537 | 339.3333 | 349.3333
107 | 2011001537 | 339.6667 | 349.6667
108 | 2011001537 | 340 | 350
109 | 2011001537 | 342.3333 | 352.3333
110 | 2011001537 | 344.6667 | 354.6667
111 | 2011001537 | 347 | 357
112 | 2011001537 | 349.6667 | 359.6667
113 | 2011001537 | 352.3333 | 362.3333
114 | 2011001537 | 355 | 365
115 | 2011001537 | 360.3333 | 370.3333
116 | 2011001537 | 365.6667 | 375.6667
117 | 2011001537 | 371 | 381
118 | 2011001537 | 373.6667 | 383.6667
119 | 2011001537 | 376.3333 | 386.3333
120 | 2011001537 | 379 | 389
121 | 2011001537 | 383.3333 | 393.3333
122 | 2011001537 | 387.6667 | 377.6667
123 | 2011001537 | 392 | 382
124 | 2011001537 | 395.3333 | 385.3333
125 | 2011001537 | 398.6667 | 388.6667
126 | 2011001537 | 402 | 392
127 | 2011001537 | 404.3333 | 394.3333
128 | 2011001537 | 406.6667 | 396.6667
129 | 2011001537 | 409 | 399
130 | 2011001537 | 409 | 399
131 | 2011001537 | 409 | 399
132 | 2011001537 | 409 | 399
133 | 2011001537 | 408.3333 | 398.3333
134 | 2011001537 | 407.6667 | 397.6667
135 | 2011001537 | 407 | 397
136 | 2011001537 | 407 | 397
137 | 2011001537 | 407 | 397
138 | 2011001537 | 407 | 397
139 | 2011001537 | 407 | 397
140 | 2011001537 | 407 | 397
141 | 2011001537 | 407 | 397
142 | 2011001537 | 406 | 396
143 | 2011001537 | 405 | 395
0 | 2003000469 | 343 | 333
1 | 2003000469 | 344 | 334
2 | 2003000469 | 345 | 335
3 | 2003000469 | 346 | 336
4 | 2003000469 | 348 | 338
5 | 2003000469 | 350 | 340
6 | 2003000469 | 352 | 342
7 | 2003000469 | 353 | 343
8 | 2003000469 | 354 | 344
9 | 2003000469 | 355 | 345
10 | 2003000469 | 356.6667 | 346.6667
11 | 2003000469 | 358.3333 | 348.3333
12 | 2003000469 | 360 | 350
13 | 2003000469 | 363.6667 | 353.6667
14 | 2003000469 | 367.3333 | 357.3333
15 | 2003000469 | 371 | 361
16 | 2003000469 | 373.3333 | 363.3333
17 | 2003000469 | 375.6667 | 365.6667
18 | 2003000469 | 378 | 368
19 | 2003000469 | 378.6667 | 368.6667
20 | 2003000469 | 379.3333 | 369.3333
21 | 2003000469 | 380 | 370
22 | 2003000469 | 381.3333 | 371.3333
23 | 2003000469 | 382.6667 | 372.6667
24 | 2003000469 | 384 | 374
25 | 2003000469 | 385.3333 | 375.3333
26 | 2003000469 | 386.6667 | 376.6667
27 | 2003000469 | 388 | 378
28 | 2003000469 | 387 | 377
29 | 2003000469 | 386 | 376
30 | 2003000469 | 385 | 375
31 | 2003000469 | 383 | 373
32 | 2003000469 | 381 | 371
33 | 2003000469 | 379 | 369
34 | 2003000469 | 378.3333 | 368.3333
35 | 2003000469 | 377.6667 | 367.6667
36 | 2003000469 | 377 | 367
37 | 2003000469 | 377.3333 | 367.3333
38 | 2003000469 | 377.6667 | 367.6667
39 | 2003000469 | 378 | 368
40 | 2003000469 | 379.6667 | 369.6667
41 | 2003000469 | 381.3333 | 371.3333
42 | 2003000469 | 383 | 373
43 | 2003000469 | 385.3333 | 375.3333
44 | 2003000469 | 387.6667 | 377.6667
45 | 2003000469 | 390 | 380
46 | 2003000469 | 391.3333 | 381.3333
47 | 2003000469 | 392.6667 | 382.6667
48 | 2003000469 | 394 | 384
49 | 2003000469 | 393.3333 | 383.3333
50 | 2003000469 | 392.6667 | 382.6667
51 | 2003000469 | 392 | 382
52 | 2003000469 | 387.6667 | 377.6667
53 | 2003000469 | 383.3333 | 373.3333
54 | 2003000469 | 379 | 369
55 | 2003000469 | 372.3333 | 362.3333
56 | 2003000469 | 365.6667 | 355.6667
57 | 2003000469 | 359 | 349
58 | 2003000469 | 353.6667 | 343.6667
59 | 2003000469 | 348.3333 | 338.3333
60 | 2003000469 | 343 | 333
61 | 2003000469 | 338.3333 | 328.3333
62 | 2003000469 | 333.6667 | 323.6667
63 | 2003000469 | 329 | 319
64 | 2003000469 | 326 | 316
65 | 2003000469 | 323 | 313
66 | 2003000469 | 320 | 310
67 | 2003000469 | 318.3333 | 308.3333
68 | 2003000469 | 316.6667 | 306.6667
69 | 2003000469 | 315 | 305
70 | 2003000469 | 315.3333 | 305.3333
71 | 2003000469 | 315.6667 | 305.6667
72 | 2003000469 | 316 | 306
73 | 2003000469 | 316.3333 | 306.3333
74 | 2003000469 | 316.6667 | 306.6667
75 | 2003000469 | 317 | 307
76 | 2003000469 | 316.3333 | 306.3333
77 | 2003000469 | 315.6667 | 305.6667
78 | 2003000469 | 315 | 305
79 | 2003000469 | 314.6667 | 304.6667
80 | 2003000469 | 314.3333 | 304.3333
81 | 2003000469 | 314 | 304
82 | 2003000469 | 316.3333 | 306.3333
83 | 2003000469 | 318.6667 | 308.6667
84 | 2003000469 | 321 | 311
85 | 2003000469 | 323.3333 | 313.3333
86 | 2003000469 | 325.6667 | 315.6667
87 | 2003000469 | 328 | 318
88 | 2003000469 | 328.3333 | 318.3333
89 | 2003000469 | 328.6667 | 318.6667
90 | 2003000469 | 329 | 339
91 | 2003000469 | 329 | 339
92 | 2003000469 | 329 | 339
93 | 2003000469 | 329 | 339
94 | 2003000469 | 328.6667 | 338.6667
95 | 2003000469 | 328.3333 | 338.3333
96 | 2003000469 | 328 | 338
97 | 2003000469 | 327.6667 | 337.6667
98 | 2003000469 | 327.3333 | 337.3333
99 | 2003000469 | 327 | 337
100 | 2003000469 | 328.6667 | 338.6667
101 | 2003000469 | 330.3333 | 340.3333
102 | 2003000469 | 332 | 342
103 | 2003000469 | 334.3333 | 344.3333
104 | 2003000469 | 336.6667 | 346.6667
105 | 2003000469 | 339 | 349
106 | 2003000469 | 339.3333 | 349.3333
107 | 2003000469 | 339.6667 | 349.6667
108 | 2003000469 | 340 | 350
109 | 2003000469 | 342.3333 | 352.3333
110 | 2003000469 | 344.6667 | 354.6667
111 | 2003000469 | 347 | 357
112 | 2003000469 | 349.6667 | 359.6667
113 | 2003000469 | 352.3333 | 362.3333
114 | 2003000469 | 355 | 365
115 | 2003000469 | 360.3333 | 370.3333
116 | 2003000469 | 365.6667 | 375.6667
117 | 2003000469 | 371 | 381
118 | 2003000469 | 373.6667 | 383.6667
119 | 2003000469 | 376.3333 | 386.3333
120 | 2003000469 | 379 | 389
121 | 2003000469 | 383.3333 | 393.3333
122 | 2003000469 | 387.6667 | 377.6667
123 | 2003000469 | 392 | 382
124 | 2003000469 | 395.3333 | 385.3333
125 | 2003000469 | 398.6667 | 388.6667
126 | 2003000469 | 402 | 392
127 | 2003000469 | 404.3333 | 394.3333
128 | 2003000469 | 406.6667 | 396.6667
129 | 2003000469 | 409 | 399
130 | 2003000469 | 409 | 399
131 | 2003000469 | 409 | 399
132 | 2003000469 | 409 | 399
133 | 2003000469 | 408.3333 | 398.3333
134 | 2003000469 | 407.6667 | 397.6667
135 | 2003000469 | 407 | 397
136 | 2003000469 | 407 | 397
137 | 2003000469 | 407 | 397
138 | 2003000469 | 407 | 397
139 | 2003000469 | 407 | 397
140 | 2003000469 | 407 | 397
141 | 2003000469 | 407 | 397
142 | 2003000469 | 406 | 396
143 | 2003000469 | 405 | 395
0 | 2006010567 | 343 | 333
1 | 2006010567 | 344 | 334
2 | 2006010567 | 345 | 335
3 | 2006010567 | 346 | 336
4 | 2006010567 | 348 | 338
5 | 2006010567 | 350 | 340
6 | 2006010567 | 352 | 342
7 | 2006010567 | 353 | 343
8 | 2006010567 | 354 | 344
9 | 2006010567 | 355 | 345
10 | 2006010567 | 356.6667 | 346.6667
11 | 2006010567 | 358.3333 | 348.3333
12 | 2006010567 | 360 | 350
13 | 2006010567 | 363.6667 | 353.6667
14 | 2006010567 | 367.3333 | 357.3333
15 | 2006010567 | 371 | 361
16 | 2006010567 | 373.3333 | 363.3333
17 | 2006010567 | 375.6667 | 365.6667
18 | 2006010567 | 378 | 368
19 | 2006010567 | 378.6667 | 368.6667
20 | 2006010567 | 379.3333 | 369.3333
21 | 2006010567 | 380 | 370
22 | 2006010567 | 381.3333 | 371.3333
23 | 2006010567 | 382.6667 | 372.6667
24 | 2006010567 | 384 | 374
25 | 2006010567 | 385.3333 | 375.3333
26 | 2006010567 | 386.6667 | 376.6667
27 | 2006010567 | 388 | 378
28 | 2006010567 | 387 | 377
29 | 2006010567 | 386 | 376
30 | 2006010567 | 385 | 375
31 | 2006010567 | 383 | 373
32 | 2006010567 | 381 | 371
33 | 2006010567 | 379 | 369
34 | 2006010567 | 378.3333 | 368.3333
35 | 2006010567 | 377.6667 | 367.6667
36 | 2006010567 | 377 | 367
37 | 2006010567 | 377.3333 | 367.3333
38 | 2006010567 | 377.6667 | 367.6667
39 | 2006010567 | 378 | 368
40 | 2006010567 | 379.6667 | 369.6667
41 | 2006010567 | 381.3333 | 371.3333
42 | 2006010567 | 383 | 373
43 | 2006010567 | 385.3333 | 375.3333
44 | 2006010567 | 387.6667 | 377.6667
45 | 2006010567 | 390 | 380
46 | 2006010567 | 391.3333 | 381.3333
47 | 2006010567 | 392.6667 | 382.6667
48 | 2006010567 | 394 | 384
49 | 2006010567 | 393.3333 | 383.3333
50 | 2006010567 | 392.6667 | 382.6667
51 | 2006010567 | 392 | 382
52 | 2006010567 | 387.6667 | 377.6667
53 | 2006010567 | 383.3333 | 373.3333
54 | 2006010567 | 379 | 369
55 | 2006010567 | 372.3333 | 362.3333
56 | 2006010567 | 365.6667 | 355.6667
57 | 2006010567 | 359 | 349
58 | 2006010567 | 353.6667 | 343.6667
59 | 2006010567 | 348.3333 | 338.3333
60 | 2006010567 | 343 | 333
61 | 2006010567 | 338.3333 | 328.3333
62 | 2006010567 | 333.6667 | 323.6667
63 | 2006010567 | 329 | 319
64 | 2006010567 | 326 | 316
65 | 2006010567 | 323 | 313
66 | 2006010567 | 320 | 310
67 | 2006010567 | 318.3333 | 308.3333
68 | 2006010567 | 316.6667 | 306.6667
69 | 2006010567 | 315 | 305
70 | 2006010567 | 315.3333 | 305.3333
71 | 2006010567 | 315.6667 | 305.6667
72 | 2006010567 | 316 | 306
73 | 2006010567 | 316.3333 | 306.3333
74 | 2006010567 | 316.6667 | 306.6667
75 | 2006010567 | 317 | 307
76 | 2006010567 | 316.3333 | 306.3333
77 | 2006010567 | 315.6667 | 305.6667
78 | 2006010567 | 315 | 305
79 | 2006010567 | 314.6667 | 304.6667
80 | 2006010567 | 314.3333 | 304.3333
81 | 2006010567 | 314 | 304
82 | 2006010567 | 316.3333 | 306.3333
83 | 2006010567 | 318.6667 | 308.6667
84 | 2006010567 | 321 | 311
85 | 2006010567 | 323.3333 | 313.3333
86 | 2006010567 | 325.6667 | 315.6667
87 | 2006010567 | 328 | 318
88 | 2006010567 | 328.3333 | 318.3333
89 | 2006010567 | 328.6667 | 318.6667
90 | 2006010567 | 329 | 339
91 | 2006010567 | 329 | 339
92 | 2006010567 | 329 | 339
93 | 2006010567 | 329 | 339
94 | 2006010567 | 328.6667 | 338.6667
95 | 2006010567 | 328.3333 | 338.3333
96 | 2006010567 | 328 | 338
97 | 2006010567 | 327.6667 | 337.6667
98 | 2006010567 | 327.3333 | 337.3333
99 | 2006010567 | 327 | 337
100 | 2006010567 | 328.6667 | 338.6667
101 | 2006010567 | 330.3333 | 340.3333
102 | 2006010567 | 332 | 342
103 | 2006010567 | 334.3333 | 344.3333
104 | 2006010567 | 336.6667 | 346.6667
105 | 2006010567 | 339 | 349
106 | 2006010567 | 339.3333 | 349.3333
107 | 2006010567 | 339.6667 | 349.6667
108 | 2006010567 | 340 | 350
109 | 2006010567 | 342.3333 | 352.3333
110 | 2006010567 | 344.6667 | 354.6667
111 | 2006010567 | 347 | 357
112 | 2006010567 | 349.6667 | 359.6667
113 | 2006010567 | 352.3333 | 362.3333
114 | 2006010567 | 355 | 365
115 | 2006010567 | 360.3333 | 370.3333
116 | 2006010567 | 365.6667 | 375.6667
117 | 2006010567 | 371 | 381
118 | 2006010567 | 373.6667 | 383.6667
119 | 2006010567 | 376.3333 | 386.3333
120 | 2006010567 | 379 | 389
121 | 2006010567 | 383.3333 | 393.3333
122 | 2006010567 | 387.6667 | 377.6667
123 | 2006010567 | 392 | 382
124 | 2006010567 | 395.3333 | 385.3333
125 | 2006010567 | 398.6667 | 388.6667
126 | 2006010567 | 402 | 392
127 | 2006010567 | 404.3333 | 394.3333
128 | 2006010567 | 406.6667 | 396.6667
129 | 2006010567 | 409 | 399
130 | 2006010567 | 409 | 399
131 | 2006010567 | 409 | 399
132 | 2006010567 | 409 | 399
133 | 2006010567 | 408.3333 | 398.3333
134 | 2006010567 | 407.6667 | 397.6667
135 | 2006010567 | 407 | 397
136 | 2006010567 | 407 | 397
137 | 2006010567 | 407 | 397
138 | 2006010567 | 407 | 397
139 | 2006010567 | 407 | 397
140 | 2006010567 | 407 | 397
141 | 2006010567 | 407 | 397
142 | 2006010567 | 406 | 396
143 | 2006010567 | 405 | 395
0 | 2014004160 | 343 | 333
1 | 2014004160 | 344 | 334
2 | 2014004160 | 345 | 335
3 | 2014004160 | 346 | 336
4 | 2014004160 | 348 | 338
5 | 2014004160 | 350 | 340
6 | 2014004160 | 352 | 342
7 | 2014004160 | 353 | 343
8 | 2014004160 | 354 | 344
9 | 2014004160 | 355 | 345
10 | 2014004160 | 356.6667 | 346.6667
11 | 2014004160 | 358.3333 | 348.3333
12 | 2014004160 | 360 | 350
13 | 2014004160 | 363.6667 | 353.6667
14 | 2014004160 | 367.3333 | 357.3333
15 | 2014004160 | 371 | 361
16 | 2014004160 | 373.3333 | 363.3333
17 | 2014004160 | 375.6667 | 365.6667
18 | 2014004160 | 378 | 368
19 | 2014004160 | 378.6667 | 368.6667
20 | 2014004160 | 379.3333 | 369.3333
21 | 2014004160 | 380 | 370
22 | 2014004160 | 381.3333 | 371.3333
23 | 2014004160 | 382.6667 | 372.6667
24 | 2014004160 | 384 | 374
25 | 2014004160 | 385.3333 | 375.3333
26 | 2014004160 | 386.6667 | 376.6667
27 | 2014004160 | 388 | 378
28 | 2014004160 | 387 | 377
29 | 2014004160 | 386 | 376
30 | 2014004160 | 385 | 375
31 | 2014004160 | 383 | 373
32 | 2014004160 | 381 | 371
33 | 2014004160 | 379 | 369
34 | 2014004160 | 378.3333 | 368.3333
35 | 2014004160 | 377.6667 | 367.6667
36 | 2014004160 | 377 | 367
37 | 2014004160 | 377.3333 | 367.3333
38 | 2014004160 | 377.6667 | 367.6667
39 | 2014004160 | 378 | 368
40 | 2014004160 | 379.6667 | 369.6667
41 | 2014004160 | 381.3333 | 371.3333
42 | 2014004160 | 383 | 373
43 | 2014004160 | 385.3333 | 375.3333
44 | 2014004160 | 387.6667 | 377.6667
45 | 2014004160 | 390 | 380
46 | 2014004160 | 391.3333 | 381.3333
47 | 2014004160 | 392.6667 | 382.6667
48 | 2014004160 | 394 | 384
49 | 2014004160 | 393.3333 | 383.3333
50 | 2014004160 | 392.6667 | 382.6667
51 | 2014004160 | 392 | 382
52 | 2014004160 | 387.6667 | 377.6667
53 | 2014004160 | 383.3333 | 373.3333
54 | 2014004160 | 379 | 369
55 | 2014004160 | 372.3333 | 362.3333
56 | 2014004160 | 365.6667 | 355.6667
57 | 2014004160 | 359 | 349
58 | 2014004160 | 353.6667 | 343.6667
59 | 2014004160 | 348.3333 | 338.3333
60 | 2014004160 | 343 | 333
61 | 2014004160 | 338.3333 | 328.3333
62 | 2014004160 | 333.6667 | 323.6667
63 | 2014004160 | 329 | 319
64 | 2014004160 | 326 | 316
65 | 2014004160 | 323 | 313
66 | 2014004160 | 320 | 310
67 | 2014004160 | 318.3333 | 308.3333
68 | 2014004160 | 316.6667 | 306.6667
69 | 2014004160 | 315 | 305
70 | 2014004160 | 315.3333 | 305.3333
71 | 2014004160 | 315.6667 | 305.6667
72 | 2014004160 | 316 | 306
73 | 2014004160 | 316.3333 | 306.3333
74 | 2014004160 | 316.6667 | 306.6667
75 | 2014004160 | 317 | 307
76 | 2014004160 | 316.3333 | 306.3333
77 | 2014004160 | 315.6667 | 305.6667
78 | 2014004160 | 315 | 305
79 | 2014004160 | 314.6667 | 304.6667
80 | 2014004160 | 314.3333 | 304.3333
81 | 2014004160 | 314 | 304
82 | 2014004160 | 316.3333 | 306.3333
83 | 2014004160 | 318.6667 | 308.6667
84 | 2014004160 | 321 | 311
85 | 2014004160 | 323.3333 | 313.3333
86 | 2014004160 | 325.6667 | 315.6667
87 | 2014004160 | 328 | 318
88 | 2014004160 | 328.3333 | 318.3333
89 | 2014004160 | 328.6667 | 318.6667
90 | 2014004160 | 329 | 339
91 | 2014004160 | 329 | 339
92 | 2014004160 | 329 | 339
93 | 2014004160 | 329 | 339
94 | 2014004160 | 328.6667 | 338.6667
95 | 2014004160 | 328.3333 | 338.3333
96 | 2014004160 | 328 | 338
97 | 2014004160 | 327.6667 | 337.6667
98 | 2014004160 | 327.3333 | 337.3333
99 | 2014004160 | 327 | 337
100 | 2014004160 | 328.6667 | 338.6667
101 | 2014004160 | 330.3333 | 340.3333
102 | 2014004160 | 332 | 342
103 | 2014004160 | 334.3333 | 344.3333
104 | 2014004160 | 336.6667 | 346.6667
105 | 2014004160 | 339 | 349
106 | 2014004160 | 339.3333 | 349.3333
107 | 2014004160 | 339.6667 | 349.6667
108 | 2014004160 | 340 | 350
109 | 2014004160 | 342.3333 | 352.3333
110 | 2014004160 | 344.6667 | 354.6667
111 | 2014004160 | 347 | 357
112 | 2014004160 | 349.6667 | 359.6667
113 | 2014004160 | 352.3333 | 362.3333
114 | 2014004160 | 355 | 365
115 | 2014004160 | 360.3333 | 370.3333
116 | 2014004160 | 365.6667 | 375.6667
117 | 2014004160 | 371 | 381
118 | 2014004160 | 373.6667 | 383.6667
119 | 2014004160 | 376.3333 | 386.3333
120 | 2014004160 | 379 | 389
121 | 2014004160 | 383.3333 | 393.3333
122 | 2014004160 | 387.6667 | 377.6667
123 | 2014004160 | 392 | 382
124 | 2014004160 | 395.3333 | 385.3333
125 | 2014004160 | 398.6667 | 388.6667
126 | 2014004160 | 402 | 392
127 | 2014004160 | 404.3333 | 394.3333
128 | 2014004160 | 406.6667 | 396.6667
129 | 2014004160 | 409 | 399
130 | 2014004160 | 409 | 399
131 | 2014004160 | 409 | 399
132 | 2014004160 | 409 | 399
133 | 2014004160 | 408.3333 | 398.3333
134 | 2014004160 | 407.6667 | 397.6667
135 | 2014004160 | 407 | 397
136 | 2014004160 | 407 | 397
137 | 2014004160 | 407 | 397
138 | 2014004160 | 407 | 397
139 | 2014004160 | 407 | 397
140 | 2014004160 | 407 | 397
141 | 2014004160 | 407 | 397
142 | 2014004160 | 406 | 396
143 | 2014004160 | 405 | 395
0 | 2002009718 | 343 | 333
1 | 2002009718 | 344 | 334
2 | 2002009718 | 345 | 335
3 | 2002009718 | 346 | 336
4 | 2002009718 | 348 | 338
5 | 2002009718 | 350 | 340
6 | 2002009718 | 352 | 342
7 | 2002009718 | 353 | 343
8 | 2002009718 | 354 | 344
9 | 2002009718 | 355 | 345
10 | 2002009718 | 356.6667 | 346.6667
11 | 2002009718 | 358.3333 | 348.3333
12 | 2002009718 | 360 | 350
13 | 2002009718 | 363.6667 | 353.6667
14 | 2002009718 | 367.3333 | 357.3333
15 | 2002009718 | 371 | 361
16 | 2002009718 | 373.3333 | 363.3333
17 | 2002009718 | 375.6667 | 365.6667
18 | 2002009718 | 378 | 368
19 | 2002009718 | 378.6667 | 368.6667
20 | 2002009718 | 379.3333 | 369.3333
21 | 2002009718 | 380 | 370
22 | 2002009718 | 381.3333 | 371.3333
23 | 2002009718 | 382.6667 | 372.6667
24 | 2002009718 | 384 | 374
25 | 2002009718 | 385.3333 | 375.3333
26 | 2002009718 | 386.6667 | 376.6667
27 | 2002009718 | 388 | 378
28 | 2002009718 | 387 | 377
29 | 2002009718 | 386 | 376
30 | 2002009718 | 385 | 375
31 | 2002009718 | 383 | 373
32 | 2002009718 | 381 | 371
33 | 2002009718 | 379 | 369
34 | 2002009718 | 378.3333 | 368.3333
35 | 2002009718 | 377.6667 | 367.6667
36 | 2002009718 | 377 | 367
37 | 2002009718 | 377.3333 | 367.3333
38 | 2002009718 | 377.6667 | 367.6667
39 | 2002009718 | 378 | 368
40 | 2002009718 | 379.6667 | 369.6667
41 | 2002009718 | 381.3333 | 371.3333
42 | 2002009718 | 383 | 373
43 | 2002009718 | 385.3333 | 375.3333
44 | 2002009718 | 387.6667 | 377.6667
45 | 2002009718 | 390 | 380
46 | 2002009718 | 391.3333 | 381.3333
47 | 2002009718 | 392.6667 | 382.6667
48 | 2002009718 | 394 | 384
49 | 2002009718 | 393.3333 | 383.3333
50 | 2002009718 | 392.6667 | 382.6667
51 | 2002009718 | 392 | 382
52 | 2002009718 | 387.6667 | 377.6667
53 | 2002009718 | 383.3333 | 373.3333
54 | 2002009718 | 379 | 369
55 | 2002009718 | 372.3333 | 362.3333
56 | 2002009718 | 365.6667 | 355.6667
57 | 2002009718 | 359 | 349
58 | 2002009718 | 353.6667 | 343.6667
59 | 2002009718 | 348.3333 | 338.3333
60 | 2002009718 | 343 | 333
61 | 2002009718 | 338.3333 | 328.3333
62 | 2002009718 | 333.6667 | 323.6667
63 | 2002009718 | 329 | 319
64 | 2002009718 | 326 | 316
65 | 2002009718 | 323 | 313
66 | 2002009718 | 320 | 310
67 | 2002009718 | 318.3333 | 308.3333
68 | 2002009718 | 316.6667 | 306.6667
69 | 2002009718 | 315 | 305
70 | 2002009718 | 315.3333 | 305.3333
71 | 2002009718 | 315.6667 | 305.6667
72 | 2002009718 | 316 | 306
73 | 2002009718 | 316.3333 | 306.3333
74 | 2002009718 | 316.6667 | 306.6667
75 | 2002009718 | 317 | 307
76 | 2002009718 | 316.3333 | 306.3333
77 | 2002009718 | 315.6667 | 305.6667
78 | 2002009718 | 315 | 305
79 | 2002009718 | 314.6667 | 304.6667
80 | 2002009718 | 314.3333 | 304.3333
81 | 2002009718 | 314 | 304
82 | 2002009718 | 316.3333 | 306.3333
83 | 2002009718 | 318.6667 | 308.6667
84 | 2002009718 | 321 | 311
85 | 2002009718 | 323.3333 | 313.3333
86 | 2002009718 | 325.6667 | 315.6667
87 | 2002009718 | 328 | 318
88 | 2002009718 | 328.3333 | 318.3333
89 | 2002009718 | 328.6667 | 318.6667
90 | 2002009718 | 329 | 339
91 | 2002009718 | 329 | 339
92 | 2002009718 | 329 | 339
93 | 2002009718 | 329 | 339
94 | 2002009718 | 328.6667 | 338.6667
95 | 2002009718 | 328.3333 | 338.3333
96 | 2002009718 | 328 | 338
97 | 2002009718 | 327.6667 | 337.6667
98 | 2002009718 | 327.3333 | 337.3333
99 | 2002009718 | 327 | 337
100 | 2002009718 | 328.6667 | 338.6667
101 | 2002009718 | 330.3333 | 340.3333
102 | 2002009718 | 332 | 342
103 | 2002009718 | 334.3333 | 344.3333
104 | 2002009718 | 336.6667 | 346.6667
105 | 2002009718 | 339 | 349
106 | 2002009718 | 339.3333 | 349.3333
107 | 2002009718 | 339.6667 | 349.6667
108 | 2002009718 | 340 | 350
109 | 2002009718 | 342.3333 | 352.3333
110 | 2002009718 | 344.6667 | 354.6667
111 | 2002009718 | 347 | 357
112 | 2002009718 | 349.6667 | 359.6667
113 | 2002009718 | 352.3333 | 362.3333
114 | 2002009718 | 355 | 365
115 | 2002009718 | 360.3333 | 370.3333
116 | 2002009718 | 365.6667 | 375.6667
117 | 2002009718 | 371 | 381
118 | 2002009718 | 373.6667 | 383.6667
119 | 2002009718 | 376.3333 | 386.3333
120 | 2002009718 | 379 | 389
121 | 2002009718 | 383.3333 | 393.3333
122 | 2002009718 | 387.6667 | 377.6667
123 | 2002009718 | 392 | 382
124 | 2002009718 | 395.3333 | 385.3333
125 | 2002009718 | 398.6667 | 388.6667
126 | 2002009718 | 402 | 392
127 | 2002009718 | 404.3333 | 394.3333
128 | 2002009718 | 406.6667 | 396.6667
129 | 2002009718 | 409 | 399
130 | 2002009718 | 409 | 399
131 | 2002009718 | 409 | 399
132 | 2002009718 | 409 | 399
133 | 2002009718 | 408.3333 | 398.3333
134 | 2002009718 | 407.6667 | 397.6667
135 | 2002009718 | 407 | 397
136 | 2002009718 | 407 | 397
137 | 2002009718 | 407 | 397
138 | 2002009718 | 407 | 397
139 | 2002009718 | 407 | 397
140 | 2002009718 | 407 | 397
141 | 2002009718 | 407 | 397
142 | 2002009718 | 406 | 396
143 | 2002009718 | 405 | 395
0 | 2002003547 | 343 | 333
1 | 2002003547 | 344 | 334
2 | 2002003547 | 345 | 335
3 | 2002003547 | 346 | 336
4 | 2002003547 | 348 | 338
5 | 2002003547 | 350 | 340
6 | 2002003547 | 352 | 342
7 | 2002003547 | 353 | 343
8 | 2002003547 | 354 | 344
9 | 2002003547 | 355 | 345
10 | 2002003547 | 356.6667 | 346.6667
11 | 2002003547 | 358.3333 | 348.3333
12 | 2002003547 | 360 | 350
13 | 2002003547 | 363.6667 | 353.6667
14 | 2002003547 | 367.3333 | 357.3333
15 | 2002003547 | 371 | 361
16 | 2002003547 | 373.3333 | 363.3333
17 | 2002003547 | 375.6667 | 365.6667
18 | 2002003547 | 378 | 368
19 | 2002003547 | 378.6667 | 368.6667
20 | 2002003547 | 379.3333 | 369.3333
21 | 2002003547 | 380 | 370
22 | 2002003547 | 381.3333 | 371.3333
23 | 2002003547 | 382.6667 | 372.6667
24 | 2002003547 | 384 | 374
25 | 2002003547 | 385.3333 | 375.3333
26 | 2002003547 | 386.6667 | 376.6667
27 | 2002003547 | 388 | 378
28 | 2002003547 | 387 | 377
29 | 2002003547 | 386 | 376
30 | 2002003547 | 385 | 375
31 | 2002003547 | 383 | 373
32 | 2002003547 | 381 | 371
33 | 2002003547 | 379 | 369
34 | 2002003547 | 378.3333 | 368.3333
35 | 2002003547 | 377.6667 | 367.6667
36 | 2002003547 | 377 | 367
37 | 2002003547 | 377.3333 | 367.3333
38 | 2002003547 | 377.6667 | 367.6667
39 | 2002003547 | 378 | 368
40 | 2002003547 | 379.6667 | 369.6667
41 | 2002003547 | 381.3333 | 371.3333
42 | 2002003547 | 383 | 373
43 | 2002003547 | 385.3333 | 375.3333
44 | 2002003547 | 387.6667 | 377.6667
45 | 2002003547 | 390 | 380
46 | 2002003547 | 391.3333 | 381.3333
47 | 2002003547 | 392.6667 | 382.6667
48 | 2002003547 | 394 | 384
49 | 2002003547 | 393.3333 | 383.3333
50 | 2002003547 | 392.6667 | 382.6667
51 | 2002003547 | 392 | 382
52 | 2002003547 | 387.6667 | 377.6667
53 | 2002003547 | 383.3333 | 373.3333
54 | 2002003547 | 379 | 369
55 | 2002003547 | 372.3333 | 362.3333
56 | 2002003547 | 365.6667 | 355.6667
57 | 2002003547 | 359 | 349
58 | 2002003547 | 353.6667 | 343.6667
59 | 2002003547 | 348.3333 | 338.3333
60 | 2002003547 | 343 | 333
61 | 2002003547 | 338.3333 | 328.3333
62 | 2002003547 | 333.6667 | 323.6667
63 | 2002003547 | 329 | 319
64 | 2002003547 | 326 | 316
65 | 2002003547 | 323 | 313
66 | 2002003547 | 320 | 310
67 | 2002003547 | 318.3333 | 308.3333
68 | 2002003547 | 316.6667 | 306.6667
69 | 2002003547 | 315 | 305
70 | 2002003547 | 315.3333 | 305.3333
71 | 2002003547 | 315.6667 | 305.6667
72 | 2002003547 | 316 | 306
73 | 2002003547 | 316.3333 | 306.3333
74 | 2002003547 | 316.6667 | 306.6667
75 | 2002003547 | 317 | 307
76 | 2002003547 | 316.3333 | 306.3333
77 | 2002003547 | 315.6667 | 305.6667
78 | 2002003547 | 315 | 305
79 | 2002003547 | 314.6667 | 304.6667
80 | 2002003547 | 314.3333 | 304.3333
81 | 2002003547 | 314 | 304
82 | 2002003547 | 316.3333 | 306.3333
83 | 2002003547 | 318.6667 | 308.6667
84 | 2002003547 | 321 | 311
85 | 2002003547 | 323.3333 | 313.3333
86 | 2002003547 | 325.6667 | 315.6667
87 | 2002003547 | 328 | 318
88 | 2002003547 | 328.3333 | 318.3333
89 | 2002003547 | 328.6667 | 318.6667
90 | 2002003547 | 329 | 339
91 | 2002003547 | 329 | 339
92 | 2002003547 | 329 | 339
93 | 2002003547 | 329 | 339
94 | 2002003547 | 328.6667 | 338.6667
95 | 2002003547 | 328.3333 | 338.3333
96 | 2002003547 | 328 | 338
97 | 2002003547 | 327.6667 | 337.6667
98 | 2002003547 | 327.3333 | 337.3333
99 | 2002003547 | 327 | 337
100 | 2002003547 | 328.6667 | 338.6667
101 | 2002003547 | 330.3333 | 340.3333
102 | 2002003547 | 332 | 342
103 | 2002003547 | 334.3333 | 344.3333
104 | 2002003547 | 336.6667 | 346.6667
105 | 2002003547 | 339 | 349
106 | 2002003547 | 339.3333 | 349.3333
107 | 2002003547 | 339.6667 | 349.6667
108 | 2002003547 | 340 | 350
109 | 2002003547 | 342.3333 | 352.3333
110 | 2002003547 | 344.6667 | 354.6667
111 | 2002003547 | 347 | 357
112 | 2002003547 | 349.6667 | 359.6667
113 | 2002003547 | 352.3333 | 362.3333
114 | 2002003547 | 355 | 365
115 | 2002003547 | 360.3333 | 370.3333
116 | 2002003547 | 365.6667 | 375.6667
117 | 2002003547 | 371 | 381
118 | 2002003547 | 373.6667 | 383.6667
119 | 2002003547 | 376.3333 | 386.3333
120 | 2002003547 | 379 | 389
121 | 2002003547 | 383.3333 | 393.3333
122 | 2002003547 | 387.6667 | 377.6667
123 | 2002003547 | 392 | 382
124 | 2002003547 | 395.3333 | 385.3333
125 | 2002003547 | 398.6667 | 388.6667
126 | 2002003547 | 402 | 392
127 | 2002003547 | 404.3333 | 394.3333
128 | 2002003547 | 406.6667 | 396.6667
129 | 2002003547 | 409 | 399
130 | 2002003547 | 409 | 399
131 | 2002003547 | 409 | 399
132 | 2002003547 | 409 | 399
133 | 2002003547 | 408.3333 | 398.3333
134 | 2002003547 | 407.6667 | 397.6667
135 | 2002003547 | 407 | 397
136 | 2002003547 | 407 | 397
137 | 2002003547 | 407 | 397
138 | 2002003547 | 407 | 397
139 | 2002003547 | 407 | 397
140 | 2002003547 | 407 | 397
141 | 2002003547 | 407 | 397
142 | 2002003547 | 406 | 396
143 | 2002003547 | 405 | 395
0 | 2015007551 | 343 | 333
1 | 2015007551 | 344 | 334
2 | 2015007551 | 345 | 335
3 | 2015007551 | 346 | 336
4 | 2015007551 | 348 | 338
5 | 2015007551 | 350 | 340
6 | 2015007551 | 352 | 342
7 | 2015007551 | 353 | 343
8 | 2015007551 | 354 | 344
9 | 2015007551 | 355 | 345
10 | 2015007551 | 356.6667 | 346.6667
11 | 2015007551 | 358.3333 | 348.3333
12 | 2015007551 | 360 | 350
13 | 2015007551 | 363.6667 | 353.6667
14 | 2015007551 | 367.3333 | 357.3333
15 | 2015007551 | 371 | 361
16 | 2015007551 | 373.3333 | 363.3333
17 | 2015007551 | 375.6667 | 365.6667
18 | 2015007551 | 378 | 368
19 | 2015007551 | 378.6667 | 368.6667
20 | 2015007551 | 379.3333 | 369.3333
21 | 2015007551 | 380 | 370
22 | 2015007551 | 381.3333 | 371.3333
23 | 2015007551 | 382.6667 | 372.6667
24 | 2015007551 | 384 | 374
25 | 2015007551 | 385.3333 | 375.3333
26 | 2015007551 | 386.6667 | 376.6667
27 | 2015007551 | 388 | 378
28 | 2015007551 | 387 | 377
29 | 2015007551 | 386 | 376
30 | 2015007551 | 385 | 375
31 | 2015007551 | 383 | 373
32 | 2015007551 | 381 | 371
33 | 2015007551 | 379 | 369
34 | 2015007551 | 378.3333 | 368.3333
35 | 2015007551 | 377.6667 | 367.6667
36 | 2015007551 | 377 | 367
37 | 2015007551 | 377.3333 | 367.3333
38 | 2015007551 | 377.6667 | 367.6667
39 | 2015007551 | 378 | 368
40 | 2015007551 | 379.6667 | 369.6667
41 | 2015007551 | 381.3333 | 371.3333
42 | 2015007551 | 383 | 373
43 | 2015007551 | 385.3333 | 375.3333
44 | 2015007551 | 387.6667 | 377.6667
45 | 2015007551 | 390 | 380
46 | 2015007551 | 391.3333 | 381.3333
47 | 2015007551 | 392.6667 | 382.6667
48 | 2015007551 | 394 | 384
49 | 2015007551 | 393.3333 | 383.3333
50 | 2015007551 | 392.6667 | 382.6667
51 | 2015007551 | 392 | 382
52 | 2015007551 | 387.6667 | 377.6667
53 | 2015007551 | 383.3333 | 373.3333
54 | 2015007551 | 379 | 369
55 | 2015007551 | 372.3333 | 362.3333
56 | 2015007551 | 365.6667 | 355.6667
57 | 2015007551 | 359 | 349
58 | 2015007551 | 353.6667 | 343.6667
59 | 2015007551 | 348.3333 | 338.3333
60 | 2015007551 | 343 | 333
61 | 2015007551 | 338.3333 | 328.3333
62 | 2015007551 | 333.6667 | 323.6667
63 | 2015007551 | 329 | 319
64 | 2015007551 | 326 | 316
65 | 2015007551 | 323 | 313
66 | 2015007551 | 320 | 310
67 | 2015007551 | 318.3333 | 308.3333
68 | 2015007551 | 316.6667 | 306.6667
69 | 2015007551 | 315 | 305
70 | 2015007551 | 315.3333 | 305.3333
71 | 2015007551 | 315.6667 | 305.6667
72 | 2015007551 | 316 | 306
73 | 2015007551 | 316.3333 | 306.3333
74 | 2015007551 | 316.6667 | 306.6667
75 | 2015007551 | 317 | 307
76 | 2015007551 | 316.3333 | 306.3333
77 | 2015007551 | 315.6667 | 305.6667
78 | 2015007551 | 315 | 305
79 | 2015007551 | 314.6667 | 304.6667
80 | 2015007551 | 314.3333 | 304.3333
81 | 2015007551 | 314 | 304
82 | 2015007551 | 316.3333 | 306.3333
83 | 2015007551 | 318.6667 | 308.6667
84 | 2015007551 | 321 | 311
85 | 2015007551 | 323.3333 | 313.3333
86 | 2015007551 | 325.6667 | 315.6667
87 | 2015007551 | 328 | 318
88 | 2015007551 | 328.3333 | 318.3333
89 | 2015007551 | 328.6667 | 318.6667
90 | 2015007551 | 329 | 339
91 | 2015007551 | 329 | 339
92 | 2015007551 | 329 | 339
93 | 2015007551 | 329 | 339
94 | 2015007551 | 328.6667 | 338.6667
95 | 2015007551 | 328.3333 | 338.3333
96 | 2015007551 | 328 | 338
97 | 2015007551 | 327.6667 | 337.6667
98 | 2015007551 | 327.3333 | 337.3333
99 | 2015007551 | 327 | 337
100 | 2015007551 | 328.6667 | 338.6667
101 | 2015007551 | 330.3333 | 340.3333
102 | 2015007551 | 332 | 342
103 | 2015007551 | 334.3333 | 344.3333
104 | 2015007551 | 336.6667 | 346.6667
105 | 2015007551 | 339 | 349
106 | 2015007551 | 339.3333 | 349.3333
107 | 2015007551 | 339.6667 | 349.6667
108 | 2015007551 | 340 | 350
109 | 2015007551 | 342.3333 | 352.3333
110 | 2015007551 | 344.6667 | 354.6667
111 | 2015007551 | 347 | 357
112 | 2015007551 | 349.6667 | 359.6667
113 | 2015007551 | 352.3333 | 362.3333
114 | 2015007551 | 355 | 365
115 | 2015007551 | 360.3333 | 370.3333
116 | 2015007551 | 365.6667 | 375.6667
117 | 2015007551 | 371 | 381
118 | 2015007551 | 373.6667 | 383.6667
119 | 2015007551 | 376.3333 | 386.3333
120 | 2015007551 | 379 | 389
121 | 2015007551 | 383.3333 | 393.3333
122 | 2015007551 | 387.6667 | 377.6667
123 | 2015007551 | 392 | 382
124 | 2015007551 | 395.3333 | 385.3333
125 | 2015007551 | 398.6667 | 388.6667
126 | 2015007551 | 402 | 392
127 | 2015007551 | 404.3333 | 394.3333
128 | 2015007551 | 406.6667 | 396.6667
129 | 2015007551 | 409 | 399
130 | 2015007551 | 409 | 399
131 | 2015007551 | 409 | 399
132 | 2015007551 | 409 | 399
133 | 2015007551 | 408.3333 | 398.3333
134 | 2015007551 | 407.6667 | 397.6667
135 | 2015007551 | 407 | 397
136 | 2015007551 | 407 | 397
137 | 2015007551 | 407 | 397
138 | 2015007551 | 407 | 397
139 | 2015007551 | 407 | 397
140 | 2015007551 | 407 | 397
141 | 2015007551 | 407 | 397
142 | 2015007551 | 406 | 396
143 | 2015007551 | 405 | 395
0 | 2006004971 | 343 | 333
1 | 2006004971 | 344 | 334
2 | 2006004971 | 345 | 335
3 | 2006004971 | 346 | 336
4 | 2006004971 | 348 | 338
5 | 2006004971 | 350 | 340
6 | 2006004971 | 352 | 342
7 | 2006004971 | 353 | 343
8 | 2006004971 | 354 | 344
9 | 2006004971 | 355 | 345
10 | 2006004971 | 356.6667 | 346.6667
11 | 2006004971 | 358.3333 | 348.3333
12 | 2006004971 | 360 | 350
13 | 2006004971 | 363.6667 | 353.6667
14 | 2006004971 | 367.3333 | 357.3333
15 | 2006004971 | 371 | 361
16 | 2006004971 | 373.3333 | 363.3333
17 | 2006004971 | 375.6667 | 365.6667
18 | 2006004971 | 378 | 368
19 | 2006004971 | 378.6667 | 368.6667
20 | 2006004971 | 379.3333 | 369.3333
21 | 2006004971 | 380 | 370
22 | 2006004971 | 381.3333 | 371.3333
23 | 2006004971 | 382.6667 | 372.6667
24 | 2006004971 | 384 | 374
25 | 2006004971 | 385.3333 | 375.3333
26 | 2006004971 | 386.6667 | 376.6667
27 | 2006004971 | 388 | 378
28 | 2006004971 | 387 | 377
29 | 2006004971 | 386 | 376
30 | 2006004971 | 385 | 375
31 | 2006004971 | 383 | 373
32 | 2006004971 | 381 | 371
33 | 2006004971 | 379 | 369
34 | 2006004971 | 378.3333 | 368.3333
35 | 2006004971 | 377.6667 | 367.6667
36 | 2006004971 | 377 | 367
37 | 2006004971 | 377.3333 | 367.3333
38 | 2006004971 | 377.6667 | 367.6667
39 | 2006004971 | 378 | 368
40 | 2006004971 | 379.6667 | 369.6667
41 | 2006004971 | 381.3333 | 371.3333
42 | 2006004971 | 383 | 373
43 | 2006004971 | 385.3333 | 375.3333
44 | 2006004971 | 387.6667 | 377.6667
45 | 2006004971 | 390 | 380
46 | 2006004971 | 391.3333 | 381.3333
47 | 2006004971 | 392.6667 | 382.6667
48 | 2006004971 | 394 | 384
49 | 2006004971 | 393.3333 | 383.3333
50 | 2006004971 | 392.6667 | 382.6667
51 | 2006004971 | 392 | 382
52 | 2006004971 | 387.6667 | 377.6667
53 | 2006004971 | 383.3333 | 373.3333
54 | 2006004971 | 379 | 369
55 | 2006004971 | 372.3333 | 362.3333
56 | 2006004971 | 365.6667 | 355.6667
57 | 2006004971 | 359 | 349
58 | 2006004971 | 353.6667 | 343.6667
59 | 2006004971 | 348.3333 | 338.3333
60 | 2006004971 | 343 | 333
61 | 2006004971 | 338.3333 | 328.3333
62 | 2006004971 | 333.6667 | 323.6667
63 | 2006004971 | 329 | 319
64 | 2006004971 | 326 | 316
65 | 2006004971 | 323 | 313
66 | 2006004971 | 320 | 310
67 | 2006004971 | 318.3333 | 308.3333
68 | 2006004971 | 316.6667 | 306.6667
69 | 2006004971 | 315 | 305
70 | 2006004971 | 315.3333 | 305.3333
71 | 2006004971 | 315.6667 | 305.6667
72 | 2006004971 | 316 | 306
73 | 2006004971 | 316.3333 | 306.3333
74 | 2006004971 | 316.6667 | 306.6667
75 | 2006004971 | 317 | 307
76 | 2006004971 | 316.3333 | 306.3333
77 | 2006004971 | 315.6667 | 305.6667
78 | 2006004971 | 315 | 305
79 | 2006004971 | 314.6667 | 304.6667
80 | 2006004971 | 314.3333 | 304.3333
81 | 2006004971 | 314 | 304
82 | 2006004971 | 316.3333 | 306.3333
83 | 2006004971 | 318.6667 | 308.6667
84 | 2006004971 | 321 | 311
85 | 2006004971 | 323.3333 | 313.3333
86 | 2006004971 | 325.6667 | 315.6667
87 | 2006004971 | 328 | 318
88 | 2006004971 | 328.3333 | 318.3333
89 | 2006004971 | 328.6667 | 318.6667
90 | 2006004971 | 329 | 339
91 | 2006004971 | 329 | 339
92 | 2006004971 | 329 | 339
93 | 2006004971 | 329 | 339
94 | 2006004971 | 328.6667 | 338.6667
95 | 2006004971 | 328.3333 | 338.3333
96 | 2006004971 | 328 | 338
97 | 2006004971 | 327.6667 | 337.6667
98 | 2006004971 | 327.3333 | 337.3333
99 | 2006004971 | 327 | 337
100 | 2006004971 | 328.6667 | 338.6667
101 | 2006004971 | 330.3333 | 340.3333
102 | 2006004971 | 332 | 342
103 | 2006004971 | 334.3333 | 344.3333
104 | 2006004971 | 336.6667 | 346.6667
105 | 2006004971 | 339 | 349
106 | 2006004971 | 339.3333 | 349.3333
107 | 2006004971 | 339.6667 | 349.6667
108 | 2006004971 | 340 | 350
109 | 2006004971 | 342.3333 | 352.3333
110 | 2006004971 | 344.6667 | 354.6667
111 | 2006004971 | 347 | 357
112 | 2006004971 | 349.6667 | 359.6667
113 | 2006004971 | 352.3333 | 362.3333
114 | 2006004971 | 355 | 365
115 | 2006004971 | 360.3333 | 370.3333
116 | 2006004971 | 365.6667 | 375.6667
117 | 2006004971 | 371 | 381
118 | 2006004971 | 373.6667 | 383.6667
119 | 2006004971 | 376.3333 | 386.3333
120 | 2006004971 | 379 | 389
121 | 2006004971 | 383.3333 | 393.3333
122 | 2006004971 | 387.6667 | 377.6667
123 | 2006004971 | 392 | 382
124 | 2006004971 | 395.3333 | 385.3333
125 | 2006004971 | 398.6667 | 388.6667
126 | 2006004971 | 402 | 392
127 | 2006004971 | 404.3333 | 394.3333
128 | 2006004971 | 406.6667 | 396.6667
129 | 2006004971 | 409 | 399
130 | 2006004971 | 409 | 399
131 | 2006004971 | 409 | 399
132 | 2006004971 | 409 | 399
133 | 2006004971 | 408.3333 | 398.3333
134 | 2006004971 | 407.6667 | 397.6667
135 | 2006004971 | 407 | 397
136 | 2006004971 | 407 | 397
137 | 2006004971 | 407 | 397
138 | 2006004971 | 407 | 397
139 | 2006004971 | 407 | 397
140 | 2006004971 | 407 | 397
141 | 2006004971 | 407 | 397
142 | 2006004971 | 406 | 396
143 | 2006004971 | 405 | 395
0 | 2005009562 | 343 | 333
1 | 2005009562 | 344 | 334
2 | 2005009562 | 345 | 335
3 | 2005009562 | 346 | 336
4 | 2005009562 | 348 | 338
5 | 2005009562 | 350 | 340
6 | 2005009562 | 352 | 342
7 | 2005009562 | 353 | 343
8 | 2005009562 | 354 | 344
9 | 2005009562 | 355 | 345
10 | 2005009562 | 356.6667 | 346.6667
11 | 2005009562 | 358.3333 | 348.3333
12 | 2005009562 | 360 | 350
13 | 2005009562 | 363.6667 | 353.6667
14 | 2005009562 | 367.3333 | 357.3333
15 | 2005009562 | 371 | 361
16 | 2005009562 | 373.3333 | 363.3333
17 | 2005009562 | 375.6667 | 365.6667
18 | 2005009562 | 378 | 368
19 | 2005009562 | 378.6667 | 368.6667
20 | 2005009562 | 379.3333 | 369.3333
21 | 2005009562 | 380 | 370
22 | 2005009562 | 381.3333 | 371.3333
23 | 2005009562 | 382.6667 | 372.6667
24 | 2005009562 | 384 | 374
25 | 2005009562 | 385.3333 | 375.3333
26 | 2005009562 | 386.6667 | 376.6667
27 | 2005009562 | 388 | 378
28 | 2005009562 | 387 | 377
29 | 2005009562 | 386 | 376
30 | 2005009562 | 385 | 375
31 | 2005009562 | 383 | 373
32 | 2005009562 | 381 | 371
33 | 2005009562 | 379 | 369
34 | 2005009562 | 378.3333 | 368.3333
35 | 2005009562 | 377.6667 | 367.6667
36 | 2005009562 | 377 | 367
37 | 2005009562 | 377.3333 | 367.3333
38 | 2005009562 | 377.6667 | 367.6667
39 | 2005009562 | 378 | 368
40 | 2005009562 | 379.6667 | 369.6667
41 | 2005009562 | 381.3333 | 371.3333
42 | 2005009562 | 383 | 373
43 | 2005009562 | 385.3333 | 375.3333
44 | 2005009562 | 387.6667 | 377.6667
45 | 2005009562 | 390 | 380
46 | 2005009562 | 391.3333 | 381.3333
47 | 2005009562 | 392.6667 | 382.6667
48 | 2005009562 | 394 | 384
49 | 2005009562 | 393.3333 | 383.3333
50 | 2005009562 | 392.6667 | 382.6667
51 | 2005009562 | 392 | 382
52 | 2005009562 | 387.6667 | 377.6667
53 | 2005009562 | 383.3333 | 373.3333
54 | 2005009562 | 379 | 369
55 | 2005009562 | 372.3333 | 362.3333
56 | 2005009562 | 365.6667 | 355.6667
57 | 2005009562 | 359 | 349
58 | 2005009562 | 353.6667 | 343.6667
59 | 2005009562 | 348.3333 | 338.3333
60 | 2005009562 | 343 | 333
61 | 2005009562 | 338.3333 | 328.3333
62 | 2005009562 | 333.6667 | 323.6667
63 | 2005009562 | 329 | 319
64 | 2005009562 | 326 | 316
65 | 2005009562 | 323 | 313
66 | 2005009562 | 320 | 310
67 | 2005009562 | 318.3333 | 308.3333
68 | 2005009562 | 316.6667 | 306.6667
69 | 2005009562 | 315 | 305
70 | 2005009562 | 315.3333 | 305.3333
71 | 2005009562 | 315.6667 | 305.6667
72 | 2005009562 | 316 | 306
73 | 2005009562 | 316.3333 | 306.3333
74 | 2005009562 | 316.6667 | 306.6667
75 | 2005009562 | 317 | 307
76 | 2005009562 | 316.3333 | 306.3333
77 | 2005009562 | 315.6667 | 305.6667
78 | 2005009562 | 315 | 305
79 | 2005009562 | 314.6667 | 304.6667
80 | 2005009562 | 314.3333 | 304.3333
81 | 2005009562 | 314 | 304
82 | 2005009562 | 316.3333 | 306.3333
83 | 2005009562 | 318.6667 | 308.6667
84 | 2005009562 | 321 | 311
85 | 2005009562 | 323.3333 | 313.3333
86 | 2005009562 | 325.6667 | 315.6667
87 | 2005009562 | 328 | 318
88 | 2005009562 | 328.3333 | 318.3333
89 | 2005009562 | 328.6667 | 318.6667
90 | 2005009562 | 329 | 339
91 | 2005009562 | 329 | 339
92 | 2005009562 | 329 | 339
93 | 2005009562 | 329 | 339
94 | 2005009562 | 328.6667 | 338.6667
95 | 2005009562 | 328.3333 | 338.3333
96 | 2005009562 | 328 | 338
97 | 2005009562 | 327.6667 | 337.6667
98 | 2005009562 | 327.3333 | 337.3333
99 | 2005009562 | 327 | 337
100 | 2005009562 | 328.6667 | 338.6667
101 | 2005009562 | 330.3333 | 340.3333
102 | 2005009562 | 332 | 342
103 | 2005009562 | 334.3333 | 344.3333
104 | 2005009562 | 336.6667 | 346.6667
105 | 2005009562 | 339 | 349
106 | 2005009562 | 339.3333 | 349.3333
107 | 2005009562 | 339.6667 | 349.6667
108 | 2005009562 | 340 | 350
109 | 2005009562 | 342.3333 | 352.3333
110 | 2005009562 | 344.6667 | 354.6667
111 | 2005009562 | 347 | 357
112 | 2005009562 | 349.6667 | 359.6667
113 | 2005009562 | 352.3333 | 362.3333
114 | 2005009562 | 355 | 365
115 | 2005009562 | 360.3333 | 370.3333
116 | 2005009562 | 365.6667 | 375.6667
117 | 2005009562 | 371 | 381
118 | 2005009562 | 373.6667 | 383.6667
119 | 2005009562 | 376.3333 | 386.3333
120 | 2005009562 | 379 | 389
121 | 2005009562 | 383.3333 | 393.3333
122 | 2005009562 | 387.6667 | 377.6667
123 | 2005009562 | 392 | 382
124 | 2005009562 | 395.3333 | 385.3333
125 | 2005009562 | 398.6667 | 388.6667
126 | 2005009562 | 402 | 392
127 | 2005009562 | 404.3333 | 394.3333
128 | 2005009562 | 406.6667 | 396.6667
129 | 2005009562 | 409 | 399
130 | 2005009562 | 409 | 399
131 | 2005009562 | 409 | 399
132 | 2005009562 | 409 | 399
133 | 2005009562 | 408.3333 | 398.3333
134 | 2005009562 | 407.6667 | 397.6667
135 | 2005009562 | 407 | 397
136 | 2005009562 | 407 | 397
137 | 2005009562 | 407 | 397
138 | 2005009562 | 407 | 397
139 | 2005009562 | 407 | 397
140 | 2005009562 | 407 | 397
141 | 2005009562 | 407 | 397
142 | 2005009562 | 406 | 396
143 | 2005009562 | 405 | 395
0 | 2009005991 | 343 | 333
1 | 2009005991 | 344 | 334
2 | 2009005991 | 345 | 335
3 | 2009005991 | 346 | 336
4 | 2009005991 | 348 | 338
5 | 2009005991 | 350 | 340
6 | 2009005991 | 352 | 342
7 | 2009005991 | 353 | 343
8 | 2009005991 | 354 | 344
9 | 2009005991 | 355 | 345
10 | 2009005991 | 356.6667 | 346.6667
11 | 2009005991 | 358.3333 | 348.3333
12 | 2009005991 | 360 | 350
13 | 2009005991 | 363.6667 | 353.6667
14 | 2009005991 | 367.3333 | 357.3333
15 | 2009005991 | 371 | 361
16 | 2009005991 | 373.3333 | 363.3333
17 | 2009005991 | 375.6667 | 365.6667
18 | 2009005991 | 378 | 368
19 | 2009005991 | 378.6667 | 368.6667
20 | 2009005991 | 379.3333 | 369.3333
21 | 2009005991 | 380 | 370
22 | 2009005991 | 381.3333 | 371.3333
23 | 2009005991 | 382.6667 | 372.6667
24 | 2009005991 | 384 | 374
25 | 2009005991 | 385.3333 | 375.3333
26 | 2009005991 | 386.6667 | 376.6667
27 | 2009005991 | 388 | 378
28 | 2009005991 | 387 | 377
29 | 2009005991 | 386 | 376
30 | 2009005991 | 385 | 375
31 | 2009005991 | 383 | 373
32 | 2009005991 | 381 | 371
33 | 2009005991 | 379 | 369
34 | 2009005991 | 378.3333 | 368.3333
35 | 2009005991 | 377.6667 | 367.6667
36 | 2009005991 | 377 | 367
37 | 2009005991 | 377.3333 | 367.3333
38 | 2009005991 | 377.6667 | 367.6667
39 | 2009005991 | 378 | 368
40 | 2009005991 | 379.6667 | 369.6667
41 | 2009005991 | 381.3333 | 371.3333
42 | 2009005991 | 383 | 373
43 | 2009005991 | 385.3333 | 375.3333
44 | 2009005991 | 387.6667 | 377.6667
45 | 2009005991 | 390 | 380
46 | 2009005991 | 391.3333 | 381.3333
47 | 2009005991 | 392.6667 | 382.6667
48 | 2009005991 | 394 | 384
49 | 2009005991 | 393.3333 | 383.3333
50 | 2009005991 | 392.6667 | 382.6667
51 | 2009005991 | 392 | 382
52 | 2009005991 | 387.6667 | 377.6667
53 | 2009005991 | 383.3333 | 373.3333
54 | 2009005991 | 379 | 369
55 | 2009005991 | 372.3333 | 362.3333
56 | 2009005991 | 365.6667 | 355.6667
57 | 2009005991 | 359 | 349
58 | 2009005991 | 353.6667 | 343.6667
59 | 2009005991 | 348.3333 | 338.3333
60 | 2009005991 | 343 | 333
61 | 2009005991 | 338.3333 | 328.3333
62 | 2009005991 | 333.6667 | 323.6667
63 | 2009005991 | 329 | 319
64 | 2009005991 | 326 | 316
65 | 2009005991 | 323 | 313
66 | 2009005991 | 320 | 310
67 | 2009005991 | 318.3333 | 308.3333
68 | 2009005991 | 316.6667 | 306.6667
69 | 2009005991 | 315 | 305
70 | 2009005991 | 315.3333 | 305.3333
71 | 2009005991 | 315.6667 | 305.6667
72 | 2009005991 | 316 | 306
73 | 2009005991 | 316.3333 | 306.3333
74 | 2009005991 | 316.6667 | 306.6667
75 | 2009005991 | 317 | 307
76 | 2009005991 | 316.3333 | 306.3333
77 | 2009005991 | 315.6667 | 305.6667
78 | 2009005991 | 315 | 305
79 | 2009005991 | 314.6667 | 304.6667
80 | 2009005991 | 314.3333 | 304.3333
81 | 2009005991 | 314 | 304
82 | 2009005991 | 316.3333 | 306.3333
83 | 2009005991 | 318.6667 | 308.6667
84 | 2009005991 | 321 | 311
85 | 2009005991 | 323.3333 | 313.3333
86 | 2009005991 | 325.6667 | 315.6667
87 | 2009005991 | 328 | 318
88 | 2009005991 | 328.3333 | 318.3333
89 | 2009005991 | 328.6667 | 318.6667
90 | 2009005991 | 329 | 339
91 | 2009005991 | 329 | 339
92 | 2009005991 | 329 | 339
93 | 2009005991 | 329 | 339
94 | 2009005991 | 328.6667 | 338.6667
95 | 2009005991 | 328.3333 | 338.3333
96 | 2009005991 | 328 | 338
97 | 2009005991 | 327.6667 | 337.6667
98 | 2009005991 | 327.3333 | 337.3333
99 | 2009005991 | 327 | 337
100 | 2009005991 | 328.6667 | 338.6667
101 | 2009005991 | 330.3333 | 340.3333
102 | 2009005991 | 332 | 342
103 | 2009005991 | 334.3333 | 344.3333
104 | 2009005991 | 336.6667 | 346.6667
105 | 2009005991 | 339 | 349
106 | 2009005991 | 339.3333 | 349.3333
107 | 2009005991 | 339.6667 | 349.6667
108 | 2009005991 | 340 | 350
109 | 2009005991 | 342.3333 | 352.3333
110 | 2009005991 | 344.6667 | 354.6667
111 | 2009005991 | 347 | 357
112 | 2009005991 | 349.6667 | 359.6667
113 | 2009005991 | 352.3333 | 362.3333
114 | 2009005991 | 355 | 365
115 | 2009005991 | 360.3333 | 370.3333
116 | 2009005991 | 365.6667 | 375.6667
117 | 2009005991 | 371 | 381
118 | 2009005991 | 373.6667 | 383.6667
119 | 2009005991 | 376.3333 | 386.3333
120 | 2009005991 | 379 | 389
121 | 2009005991 | 383.3333 | 393.3333
122 | 2009005991 | 387.6667 | 377.6667
123 | 2009005991 | 392 | 382
124 | 2009005991 | 395.3333 | 385.3333
125 | 2009005991 | 398.6667 | 388.6667
126 | 2009005991 | 402 | 392
127 | 2009005991 | 404.3333 | 394.3333
128 | 2009005991 | 406.6667 | 396.6667
129 | 2009005991 | 409 | 399
130 | 2009005991 | 409 | 399
131 | 2009005991 | 409 | 399
132 | 2009005991 | 409 | 399
133 | 2009005991 | 408.3333 | 398.3333
134 | 2009005991 | 407.6667 | 397.6667
135 | 2009005991 | 407 | 397
136 | 2009005991 | 407 | 397
137 | 2009005991 | 407 | 397
138 | 2009005991 | 407 | 397
139 | 2009005991 | 407 | 397
140 | 2009005991 | 407 | 397
141 | 2009005991 | 407 | 397
142 | 2009005991 | 406 | 396
143 | 2009005991 | 405 | 395
0 | 2002003086 | 343 | 333
1 | 2002003086 | 344 | 334
2 | 2002003086 | 345 | 335
3 | 2002003086 | 346 | 336
4 | 2002003086 | 348 | 338
5 | 2002003086 | 350 | 340
6 | 2002003086 | 352 | 342
7 | 2002003086 | 353 | 343
8 | 2002003086 | 354 | 344
9 | 2002003086 | 355 | 345
10 | 2002003086 | 356.6667 | 346.6667
11 | 2002003086 | 358.3333 | 348.3333
12 | 2002003086 | 360 | 350
13 | 2002003086 | 363.6667 | 353.6667
14 | 2002003086 | 367.3333 | 357.3333
15 | 2002003086 | 371 | 361
16 | 2002003086 | 373.3333 | 363.3333
17 | 2002003086 | 375.6667 | 365.6667
18 | 2002003086 | 378 | 368
19 | 2002003086 | 378.6667 | 368.6667
20 | 2002003086 | 379.3333 | 369.3333
21 | 2002003086 | 380 | 370
22 | 2002003086 | 381.3333 | 371.3333
23 | 2002003086 | 382.6667 | 372.6667
24 | 2002003086 | 384 | 374
25 | 2002003086 | 385.3333 | 375.3333
26 | 2002003086 | 386.6667 | 376.6667
27 | 2002003086 | 388 | 378
28 | 2002003086 | 387 | 377
29 | 2002003086 | 386 | 376
30 | 2002003086 | 385 | 375
31 | 2002003086 | 383 | 373
32 | 2002003086 | 381 | 371
33 | 2002003086 | 379 | 369
34 | 2002003086 | 378.3333 | 368.3333
35 | 2002003086 | 377.6667 | 367.6667
36 | 2002003086 | 377 | 367
37 | 2002003086 | 377.3333 | 367.3333
38 | 2002003086 | 377.6667 | 367.6667
39 | 2002003086 | 378 | 368
40 | 2002003086 | 379.6667 | 369.6667
41 | 2002003086 | 381.3333 | 371.3333
42 | 2002003086 | 383 | 373
43 | 2002003086 | 385.3333 | 375.3333
44 | 2002003086 | 387.6667 | 377.6667
45 | 2002003086 | 390 | 380
46 | 2002003086 | 391.3333 | 381.3333
47 | 2002003086 | 392.6667 | 382.6667
48 | 2002003086 | 394 | 384
49 | 2002003086 | 393.3333 | 383.3333
50 | 2002003086 | 392.6667 | 382.6667
51 | 2002003086 | 392 | 382
52 | 2002003086 | 387.6667 | 377.6667
53 | 2002003086 | 383.3333 | 373.3333
54 | 2002003086 | 379 | 369
55 | 2002003086 | 372.3333 | 362.3333
56 | 2002003086 | 365.6667 | 355.6667
57 | 2002003086 | 359 | 349
58 | 2002003086 | 353.6667 | 343.6667
59 | 2002003086 | 348.3333 | 338.3333
60 | 2002003086 | 343 | 333
61 | 2002003086 | 338.3333 | 328.3333
62 | 2002003086 | 333.6667 | 323.6667
63 | 2002003086 | 329 | 319
64 | 2002003086 | 326 | 316
65 | 2002003086 | 323 | 313
66 | 2002003086 | 320 | 310
67 | 2002003086 | 318.3333 | 308.3333
68 | 2002003086 | 316.6667 | 306.6667
69 | 2002003086 | 315 | 305
70 | 2002003086 | 315.3333 | 305.3333
71 | 2002003086 | 315.6667 | 305.6667
72 | 2002003086 | 316 | 306
73 | 2002003086 | 316.3333 | 306.3333
74 | 2002003086 | 316.6667 | 306.6667
75 | 2002003086 | 317 | 307
76 | 2002003086 | 316.3333 | 306.3333
77 | 2002003086 | 315.6667 | 305.6667
78 | 2002003086 | 315 | 305
79 | 2002003086 | 314.6667 | 304.6667
80 | 2002003086 | 314.3333 | 304.3333
81 | 2002003086 | 314 | 304
82 | 2002003086 | 316.3333 | 306.3333
83 | 2002003086 | 318.6667 | 308.6667
84 | 2002003086 | 321 | 311
85 | 2002003086 | 323.3333 | 313.3333
86 | 2002003086 | 325.6667 | 315.6667
87 | 2002003086 | 328 | 318
88 | 2002003086 | 328.3333 | 318.3333
89 | 2002003086 | 328.6667 | 318.6667
90 | 2002003086 | 329 | 339
91 | 2002003086 | 329 | 339
92 | 2002003086 | 329 | 339
93 | 2002003086 | 329 | 339
94 | 2002003086 | 328.6667 | 338.6667
95 | 2002003086 | 328.3333 | 338.3333
96 | 2002003086 | 328 | 338
97 | 2002003086 | 327.6667 | 337.6667
98 | 2002003086 | 327.3333 | 337.3333
99 | 2002003086 | 327 | 337
100 | 2002003086 | 328.6667 | 338.6667
101 | 2002003086 | 330.3333 | 340.3333
102 | 2002003086 | 332 | 342
103 | 2002003086 | 334.3333 | 344.3333
104 | 2002003086 | 336.6667 | 346.6667
105 | 2002003086 | 339 | 349
106 | 2002003086 | 339.3333 | 349.3333
107 | 2002003086 | 339.6667 | 349.6667
108 | 2002003086 | 340 | 350
109 | 2002003086 | 342.3333 | 352.3333
110 | 2002003086 | 344.6667 | 354.6667
111 | 2002003086 | 347 | 357
112 | 2002003086 | 349.6667 | 359.6667
113 | 2002003086 | 352.3333 | 362.3333
114 | 2002003086 | 355 | 365
115 | 2002003086 | 360.3333 | 370.3333
116 | 2002003086 | 365.6667 | 375.6667
117 | 2002003086 | 371 | 381
118 | 2002003086 | 373.6667 | 383.6667
119 | 2002003086 | 376.3333 | 386.3333
120 | 2002003086 | 379 | 389
121 | 2002003086 | 383.3333 | 393.3333
122 | 2002003086 | 387.6667 | 377.6667
123 | 2002003086 | 392 | 382
124 | 2002003086 | 395.3333 | 385.3333
125 | 2002003086 | 398.6667 | 388.6667
126 | 2002003086 | 402 | 392
127 | 2002003086 | 404.3333 | 394.3333
128 | 2002003086 | 406.6667 | 396.6667
129 | 2002003086 | 409 | 399
130 | 2002003086 | 409 | 399
131 | 2002003086 | 409 | 399
132 | 2002003086 | 409 | 399
133 | 2002003086 | 408.3333 | 398.3333
134 | 2002003086 | 407.6667 | 397.6667
135 | 2002003086 | 407 | 397
136 | 2002003086 | 407 | 397
137 | 2002003086 | 407 | 397
138 | 2002003086 | 407 | 397
139 | 2002003086 | 407 | 397
140 | 2002003086 | 407 | 397
141 | 2002003086 | 407 | 397
142 | 2002003086 | 406 | 396
143 | 2002003086 | 405 | 395
0 | 2015004294 | 343 | 333
1 | 2015004294 | 344 | 334
2 | 2015004294 | 345 | 335
3 | 2015004294 | 346 | 336
4 | 2015004294 | 348 | 338
5 | 2015004294 | 350 | 340
6 | 2015004294 | 352 | 342
7 | 2015004294 | 353 | 343
8 | 2015004294 | 354 | 344
9 | 2015004294 | 355 | 345
10 | 2015004294 | 356.6667 | 346.6667
11 | 2015004294 | 358.3333 | 348.3333
12 | 2015004294 | 360 | 350
13 | 2015004294 | 363.6667 | 353.6667
14 | 2015004294 | 367.3333 | 357.3333
15 | 2015004294 | 371 | 361
16 | 2015004294 | 373.3333 | 363.3333
17 | 2015004294 | 375.6667 | 365.6667
18 | 2015004294 | 378 | 368
19 | 2015004294 | 378.6667 | 368.6667
20 | 2015004294 | 379.3333 | 369.3333
21 | 2015004294 | 380 | 370
22 | 2015004294 | 381.3333 | 371.3333
23 | 2015004294 | 382.6667 | 372.6667
24 | 2015004294 | 384 | 374
25 | 2015004294 | 385.3333 | 375.3333
26 | 2015004294 | 386.6667 | 376.6667
27 | 2015004294 | 388 | 378
28 | 2015004294 | 387 | 377
29 | 2015004294 | 386 | 376
30 | 2015004294 | 385 | 375
31 | 2015004294 | 383 | 373
32 | 2015004294 | 381 | 371
33 | 2015004294 | 379 | 369
34 | 2015004294 | 378.3333 | 368.3333
35 | 2015004294 | 377.6667 | 367.6667
36 | 2015004294 | 377 | 367
37 | 2015004294 | 377.3333 | 367.3333
38 | 2015004294 | 377.6667 | 367.6667
39 | 2015004294 | 378 | 368
40 | 2015004294 | 379.6667 | 369.6667
41 | 2015004294 | 381.3333 | 371.3333
42 | 2015004294 | 383 | 373
43 | 2015004294 | 385.3333 | 375.3333
44 | 2015004294 | 387.6667 | 377.6667
45 | 2015004294 | 390 | 380
46 | 2015004294 | 391.3333 | 381.3333
47 | 2015004294 | 392.6667 | 382.6667
48 | 2015004294 | 394 | 384
49 | 2015004294 | 393.3333 | 383.3333
50 | 2015004294 | 392.6667 | 382.6667
51 | 2015004294 | 392 | 382
52 | 2015004294 | 387.6667 | 377.6667
53 | 2015004294 | 383.3333 | 373.3333
54 | 2015004294 | 379 | 369
55 | 2015004294 | 372.3333 | 362.3333
56 | 2015004294 | 365.6667 | 355.6667
57 | 2015004294 | 359 | 349
58 | 2015004294 | 353.6667 | 343.6667
59 | 2015004294 | 348.3333 | 338.3333
60 | 2015004294 | 343 | 333
61 | 2015004294 | 338.3333 | 328.3333
62 | 2015004294 | 333.6667 | 323.6667
63 | 2015004294 | 329 | 319
64 | 2015004294 | 326 | 316
65 | 2015004294 | 323 | 313
66 | 2015004294 | 320 | 310
67 | 2015004294 | 318.3333 | 308.3333
68 | 2015004294 | 316.6667 | 306.6667
69 | 2015004294 | 315 | 305
70 | 2015004294 | 315.3333 | 305.3333
71 | 2015004294 | 315.6667 | 305.6667
72 | 2015004294 | 316 | 306
73 | 2015004294 | 316.3333 | 306.3333
74 | 2015004294 | 316.6667 | 306.6667
75 | 2015004294 | 317 | 307
76 | 2015004294 | 316.3333 | 306.3333
77 | 2015004294 | 315.6667 | 305.6667
78 | 2015004294 | 315 | 305
79 | 2015004294 | 314.6667 | 304.6667
80 | 2015004294 | 314.3333 | 304.3333
81 | 2015004294 | 314 | 304
82 | 2015004294 | 316.3333 | 306.3333
83 | 2015004294 | 318.6667 | 308.6667
84 | 2015004294 | 321 | 311
85 | 2015004294 | 323.3333 | 313.3333
86 | 2015004294 | 325.6667 | 315.6667
87 | 2015004294 | 328 | 318
88 | 2015004294 | 328.3333 | 318.3333
89 | 2015004294 | 328.6667 | 318.6667
90 | 2015004294 | 329 | 339
91 | 2015004294 | 329 | 339
92 | 2015004294 | 329 | 339
93 | 2015004294 | 329 | 339
94 | 2015004294 | 328.6667 | 338.6667
95 | 2015004294 | 328.3333 | 338.3333
96 | 2015004294 | 328 | 338
97 | 2015004294 | 327.6667 | 337.6667
98 | 2015004294 | 327.3333 | 337.3333
99 | 2015004294 | 327 | 337
100 | 2015004294 | 328.6667 | 338.6667
101 | 2015004294 | 330.3333 | 340.3333
102 | 2015004294 | 332 | 342
103 | 2015004294 | 334.3333 | 344.3333
104 | 2015004294 | 336.6667 | 346.6667
105 | 2015004294 | 339 | 349
106 | 2015004294 | 339.3333 | 349.3333
107 | 2015004294 | 339.6667 | 349.6667
108 | 2015004294 | 340 | 350
109 | 2015004294 | 342.3333 | 352.3333
110 | 2015004294 | 344.6667 | 354.6667
111 | 2015004294 | 347 | 357
112 | 2015004294 | 349.6667 | 359.6667
113 | 2015004294 | 352.3333 | 362.3333
114 | 2015004294 | 355 | 365
115 | 2015004294 | 360.3333 | 370.3333
116 | 2015004294 | 365.6667 | 375.6667
117 | 2015004294 | 371 | 381
118 | 2015004294 | 373.6667 | 383.6667
119 | 2015004294 | 376.3333 | 386.3333
120 | 2015004294 | 379 | 389
121 | 2015004294 | 383.3333 | 393.3333
122 | 2015004294 | 387.6667 | 377.6667
123 | 2015004294 | 392 | 382
124 | 2015004294 | 395.3333 | 385.3333
125 | 2015004294 | 398.6667 | 388.6667
126 | 2015004294 | 402 | 392
127 | 2015004294 | 404.3333 | 394.3333
128 | 2015004294 | 406.6667 | 396.6667
129 | 2015004294 | 409 | 399
130 | 2015004294 | 409 | 399
131 | 2015004294 | 409 | 399
132 | 2015004294 | 409 | 399
133 | 2015004294 | 408.3333 | 398.3333
134 | 2015004294 | 407.6667 | 397.6667
135 | 2015004294 | 407 | 397
136 | 2015004294 | 407 | 397
137 | 2015004294 | 407 | 397
138 | 2015004294 | 407 | 397
139 | 2015004294 | 407 | 397
140 | 2015004294 | 407 | 397
141 | 2015004294 | 407 | 397
142 | 2015004294 | 406 | 396
143 | 2015004294 | 405 | 395
0 | 2008007949 | 343 | 333
1 | 2008007949 | 344 | 334
2 | 2008007949 | 345 | 335
3 | 2008007949 | 346 | 336
4 | 2008007949 | 348 | 338
5 | 2008007949 | 350 | 340
6 | 2008007949 | 352 | 342
7 | 2008007949 | 353 | 343
8 | 2008007949 | 354 | 344
9 | 2008007949 | 355 | 345
10 | 2008007949 | 356.6667 | 346.6667
11 | 2008007949 | 358.3333 | 348.3333
12 | 2008007949 | 360 | 350
13 | 2008007949 | 363.6667 | 353.6667
14 | 2008007949 | 367.3333 | 357.3333
15 | 2008007949 | 371 | 361
16 | 2008007949 | 373.3333 | 363.3333
17 | 2008007949 | 375.6667 | 365.6667
18 | 2008007949 | 378 | 368
19 | 2008007949 | 378.6667 | 368.6667
20 | 2008007949 | 379.3333 | 369.3333
21 | 2008007949 | 380 | 370
22 | 2008007949 | 381.3333 | 371.3333
23 | 2008007949 | 382.6667 | 372.6667
24 | 2008007949 | 384 | 374
25 | 2008007949 | 385.3333 | 375.3333
26 | 2008007949 | 386.6667 | 376.6667
27 | 2008007949 | 388 | 378
28 | 2008007949 | 387 | 377
29 | 2008007949 | 386 | 376
30 | 2008007949 | 385 | 375
31 | 2008007949 | 383 | 373
32 | 2008007949 | 381 | 371
33 | 2008007949 | 379 | 369
34 | 2008007949 | 378.3333 | 368.3333
35 | 2008007949 | 377.6667 | 367.6667
36 | 2008007949 | 377 | 367
37 | 2008007949 | 377.3333 | 367.3333
38 | 2008007949 | 377.6667 | 367.6667
39 | 2008007949 | 378 | 368
40 | 2008007949 | 379.6667 | 369.6667
41 | 2008007949 | 381.3333 | 371.3333
42 | 2008007949 | 383 | 373
43 | 2008007949 | 385.3333 | 375.3333
44 | 2008007949 | 387.6667 | 377.6667
45 | 2008007949 | 390 | 380
46 | 2008007949 | 391.3333 | 381.3333
47 | 2008007949 | 392.6667 | 382.6667
48 | 2008007949 | 394 | 384
49 | 2008007949 | 393.3333 | 383.3333
50 | 2008007949 | 392.6667 | 382.6667
51 | 2008007949 | 392 | 382
52 | 2008007949 | 387.6667 | 377.6667
53 | 2008007949 | 383.3333 | 373.3333
54 | 2008007949 | 379 | 369
55 | 2008007949 | 372.3333 | 362.3333
56 | 2008007949 | 365.6667 | 355.6667
57 | 2008007949 | 359 | 349
58 | 2008007949 | 353.6667 | 343.6667
59 | 2008007949 | 348.3333 | 338.3333
60 | 2008007949 | 343 | 333
61 | 2008007949 | 338.3333 | 328.3333
62 | 2008007949 | 333.6667 | 323.6667
63 | 2008007949 | 329 | 319
64 | 2008007949 | 326 | 316
65 | 2008007949 | 323 | 313
66 | 2008007949 | 320 | 310
67 | 2008007949 | 318.3333 | 308.3333
68 | 2008007949 | 316.6667 | 306.6667
69 | 2008007949 | 315 | 305
70 | 2008007949 | 315.3333 | 305.3333
71 | 2008007949 | 315.6667 | 305.6667
72 | 2008007949 | 316 | 306
73 | 2008007949 | 316.3333 | 306.3333
74 | 2008007949 | 316.6667 | 306.6667
75 | 2008007949 | 317 | 307
76 | 2008007949 | 316.3333 | 306.3333
77 | 2008007949 | 315.6667 | 305.6667
78 | 2008007949 | 315 | 305
79 | 2008007949 | 314.6667 | 304.6667
80 | 2008007949 | 314.3333 | 304.3333
81 | 2008007949 | 314 | 304
82 | 2008007949 | 316.3333 | 306.3333
83 | 2008007949 | 318.6667 | 308.6667
84 | 2008007949 | 321 | 311
85 | 2008007949 | 323.3333 | 313.3333
86 | 2008007949 | 325.6667 | 315.6667
87 | 2008007949 | 328 | 318
88 | 2008007949 | 328.3333 | 318.3333
89 | 2008007949 | 328.6667 | 318.6667
90 | 2008007949 | 329 | 339
91 | 2008007949 | 329 | 339
92 | 2008007949 | 329 | 339
93 | 2008007949 | 329 | 339
94 | 2008007949 | 328.6667 | 338.6667
95 | 2008007949 | 328.3333 | 338.3333
96 | 2008007949 | 328 | 338
97 | 2008007949 | 327.6667 | 337.6667
98 | 2008007949 | 327.3333 | 337.3333
99 | 2008007949 | 327 | 337
100 | 2008007949 | 328.6667 | 338.6667
101 | 2008007949 | 330.3333 | 340.3333
102 | 2008007949 | 332 | 342
103 | 2008007949 | 334.3333 | 344.3333
104 | 2008007949 | 336.6667 | 346.6667
105 | 2008007949 | 339 | 349
106 | 2008007949 | 339.3333 | 349.3333
107 | 2008007949 | 339.6667 | 349.6667
108 | 2008007949 | 340 | 350
109 | 2008007949 | 342.3333 | 352.3333
110 | 2008007949 | 344.6667 | 354.6667
111 | 2008007949 | 347 | 357
112 | 2008007949 | 349.6667 | 359.6667
113 | 2008007949 | 352.3333 | 362.3333
114 | 2008007949 | 355 | 365
115 | 2008007949 | 360.3333 | 370.3333
116 | 2008007949 | 365.6667 | 375.6667
117 | 2008007949 | 371 | 381
118 | 2008007949 | 373.6667 | 383.6667
119 | 2008007949 | 376.3333 | 386.3333
120 | 2008007949 | 379 | 389
121 | 2008007949 | 383.3333 | 393.3333
122 | 2008007949 | 387.6667 | 377.6667
123 | 2008007949 | 392 | 382
124 | 2008007949 | 395.3333 | 385.3333
125 | 2008007949 | 398.6667 | 388.6667
126 | 2008007949 | 402 | 392
127 | 2008007949 | 404.3333 | 394.3333
128 | 2008007949 | 406.6667 | 396.6667
129 | 2008007949 | 409 | 399
130 | 2008007949 | 409 | 399
131 | 2008007949 | 409 | 399
132 | 2008007949 | 409 | 399
133 | 2008007949 | 408.3333 | 398.3333
134 | 2008007949 | 407.6667 | 397.6667
135 | 2008007949 | 407 | 397
136 | 2008007949 | 407 | 397
137 | 2008007949 | 407 | 397
138 | 2008007949 | 407 | 397
139 | 2008007949 | 407 | 397
140 | 2008007949 | 407 | 397
141 | 2008007949 | 407 | 397
142 | 2008007949 | 406 | 396
143 | 2008007949 | 405 | 395
0 | 2013005994 | 343 | 333
1 | 2013005994 | 344 | 334
2 | 2013005994 | 345 | 335
3 | 2013005994 | 346 | 336
4 | 2013005994 | 348 | 338
5 | 2013005994 | 350 | 340
6 | 2013005994 | 352 | 342
7 | 2013005994 | 353 | 343
8 | 2013005994 | 354 | 344
9 | 2013005994 | 355 | 345
10 | 2013005994 | 356.6667 | 346.6667
11 | 2013005994 | 358.3333 | 348.3333
12 | 2013005994 | 360 | 350
13 | 2013005994 | 363.6667 | 353.6667
14 | 2013005994 | 367.3333 | 357.3333
15 | 2013005994 | 371 | 361
16 | 2013005994 | 373.3333 | 363.3333
17 | 2013005994 | 375.6667 | 365.6667
18 | 2013005994 | 378 | 368
19 | 2013005994 | 378.6667 | 368.6667
20 | 2013005994 | 379.3333 | 369.3333
21 | 2013005994 | 380 | 370
22 | 2013005994 | 381.3333 | 371.3333
23 | 2013005994 | 382.6667 | 372.6667
24 | 2013005994 | 384 | 374
25 | 2013005994 | 385.3333 | 375.3333
26 | 2013005994 | 386.6667 | 376.6667
27 | 2013005994 | 388 | 378
28 | 2013005994 | 387 | 377
29 | 2013005994 | 386 | 376
30 | 2013005994 | 385 | 375
31 | 2013005994 | 383 | 373
32 | 2013005994 | 381 | 371
33 | 2013005994 | 379 | 369
34 | 2013005994 | 378.3333 | 368.3333
35 | 2013005994 | 377.6667 | 367.6667
36 | 2013005994 | 377 | 367
37 | 2013005994 | 377.3333 | 367.3333
38 | 2013005994 | 377.6667 | 367.6667
39 | 2013005994 | 378 | 368
40 | 2013005994 | 379.6667 | 369.6667
41 | 2013005994 | 381.3333 | 371.3333
42 | 2013005994 | 383 | 373
43 | 2013005994 | 385.3333 | 375.3333
44 | 2013005994 | 387.6667 | 377.6667
45 | 2013005994 | 390 | 380
46 | 2013005994 | 391.3333 | 381.3333
47 | 2013005994 | 392.6667 | 382.6667
48 | 2013005994 | 394 | 384
49 | 2013005994 | 393.3333 | 383.3333
50 | 2013005994 | 392.6667 | 382.6667
51 | 2013005994 | 392 | 382
52 | 2013005994 | 387.6667 | 377.6667
53 | 2013005994 | 383.3333 | 373.3333
54 | 2013005994 | 379 | 369
55 | 2013005994 | 372.3333 | 362.3333
56 | 2013005994 | 365.6667 | 355.6667
57 | 2013005994 | 359 | 349
58 | 2013005994 | 353.6667 | 343.6667
59 | 2013005994 | 348.3333 | 338.3333
60 | 2013005994 | 343 | 333
61 | 2013005994 | 338.3333 | 328.3333
62 | 2013005994 | 333.6667 | 323.6667
63 | 2013005994 | 329 | 319
64 | 2013005994 | 326 | 316
65 | 2013005994 | 323 | 313
66 | 2013005994 | 320 | 310
67 | 2013005994 | 318.3333 | 308.3333
68 | 2013005994 | 316.6667 | 306.6667
69 | 2013005994 | 315 | 305
70 | 2013005994 | 315.3333 | 305.3333
71 | 2013005994 | 315.6667 | 305.6667
72 | 2013005994 | 316 | 306
73 | 2013005994 | 316.3333 | 306.3333
74 | 2013005994 | 316.6667 | 306.6667
75 | 2013005994 | 317 | 307
76 | 2013005994 | 316.3333 | 306.3333
77 | 2013005994 | 315.6667 | 305.6667
78 | 2013005994 | 315 | 305
79 | 2013005994 | 314.6667 | 304.6667
80 | 2013005994 | 314.3333 | 304.3333
81 | 2013005994 | 314 | 304
82 | 2013005994 | 316.3333 | 306.3333
83 | 2013005994 | 318.6667 | 308.6667
84 | 2013005994 | 321 | 311
85 | 2013005994 | 323.3333 | 313.3333
86 | 2013005994 | 325.6667 | 315.6667
87 | 2013005994 | 328 | 318
88 | 2013005994 | 328.3333 | 318.3333
89 | 2013005994 | 328.6667 | 318.6667
90 | 2013005994 | 329 | 339
91 | 2013005994 | 329 | 339
92 | 2013005994 | 329 | 339
93 | 2013005994 | 329 | 339
94 | 2013005994 | 328.6667 | 338.6667
95 | 2013005994 | 328.3333 | 338.3333
96 | 2013005994 | 328 | 338
97 | 2013005994 | 327.6667 | 337.6667
98 | 2013005994 | 327.3333 | 337.3333
99 | 2013005994 | 327 | 337
100 | 2013005994 | 328.6667 | 338.6667
101 | 2013005994 | 330.3333 | 340.3333
102 | 2013005994 | 332 | 342
103 | 2013005994 | 334.3333 | 344.3333
104 | 2013005994 | 336.6667 | 346.6667
105 | 2013005994 | 339 | 349
106 | 2013005994 | 339.3333 | 349.3333
107 | 2013005994 | 339.6667 | 349.6667
108 | 2013005994 | 340 | 350
109 | 2013005994 | 342.3333 | 352.3333
110 | 2013005994 | 344.6667 | 354.6667
111 | 2013005994 | 347 | 357
112 | 2013005994 | 349.6667 | 359.6667
113 | 2013005994 | 352.3333 | 362.3333
114 | 2013005994 | 355 | 365
115 | 2013005994 | 360.3333 | 370.3333
116 | 2013005994 | 365.6667 | 375.6667
117 | 2013005994 | 371 | 381
118 | 2013005994 | 373.6667 | 383.6667
119 | 2013005994 | 376.3333 | 386.3333
120 | 2013005994 | 379 | 389
121 | 2013005994 | 383.3333 | 393.3333
122 | 2013005994 | 387.6667 | 377.6667
123 | 2013005994 | 392 | 382
124 | 2013005994 | 395.3333 | 385.3333
125 | 2013005994 | 398.6667 | 388.6667
126 | 2013005994 | 402 | 392
127 | 2013005994 | 404.3333 | 394.3333
128 | 2013005994 | 406.6667 | 396.6667
129 | 2013005994 | 409 | 399
130 | 2013005994 | 409 | 399
131 | 2013005994 | 409 | 399
132 | 2013005994 | 409 | 399
133 | 2013005994 | 408.3333 | 398.3333
134 | 2013005994 | 407.6667 | 397.6667
135 | 2013005994 | 407 | 397
136 | 2013005994 | 407 | 397
137 | 2013005994 | 407 | 397
138 | 2013005994 | 407 | 397
139 | 2013005994 | 407 | 397
140 | 2013005994 | 407 | 397
141 | 2013005994 | 407 | 397
142 | 2013005994 | 406 | 396
143 | 2013005994 | 405 | 395
0 | 2012007084 | 343 | 333
1 | 2012007084 | 344 | 334
2 | 2012007084 | 345 | 335
3 | 2012007084 | 346 | 336
4 | 2012007084 | 348 | 338
5 | 2012007084 | 350 | 340
6 | 2012007084 | 352 | 342
7 | 2012007084 | 353 | 343
8 | 2012007084 | 354 | 344
9 | 2012007084 | 355 | 345
10 | 2012007084 | 356.6667 | 346.6667
11 | 2012007084 | 358.3333 | 348.3333
12 | 2012007084 | 360 | 350
13 | 2012007084 | 363.6667 | 353.6667
14 | 2012007084 | 367.3333 | 357.3333
15 | 2012007084 | 371 | 361
16 | 2012007084 | 373.3333 | 363.3333
17 | 2012007084 | 375.6667 | 365.6667
18 | 2012007084 | 378 | 368
19 | 2012007084 | 378.6667 | 368.6667
20 | 2012007084 | 379.3333 | 369.3333
21 | 2012007084 | 380 | 370
22 | 2012007084 | 381.3333 | 371.3333
23 | 2012007084 | 382.6667 | 372.6667
24 | 2012007084 | 384 | 374
25 | 2012007084 | 385.3333 | 375.3333
26 | 2012007084 | 386.6667 | 376.6667
27 | 2012007084 | 388 | 378
28 | 2012007084 | 387 | 377
29 | 2012007084 | 386 | 376
30 | 2012007084 | 385 | 375
31 | 2012007084 | 383 | 373
32 | 2012007084 | 381 | 371
33 | 2012007084 | 379 | 369
34 | 2012007084 | 378.3333 | 368.3333
35 | 2012007084 | 377.6667 | 367.6667
36 | 2012007084 | 377 | 367
37 | 2012007084 | 377.3333 | 367.3333
38 | 2012007084 | 377.6667 | 367.6667
39 | 2012007084 | 378 | 368
40 | 2012007084 | 379.6667 | 369.6667
41 | 2012007084 | 381.3333 | 371.3333
42 | 2012007084 | 383 | 373
43 | 2012007084 | 385.3333 | 375.3333
44 | 2012007084 | 387.6667 | 377.6667
45 | 2012007084 | 390 | 380
46 | 2012007084 | 391.3333 | 381.3333
47 | 2012007084 | 392.6667 | 382.6667
48 | 2012007084 | 394 | 384
49 | 2012007084 | 393.3333 | 383.3333
50 | 2012007084 | 392.6667 | 382.6667
51 | 2012007084 | 392 | 382
52 | 2012007084 | 387.6667 | 377.6667
53 | 2012007084 | 383.3333 | 373.3333
54 | 2012007084 | 379 | 369
55 | 2012007084 | 372.3333 | 362.3333
56 | 2012007084 | 365.6667 | 355.6667
57 | 2012007084 | 359 | 349
58 | 2012007084 | 353.6667 | 343.6667
59 | 2012007084 | 348.3333 | 338.3333
60 | 2012007084 | 343 | 333
61 | 2012007084 | 338.3333 | 328.3333
62 | 2012007084 | 333.6667 | 323.6667
63 | 2012007084 | 329 | 319
64 | 2012007084 | 326 | 316
65 | 2012007084 | 323 | 313
66 | 2012007084 | 320 | 310
67 | 2012007084 | 318.3333 | 308.3333
68 | 2012007084 | 316.6667 | 306.6667
69 | 2012007084 | 315 | 305
70 | 2012007084 | 315.3333 | 305.3333
71 | 2012007084 | 315.6667 | 305.6667
72 | 2012007084 | 316 | 306
73 | 2012007084 | 316.3333 | 306.3333
74 | 2012007084 | 316.6667 | 306.6667
75 | 2012007084 | 317 | 307
76 | 2012007084 | 316.3333 | 306.3333
77 | 2012007084 | 315.6667 | 305.6667
78 | 2012007084 | 315 | 305
79 | 2012007084 | 314.6667 | 304.6667
80 | 2012007084 | 314.3333 | 304.3333
81 | 2012007084 | 314 | 304
82 | 2012007084 | 316.3333 | 306.3333
83 | 2012007084 | 318.6667 | 308.6667
84 | 2012007084 | 321 | 311
85 | 2012007084 | 323.3333 | 313.3333
86 | 2012007084 | 325.6667 | 315.6667
87 | 2012007084 | 328 | 318
88 | 2012007084 | 328.3333 | 318.3333
89 | 2012007084 | 328.6667 | 318.6667
90 | 2012007084 | 329 | 339
91 | 2012007084 | 329 | 339
92 | 2012007084 | 329 | 339
93 | 2012007084 | 329 | 339
94 | 2012007084 | 328.6667 | 338.6667
95 | 2012007084 | 328.3333 | 338.3333
96 | 2012007084 | 328 | 338
97 | 2012007084 | 327.6667 | 337.6667
98 | 2012007084 | 327.3333 | 337.3333
99 | 2012007084 | 327 | 337
100 | 2012007084 | 328.6667 | 338.6667
101 | 2012007084 | 330.3333 | 340.3333
102 | 2012007084 | 332 | 342
103 | 2012007084 | 334.3333 | 344.3333
104 | 2012007084 | 336.6667 | 346.6667
105 | 2012007084 | 339 | 349
106 | 2012007084 | 339.3333 | 349.3333
107 | 2012007084 | 339.6667 | 349.6667
108 | 2012007084 | 340 | 350
109 | 2012007084 | 342.3333 | 352.3333
110 | 2012007084 | 344.6667 | 354.6667
111 | 2012007084 | 347 | 357
112 | 2012007084 | 349.6667 | 359.6667
113 | 2012007084 | 352.3333 | 362.3333
114 | 2012007084 | 355 | 365
115 | 2012007084 | 360.3333 | 370.3333
116 | 2012007084 | 365.6667 | 375.6667
117 | 2012007084 | 371 | 381
118 | 2012007084 | 373.6667 | 383.6667
119 | 2012007084 | 376.3333 | 386.3333
120 | 2012007084 | 379 | 389
121 | 2012007084 | 383.3333 | 393.3333
122 | 2012007084 | 387.6667 | 377.6667
123 | 2012007084 | 392 | 382
124 | 2012007084 | 395.3333 | 385.3333
125 | 2012007084 | 398.6667 | 388.6667
126 | 2012007084 | 402 | 392
127 | 2012007084 | 404.3333 | 394.3333
128 | 2012007084 | 406.6667 | 396.6667
129 | 2012007084 | 409 | 399
130 | 2012007084 | 409 | 399
131 | 2012007084 | 409 | 399
132 | 2012007084 | 409 | 399
133 | 2012007084 | 408.3333 | 398.3333
134 | 2012007084 | 407.6667 | 397.6667
135 | 2012007084 | 407 | 397
136 | 2012007084 | 407 | 397
137 | 2012007084 | 407 | 397
138 | 2012007084 | 407 | 397
139 | 2012007084 | 407 | 397
140 | 2012007084 | 407 | 397
141 | 2012007084 | 407 | 397
142 | 2012007084 | 406 | 396
143 | 2012007084 | 405 | 395
0 | 2013004150 | 343 | 333
1 | 2013004150 | 344 | 334
2 | 2013004150 | 345 | 335
3 | 2013004150 | 346 | 336
4 | 2013004150 | 348 | 338
5 | 2013004150 | 350 | 340
6 | 2013004150 | 352 | 342
7 | 2013004150 | 353 | 343
8 | 2013004150 | 354 | 344
9 | 2013004150 | 355 | 345
10 | 2013004150 | 356.6667 | 346.6667
11 | 2013004150 | 358.3333 | 348.3333
12 | 2013004150 | 360 | 350
13 | 2013004150 | 363.6667 | 353.6667
14 | 2013004150 | 367.3333 | 357.3333
15 | 2013004150 | 371 | 361
16 | 2013004150 | 373.3333 | 363.3333
17 | 2013004150 | 375.6667 | 365.6667
18 | 2013004150 | 378 | 368
19 | 2013004150 | 378.6667 | 368.6667
20 | 2013004150 | 379.3333 | 369.3333
21 | 2013004150 | 380 | 370
22 | 2013004150 | 381.3333 | 371.3333
23 | 2013004150 | 382.6667 | 372.6667
24 | 2013004150 | 384 | 374
25 | 2013004150 | 385.3333 | 375.3333
26 | 2013004150 | 386.6667 | 376.6667
27 | 2013004150 | 388 | 378
28 | 2013004150 | 387 | 377
29 | 2013004150 | 386 | 376
30 | 2013004150 | 385 | 375
31 | 2013004150 | 383 | 373
32 | 2013004150 | 381 | 371
33 | 2013004150 | 379 | 369
34 | 2013004150 | 378.3333 | 368.3333
35 | 2013004150 | 377.6667 | 367.6667
36 | 2013004150 | 377 | 367
37 | 2013004150 | 377.3333 | 367.3333
38 | 2013004150 | 377.6667 | 367.6667
39 | 2013004150 | 378 | 368
40 | 2013004150 | 379.6667 | 369.6667
41 | 2013004150 | 381.3333 | 371.3333
42 | 2013004150 | 383 | 373
43 | 2013004150 | 385.3333 | 375.3333
44 | 2013004150 | 387.6667 | 377.6667
45 | 2013004150 | 390 | 380
46 | 2013004150 | 391.3333 | 381.3333
47 | 2013004150 | 392.6667 | 382.6667
48 | 2013004150 | 394 | 384
49 | 2013004150 | 393.3333 | 383.3333
50 | 2013004150 | 392.6667 | 382.6667
51 | 2013004150 | 392 | 382
52 | 2013004150 | 387.6667 | 377.6667
53 | 2013004150 | 383.3333 | 373.3333
54 | 2013004150 | 379 | 369
55 | 2013004150 | 372.3333 | 362.3333
56 | 2013004150 | 365.6667 | 355.6667
57 | 2013004150 | 359 | 349
58 | 2013004150 | 353.6667 | 343.6667
59 | 2013004150 | 348.3333 | 338.3333
60 | 2013004150 | 343 | 333
61 | 2013004150 | 338.3333 | 328.3333
62 | 2013004150 | 333.6667 | 323.6667
63 | 2013004150 | 329 | 319
64 | 2013004150 | 326 | 316
65 | 2013004150 | 323 | 313
66 | 2013004150 | 320 | 310
67 | 2013004150 | 318.3333 | 308.3333
68 | 2013004150 | 316.6667 | 306.6667
69 | 2013004150 | 315 | 305
70 | 2013004150 | 315.3333 | 305.3333
71 | 2013004150 | 315.6667 | 305.6667
72 | 2013004150 | 316 | 306
73 | 2013004150 | 316.3333 | 306.3333
74 | 2013004150 | 316.6667 | 306.6667
75 | 2013004150 | 317 | 307
76 | 2013004150 | 316.3333 | 306.3333
77 | 2013004150 | 315.6667 | 305.6667
78 | 2013004150 | 315 | 305
79 | 2013004150 | 314.6667 | 304.6667
80 | 2013004150 | 314.3333 | 304.3333
81 | 2013004150 | 314 | 304
82 | 2013004150 | 316.3333 | 306.3333
83 | 2013004150 | 318.6667 | 308.6667
84 | 2013004150 | 321 | 311
85 | 2013004150 | 323.3333 | 313.3333
86 | 2013004150 | 325.6667 | 315.6667
87 | 2013004150 | 328 | 318
88 | 2013004150 | 328.3333 | 318.3333
89 | 2013004150 | 328.6667 | 318.6667
90 | 2013004150 | 329 | 339
91 | 2013004150 | 329 | 339
92 | 2013004150 | 329 | 339
93 | 2013004150 | 329 | 339
94 | 2013004150 | 328.6667 | 338.6667
95 | 2013004150 | 328.3333 | 338.3333
96 | 2013004150 | 328 | 338
97 | 2013004150 | 327.6667 | 337.6667
98 | 2013004150 | 327.3333 | 337.3333
99 | 2013004150 | 327 | 337
100 | 2013004150 | 328.6667 | 338.6667
101 | 2013004150 | 330.3333 | 340.3333
102 | 2013004150 | 332 | 342
103 | 2013004150 | 334.3333 | 344.3333
104 | 2013004150 | 336.6667 | 346.6667
105 | 2013004150 | 339 | 349
106 | 2013004150 | 339.3333 | 349.3333
107 | 2013004150 | 339.6667 | 349.6667
108 | 2013004150 | 340 | 350
109 | 2013004150 | 342.3333 | 352.3333
110 | 2013004150 | 344.6667 | 354.6667
111 | 2013004150 | 347 | 357
112 | 2013004150 | 349.6667 | 359.6667
113 | 2013004150 | 352.3333 | 362.3333
114 | 2013004150 | 355 | 365
115 | 2013004150 | 360.3333 | 370.3333
116 | 2013004150 | 365.6667 | 375.6667
117 | 2013004150 | 371 | 381
118 | 2013004150 | 373.6667 | 383.6667
119 | 2013004150 | 376.3333 | 386.3333
120 | 2013004150 | 379 | 389
121 | 2013004150 | 383.3333 | 393.3333
122 | 2013004150 | 387.6667 | 377.6667
123 | 2013004150 | 392 | 382
124 | 2013004150 | 395.3333 | 385.3333
125 | 2013004150 | 398.6667 | 388.6667
126 | 2013004150 | 402 | 392
127 | 2013004150 | 404.3333 | 394.3333
128 | 2013004150 | 406.6667 | 396.6667
129 | 2013004150 | 409 | 399
130 | 2013004150 | 409 | 399
131 | 2013004150 | 409 | 399
132 | 2013004150 | 409 | 399
133 | 2013004150 | 408.3333 | 398.3333
134 | 2013004150 | 407.6667 | 397.6667
135 | 2013004150 | 407 | 397
136 | 2013004150 | 407 | 397
137 | 2013004150 | 407 | 397
138 | 2013004150 | 407 | 397
139 | 2013004150 | 407 | 397
140 | 2013004150 | 407 | 397
141 | 2013004150 | 407 | 397
142 | 2013004150 | 406 | 396
143 | 2013004150 | 405 | 395
0 | 2008008509 | 343 | 333
1 | 2008008509 | 344 | 334
2 | 2008008509 | 345 | 335
3 | 2008008509 | 346 | 336
4 | 2008008509 | 348 | 338
5 | 2008008509 | 350 | 340
6 | 2008008509 | 352 | 342
7 | 2008008509 | 353 | 343
8 | 2008008509 | 354 | 344
9 | 2008008509 | 355 | 345
10 | 2008008509 | 356.6667 | 346.6667
11 | 2008008509 | 358.3333 | 348.3333
12 | 2008008509 | 360 | 350
13 | 2008008509 | 363.6667 | 353.6667
14 | 2008008509 | 367.3333 | 357.3333
15 | 2008008509 | 371 | 361
16 | 2008008509 | 373.3333 | 363.3333
17 | 2008008509 | 375.6667 | 365.6667
18 | 2008008509 | 378 | 368
19 | 2008008509 | 378.6667 | 368.6667
20 | 2008008509 | 379.3333 | 369.3333
21 | 2008008509 | 380 | 370
22 | 2008008509 | 381.3333 | 371.3333
23 | 2008008509 | 382.6667 | 372.6667
24 | 2008008509 | 384 | 374
25 | 2008008509 | 385.3333 | 375.3333
26 | 2008008509 | 386.6667 | 376.6667
27 | 2008008509 | 388 | 378
28 | 2008008509 | 387 | 377
29 | 2008008509 | 386 | 376
30 | 2008008509 | 385 | 375
31 | 2008008509 | 383 | 373
32 | 2008008509 | 381 | 371
33 | 2008008509 | 379 | 369
34 | 2008008509 | 378.3333 | 368.3333
35 | 2008008509 | 377.6667 | 367.6667
36 | 2008008509 | 377 | 367
37 | 2008008509 | 377.3333 | 367.3333
38 | 2008008509 | 377.6667 | 367.6667
39 | 2008008509 | 378 | 368
40 | 2008008509 | 379.6667 | 369.6667
41 | 2008008509 | 381.3333 | 371.3333
42 | 2008008509 | 383 | 373
43 | 2008008509 | 385.3333 | 375.3333
44 | 2008008509 | 387.6667 | 377.6667
45 | 2008008509 | 390 | 380
46 | 2008008509 | 391.3333 | 381.3333
47 | 2008008509 | 392.6667 | 382.6667
48 | 2008008509 | 394 | 384
49 | 2008008509 | 393.3333 | 383.3333
50 | 2008008509 | 392.6667 | 382.6667
51 | 2008008509 | 392 | 382
52 | 2008008509 | 387.6667 | 377.6667
53 | 2008008509 | 383.3333 | 373.3333
54 | 2008008509 | 379 | 369
55 | 2008008509 | 372.3333 | 362.3333
56 | 2008008509 | 365.6667 | 355.6667
57 | 2008008509 | 359 | 349
58 | 2008008509 | 353.6667 | 343.6667
59 | 2008008509 | 348.3333 | 338.3333
60 | 2008008509 | 343 | 333
61 | 2008008509 | 338.3333 | 328.3333
62 | 2008008509 | 333.6667 | 323.6667
63 | 2008008509 | 329 | 319
64 | 2008008509 | 326 | 316
65 | 2008008509 | 323 | 313
66 | 2008008509 | 320 | 310
67 | 2008008509 | 318.3333 | 308.3333
68 | 2008008509 | 316.6667 | 306.6667
69 | 2008008509 | 315 | 305
70 | 2008008509 | 315.3333 | 305.3333
71 | 2008008509 | 315.6667 | 305.6667
72 | 2008008509 | 316 | 306
73 | 2008008509 | 316.3333 | 306.3333
74 | 2008008509 | 316.6667 | 306.6667
75 | 2008008509 | 317 | 307
76 | 2008008509 | 316.3333 | 306.3333
77 | 2008008509 | 315.6667 | 305.6667
78 | 2008008509 | 315 | 305
79 | 2008008509 | 314.6667 | 304.6667
80 | 2008008509 | 314.3333 | 304.3333
81 | 2008008509 | 314 | 304
82 | 2008008509 | 316.3333 | 306.3333
83 | 2008008509 | 318.6667 | 308.6667
84 | 2008008509 | 321 | 311
85 | 2008008509 | 323.3333 | 313.3333
86 | 2008008509 | 325.6667 | 315.6667
87 | 2008008509 | 328 | 318
88 | 2008008509 | 328.3333 | 318.3333
89 | 2008008509 | 328.6667 | 318.6667
90 | 2008008509 | 329 | 339
91 | 2008008509 | 329 | 339
92 | 2008008509 | 329 | 339
93 | 2008008509 | 329 | 339
94 | 2008008509 | 328.6667 | 338.6667
95 | 2008008509 | 328.3333 | 338.3333
96 | 2008008509 | 328 | 338
97 | 2008008509 | 327.6667 | 337.6667
98 | 2008008509 | 327.3333 | 337.3333
99 | 2008008509 | 327 | 337
100 | 2008008509 | 328.6667 | 338.6667
101 | 2008008509 | 330.3333 | 340.3333
102 | 2008008509 | 332 | 342
103 | 2008008509 | 334.3333 | 344.3333
104 | 2008008509 | 336.6667 | 346.6667
105 | 2008008509 | 339 | 349
106 | 2008008509 | 339.3333 | 349.3333
107 | 2008008509 | 339.6667 | 349.6667
108 | 2008008509 | 340 | 350
109 | 2008008509 | 342.3333 | 352.3333
110 | 2008008509 | 344.6667 | 354.6667
111 | 2008008509 | 347 | 357
112 | 2008008509 | 349.6667 | 359.6667
113 | 2008008509 | 352.3333 | 362.3333
114 | 2008008509 | 355 | 365
115 | 2008008509 | 360.3333 | 370.3333
116 | 2008008509 | 365.6667 | 375.6667
117 | 2008008509 | 371 | 381
118 | 2008008509 | 373.6667 | 383.6667
119 | 2008008509 | 376.3333 | 386.3333
120 | 2008008509 | 379 | 389
121 | 2008008509 | 383.3333 | 393.3333
122 | 2008008509 | 387.6667 | 377.6667
123 | 2008008509 | 392 | 382
124 | 2008008509 | 395.3333 | 385.3333
125 | 2008008509 | 398.6667 | 388.6667
126 | 2008008509 | 402 | 392
127 | 2008008509 | 404.3333 | 394.3333
128 | 2008008509 | 406.6667 | 396.6667
129 | 2008008509 | 409 | 399
130 | 2008008509 | 409 | 399
131 | 2008008509 | 409 | 399
132 | 2008008509 | 409 | 399
133 | 2008008509 | 408.3333 | 398.3333
134 | 2008008509 | 407.6667 | 397.6667
135 | 2008008509 | 407 | 397
136 | 2008008509 | 407 | 397
137 | 2008008509 | 407 | 397
138 | 2008008509 | 407 | 397
139 | 2008008509 | 407 | 397
140 | 2008008509 | 407 | 397
141 | 2008008509 | 407 | 397
142 | 2008008509 | 406 | 396
143 | 2008008509 | 405 | 395
0 | 2002003048 | 343 | 333
1 | 2002003048 | 344 | 334
2 | 2002003048 | 345 | 335
3 | 2002003048 | 346 | 336
4 | 2002003048 | 348 | 338
5 | 2002003048 | 350 | 340
6 | 2002003048 | 352 | 342
7 | 2002003048 | 353 | 343
8 | 2002003048 | 354 | 344
9 | 2002003048 | 355 | 345
10 | 2002003048 | 356.6667 | 346.6667
11 | 2002003048 | 358.3333 | 348.3333
12 | 2002003048 | 360 | 350
13 | 2002003048 | 363.6667 | 353.6667
14 | 2002003048 | 367.3333 | 357.3333
15 | 2002003048 | 371 | 361
16 | 2002003048 | 373.3333 | 363.3333
17 | 2002003048 | 375.6667 | 365.6667
18 | 2002003048 | 378 | 368
19 | 2002003048 | 378.6667 | 368.6667
20 | 2002003048 | 379.3333 | 369.3333
21 | 2002003048 | 380 | 370
22 | 2002003048 | 381.3333 | 371.3333
23 | 2002003048 | 382.6667 | 372.6667
24 | 2002003048 | 384 | 374
25 | 2002003048 | 385.3333 | 375.3333
26 | 2002003048 | 386.6667 | 376.6667
27 | 2002003048 | 388 | 378
28 | 2002003048 | 387 | 377
29 | 2002003048 | 386 | 376
30 | 2002003048 | 385 | 375
31 | 2002003048 | 383 | 373
32 | 2002003048 | 381 | 371
33 | 2002003048 | 379 | 369
34 | 2002003048 | 378.3333 | 368.3333
35 | 2002003048 | 377.6667 | 367.6667
36 | 2002003048 | 377 | 367
37 | 2002003048 | 377.3333 | 367.3333
38 | 2002003048 | 377.6667 | 367.6667
39 | 2002003048 | 378 | 368
40 | 2002003048 | 379.6667 | 369.6667
41 | 2002003048 | 381.3333 | 371.3333
42 | 2002003048 | 383 | 373
43 | 2002003048 | 385.3333 | 375.3333
44 | 2002003048 | 387.6667 | 377.6667
45 | 2002003048 | 390 | 380
46 | 2002003048 | 391.3333 | 381.3333
47 | 2002003048 | 392.6667 | 382.6667
48 | 2002003048 | 394 | 384
49 | 2002003048 | 393.3333 | 383.3333
50 | 2002003048 | 392.6667 | 382.6667
51 | 2002003048 | 392 | 382
52 | 2002003048 | 387.6667 | 377.6667
53 | 2002003048 | 383.3333 | 373.3333
54 | 2002003048 | 379 | 369
55 | 2002003048 | 372.3333 | 362.3333
56 | 2002003048 | 365.6667 | 355.6667
57 | 2002003048 | 359 | 349
58 | 2002003048 | 353.6667 | 343.6667
59 | 2002003048 | 348.3333 | 338.3333
60 | 2002003048 | 343 | 333
61 | 2002003048 | 338.3333 | 328.3333
62 | 2002003048 | 333.6667 | 323.6667
63 | 2002003048 | 329 | 319
64 | 2002003048 | 326 | 316
65 | 2002003048 | 323 | 313
66 | 2002003048 | 320 | 310
67 | 2002003048 | 318.3333 | 308.3333
68 | 2002003048 | 316.6667 | 306.6667
69 | 2002003048 | 315 | 305
70 | 2002003048 | 315.3333 | 305.3333
71 | 2002003048 | 315.6667 | 305.6667
72 | 2002003048 | 316 | 306
73 | 2002003048 | 316.3333 | 306.3333
74 | 2002003048 | 316.6667 | 306.6667
75 | 2002003048 | 317 | 307
76 | 2002003048 | 316.3333 | 306.3333
77 | 2002003048 | 315.6667 | 305.6667
78 | 2002003048 | 315 | 305
79 | 2002003048 | 314.6667 | 304.6667
80 | 2002003048 | 314.3333 | 304.3333
81 | 2002003048 | 314 | 304
82 | 2002003048 | 316.3333 | 306.3333
83 | 2002003048 | 318.6667 | 308.6667
84 | 2002003048 | 321 | 311
85 | 2002003048 | 323.3333 | 313.3333
86 | 2002003048 | 325.6667 | 315.6667
87 | 2002003048 | 328 | 318
88 | 2002003048 | 328.3333 | 318.3333
89 | 2002003048 | 328.6667 | 318.6667
90 | 2002003048 | 329 | 339
91 | 2002003048 | 329 | 339
92 | 2002003048 | 329 | 339
93 | 2002003048 | 329 | 339
94 | 2002003048 | 328.6667 | 338.6667
95 | 2002003048 | 328.3333 | 338.3333
96 | 2002003048 | 328 | 338
97 | 2002003048 | 327.6667 | 337.6667
98 | 2002003048 | 327.3333 | 337.3333
99 | 2002003048 | 327 | 337
100 | 2002003048 | 328.6667 | 338.6667
101 | 2002003048 | 330.3333 | 340.3333
102 | 2002003048 | 332 | 342
103 | 2002003048 | 334.3333 | 344.3333
104 | 2002003048 | 336.6667 | 346.6667
105 | 2002003048 | 339 | 349
106 | 2002003048 | 339.3333 | 349.3333
107 | 2002003048 | 339.6667 | 349.6667
108 | 2002003048 | 340 | 350
109 | 2002003048 | 342.3333 | 352.3333
110 | 2002003048 | 344.6667 | 354.6667
111 | 2002003048 | 347 | 357
112 | 2002003048 | 349.6667 | 359.6667
113 | 2002003048 | 352.3333 | 362.3333
114 | 2002003048 | 355 | 365
115 | 2002003048 | 360.3333 | 370.3333
116 | 2002003048 | 365.6667 | 375.6667
117 | 2002003048 | 371 | 381
118 | 2002003048 | 373.6667 | 383.6667
119 | 2002003048 | 376.3333 | 386.3333
120 | 2002003048 | 379 | 389
121 | 2002003048 | 383.3333 | 393.3333
122 | 2002003048 | 387.6667 | 377.6667
123 | 2002003048 | 392 | 382
124 | 2002003048 | 395.3333 | 385.3333
125 | 2002003048 | 398.6667 | 388.6667
126 | 2002003048 | 402 | 392
127 | 2002003048 | 404.3333 | 394.3333
128 | 2002003048 | 406.6667 | 396.6667
129 | 2002003048 | 409 | 399
130 | 2002003048 | 409 | 399
131 | 2002003048 | 409 | 399
132 | 2002003048 | 409 | 399
133 | 2002003048 | 408.3333 | 398.3333
134 | 2002003048 | 407.6667 | 397.6667
135 | 2002003048 | 407 | 397
136 | 2002003048 | 407 | 397
137 | 2002003048 | 407 | 397
138 | 2002003048 | 407 | 397
139 | 2002003048 | 407 | 397
140 | 2002003048 | 407 | 397
141 | 2002003048 | 407 | 397
142 | 2002003048 | 406 | 396
143 | 2002003048 | 405 | 395
0 | 2015007243 | 343 | 333
1 | 2015007243 | 344 | 334
2 | 2015007243 | 345 | 335
3 | 2015007243 | 346 | 336
4 | 2015007243 | 348 | 338
5 | 2015007243 | 350 | 340
6 | 2015007243 | 352 | 342
7 | 2015007243 | 353 | 343
8 | 2015007243 | 354 | 344
9 | 2015007243 | 355 | 345
10 | 2015007243 | 356.6667 | 346.6667
11 | 2015007243 | 358.3333 | 348.3333
12 | 2015007243 | 360 | 350
13 | 2015007243 | 363.6667 | 353.6667
14 | 2015007243 | 367.3333 | 357.3333
15 | 2015007243 | 371 | 361
16 | 2015007243 | 373.3333 | 363.3333
17 | 2015007243 | 375.6667 | 365.6667
18 | 2015007243 | 378 | 368
19 | 2015007243 | 378.6667 | 368.6667
20 | 2015007243 | 379.3333 | 369.3333
21 | 2015007243 | 380 | 370
22 | 2015007243 | 381.3333 | 371.3333
23 | 2015007243 | 382.6667 | 372.6667
24 | 2015007243 | 384 | 374
25 | 2015007243 | 385.3333 | 375.3333
26 | 2015007243 | 386.6667 | 376.6667
27 | 2015007243 | 388 | 378
28 | 2015007243 | 387 | 377
29 | 2015007243 | 386 | 376
30 | 2015007243 | 385 | 375
31 | 2015007243 | 383 | 373
32 | 2015007243 | 381 | 371
33 | 2015007243 | 379 | 369
34 | 2015007243 | 378.3333 | 368.3333
35 | 2015007243 | 377.6667 | 367.6667
36 | 2015007243 | 377 | 367
37 | 2015007243 | 377.3333 | 367.3333
38 | 2015007243 | 377.6667 | 367.6667
39 | 2015007243 | 378 | 368
40 | 2015007243 | 379.6667 | 369.6667
41 | 2015007243 | 381.3333 | 371.3333
42 | 2015007243 | 383 | 373
43 | 2015007243 | 385.3333 | 375.3333
44 | 2015007243 | 387.6667 | 377.6667
45 | 2015007243 | 390 | 380
46 | 2015007243 | 391.3333 | 381.3333
47 | 2015007243 | 392.6667 | 382.6667
48 | 2015007243 | 394 | 384
49 | 2015007243 | 393.3333 | 383.3333
50 | 2015007243 | 392.6667 | 382.6667
51 | 2015007243 | 392 | 382
52 | 2015007243 | 387.6667 | 377.6667
53 | 2015007243 | 383.3333 | 373.3333
54 | 2015007243 | 379 | 369
55 | 2015007243 | 372.3333 | 362.3333
56 | 2015007243 | 365.6667 | 355.6667
57 | 2015007243 | 359 | 349
58 | 2015007243 | 353.6667 | 343.6667
59 | 2015007243 | 348.3333 | 338.3333
60 | 2015007243 | 343 | 333
61 | 2015007243 | 338.3333 | 328.3333
62 | 2015007243 | 333.6667 | 323.6667
63 | 2015007243 | 329 | 319
64 | 2015007243 | 326 | 316
65 | 2015007243 | 323 | 313
66 | 2015007243 | 320 | 310
67 | 2015007243 | 318.3333 | 308.3333
68 | 2015007243 | 316.6667 | 306.6667
69 | 2015007243 | 315 | 305
70 | 2015007243 | 315.3333 | 305.3333
71 | 2015007243 | 315.6667 | 305.6667
72 | 2015007243 | 316 | 306
73 | 2015007243 | 316.3333 | 306.3333
74 | 2015007243 | 316.6667 | 306.6667
75 | 2015007243 | 317 | 307
76 | 2015007243 | 316.3333 | 306.3333
77 | 2015007243 | 315.6667 | 305.6667
78 | 2015007243 | 315 | 305
79 | 2015007243 | 314.6667 | 304.6667
80 | 2015007243 | 314.3333 | 304.3333
81 | 2015007243 | 314 | 304
82 | 2015007243 | 316.3333 | 306.3333
83 | 2015007243 | 318.6667 | 308.6667
84 | 2015007243 | 321 | 311
85 | 2015007243 | 323.3333 | 313.3333
86 | 2015007243 | 325.6667 | 315.6667
87 | 2015007243 | 328 | 318
88 | 2015007243 | 328.3333 | 318.3333
89 | 2015007243 | 328.6667 | 318.6667
90 | 2015007243 | 329 | 339
91 | 2015007243 | 329 | 339
92 | 2015007243 | 329 | 339
93 | 2015007243 | 329 | 339
94 | 2015007243 | 328.6667 | 338.6667
95 | 2015007243 | 328.3333 | 338.3333
96 | 2015007243 | 328 | 338
97 | 2015007243 | 327.6667 | 337.6667
98 | 2015007243 | 327.3333 | 337.3333
99 | 2015007243 | 327 | 337
100 | 2015007243 | 328.6667 | 338.6667
101 | 2015007243 | 330.3333 | 340.3333
102 | 2015007243 | 332 | 342
103 | 2015007243 | 334.3333 | 344.3333
104 | 2015007243 | 336.6667 | 346.6667
105 | 2015007243 | 339 | 349
106 | 2015007243 | 339.3333 | 349.3333
107 | 2015007243 | 339.6667 | 349.6667
108 | 2015007243 | 340 | 350
109 | 2015007243 | 342.3333 | 352.3333
110 | 2015007243 | 344.6667 | 354.6667
111 | 2015007243 | 347 | 357
112 | 2015007243 | 349.6667 | 359.6667
113 | 2015007243 | 352.3333 | 362.3333
114 | 2015007243 | 355 | 365
115 | 2015007243 | 360.3333 | 370.3333
116 | 2015007243 | 365.6667 | 375.6667
117 | 2015007243 | 371 | 381
118 | 2015007243 | 373.6667 | 383.6667
119 | 2015007243 | 376.3333 | 386.3333
120 | 2015007243 | 379 | 389
121 | 2015007243 | 383.3333 | 393.3333
122 | 2015007243 | 387.6667 | 377.6667
123 | 2015007243 | 392 | 382
124 | 2015007243 | 395.3333 | 385.3333
125 | 2015007243 | 398.6667 | 388.6667
126 | 2015007243 | 402 | 392
127 | 2015007243 | 404.3333 | 394.3333
128 | 2015007243 | 406.6667 | 396.6667
129 | 2015007243 | 409 | 399
130 | 2015007243 | 409 | 399
131 | 2015007243 | 409 | 399
132 | 2015007243 | 409 | 399
133 | 2015007243 | 408.3333 | 398.3333
134 | 2015007243 | 407.6667 | 397.6667
135 | 2015007243 | 407 | 397
136 | 2015007243 | 407 | 397
137 | 2015007243 | 407 | 397
138 | 2015007243 | 407 | 397
139 | 2015007243 | 407 | 397
140 | 2015007243 | 407 | 397
141 | 2015007243 | 407 | 397
142 | 2015007243 | 406 | 396
143 | 2015007243 | 405 | 395
0 | 2002005993 | 343 | 333
1 | 2002005993 | 344 | 334
2 | 2002005993 | 345 | 335
3 | 2002005993 | 346 | 336
4 | 2002005993 | 348 | 338
5 | 2002005993 | 350 | 340
6 | 2002005993 | 352 | 342
7 | 2002005993 | 353 | 343
8 | 2002005993 | 354 | 344
9 | 2002005993 | 355 | 345
10 | 2002005993 | 356.6667 | 346.6667
11 | 2002005993 | 358.3333 | 348.3333
12 | 2002005993 | 360 | 350
13 | 2002005993 | 363.6667 | 353.6667
14 | 2002005993 | 367.3333 | 357.3333
15 | 2002005993 | 371 | 361
16 | 2002005993 | 373.3333 | 363.3333
17 | 2002005993 | 375.6667 | 365.6667
18 | 2002005993 | 378 | 368
19 | 2002005993 | 378.6667 | 368.6667
20 | 2002005993 | 379.3333 | 369.3333
21 | 2002005993 | 380 | 370
22 | 2002005993 | 381.3333 | 371.3333
23 | 2002005993 | 382.6667 | 372.6667
24 | 2002005993 | 384 | 374
25 | 2002005993 | 385.3333 | 375.3333
26 | 2002005993 | 386.6667 | 376.6667
27 | 2002005993 | 388 | 378
28 | 2002005993 | 387 | 377
29 | 2002005993 | 386 | 376
30 | 2002005993 | 385 | 375
31 | 2002005993 | 383 | 373
32 | 2002005993 | 381 | 371
33 | 2002005993 | 379 | 369
34 | 2002005993 | 378.3333 | 368.3333
35 | 2002005993 | 377.6667 | 367.6667
36 | 2002005993 | 377 | 367
37 | 2002005993 | 377.3333 | 367.3333
38 | 2002005993 | 377.6667 | 367.6667
39 | 2002005993 | 378 | 368
40 | 2002005993 | 379.6667 | 369.6667
41 | 2002005993 | 381.3333 | 371.3333
42 | 2002005993 | 383 | 373
43 | 2002005993 | 385.3333 | 375.3333
44 | 2002005993 | 387.6667 | 377.6667
45 | 2002005993 | 390 | 380
46 | 2002005993 | 391.3333 | 381.3333
47 | 2002005993 | 392.6667 | 382.6667
48 | 2002005993 | 394 | 384
49 | 2002005993 | 393.3333 | 383.3333
50 | 2002005993 | 392.6667 | 382.6667
51 | 2002005993 | 392 | 382
52 | 2002005993 | 387.6667 | 377.6667
53 | 2002005993 | 383.3333 | 373.3333
54 | 2002005993 | 379 | 369
55 | 2002005993 | 372.3333 | 362.3333
56 | 2002005993 | 365.6667 | 355.6667
57 | 2002005993 | 359 | 349
58 | 2002005993 | 353.6667 | 343.6667
59 | 2002005993 | 348.3333 | 338.3333
60 | 2002005993 | 343 | 333
61 | 2002005993 | 338.3333 | 328.3333
62 | 2002005993 | 333.6667 | 323.6667
63 | 2002005993 | 329 | 319
64 | 2002005993 | 326 | 316
65 | 2002005993 | 323 | 313
66 | 2002005993 | 320 | 310
67 | 2002005993 | 318.3333 | 308.3333
68 | 2002005993 | 316.6667 | 306.6667
69 | 2002005993 | 315 | 305
70 | 2002005993 | 315.3333 | 305.3333
71 | 2002005993 | 315.6667 | 305.6667
72 | 2002005993 | 316 | 306
73 | 2002005993 | 316.3333 | 306.3333
74 | 2002005993 | 316.6667 | 306.6667
75 | 2002005993 | 317 | 307
76 | 2002005993 | 316.3333 | 306.3333
77 | 2002005993 | 315.6667 | 305.6667
78 | 2002005993 | 315 | 305
79 | 2002005993 | 314.6667 | 304.6667
80 | 2002005993 | 314.3333 | 304.3333
81 | 2002005993 | 314 | 304
82 | 2002005993 | 316.3333 | 306.3333
83 | 2002005993 | 318.6667 | 308.6667
84 | 2002005993 | 321 | 311
85 | 2002005993 | 323.3333 | 313.3333
86 | 2002005993 | 325.6667 | 315.6667
87 | 2002005993 | 328 | 318
88 | 2002005993 | 328.3333 | 318.3333
89 | 2002005993 | 328.6667 | 318.6667
90 | 2002005993 | 329 | 339
91 | 2002005993 | 329 | 339
92 | 2002005993 | 329 | 339
93 | 2002005993 | 329 | 339
94 | 2002005993 | 328.6667 | 338.6667
95 | 2002005993 | 328.3333 | 338.3333
96 | 2002005993 | 328 | 338
97 | 2002005993 | 327.6667 | 337.6667
98 | 2002005993 | 327.3333 | 337.3333
99 | 2002005993 | 327 | 337
100 | 2002005993 | 328.6667 | 338.6667
101 | 2002005993 | 330.3333 | 340.3333
102 | 2002005993 | 332 | 342
103 | 2002005993 | 334.3333 | 344.3333
104 | 2002005993 | 336.6667 | 346.6667
105 | 2002005993 | 339 | 349
106 | 2002005993 | 339.3333 | 349.3333
107 | 2002005993 | 339.6667 | 349.6667
108 | 2002005993 | 340 | 350
109 | 2002005993 | 342.3333 | 352.3333
110 | 2002005993 | 344.6667 | 354.6667
111 | 2002005993 | 347 | 357
112 | 2002005993 | 349.6667 | 359.6667
113 | 2002005993 | 352.3333 | 362.3333
114 | 2002005993 | 355 | 365
115 | 2002005993 | 360.3333 | 370.3333
116 | 2002005993 | 365.6667 | 375.6667
117 | 2002005993 | 371 | 381
118 | 2002005993 | 373.6667 | 383.6667
119 | 2002005993 | 376.3333 | 386.3333
120 | 2002005993 | 379 | 389
121 | 2002005993 | 383.3333 | 393.3333
122 | 2002005993 | 387.6667 | 377.6667
123 | 2002005993 | 392 | 382
124 | 2002005993 | 395.3333 | 385.3333
125 | 2002005993 | 398.6667 | 388.6667
126 | 2002005993 | 402 | 392
127 | 2002005993 | 404.3333 | 394.3333
128 | 2002005993 | 406.6667 | 396.6667
129 | 2002005993 | 409 | 399
130 | 2002005993 | 409 | 399
131 | 2002005993 | 409 | 399
132 | 2002005993 | 409 | 399
133 | 2002005993 | 408.3333 | 398.3333
134 | 2002005993 | 407.6667 | 397.6667
135 | 2002005993 | 407 | 397
136 | 2002005993 | 407 | 397
137 | 2002005993 | 407 | 397
138 | 2002005993 | 407 | 397
139 | 2002005993 | 407 | 397
140 | 2002005993 | 407 | 397
141 | 2002005993 | 407 | 397
142 | 2002005993 | 406 | 396
143 | 2002005993 | 405 | 395
0 | 2007007547 | 343 | 333
1 | 2007007547 | 344 | 334
2 | 2007007547 | 345 | 335
3 | 2007007547 | 346 | 336
4 | 2007007547 | 348 | 338
5 | 2007007547 | 350 | 340
6 | 2007007547 | 352 | 342
7 | 2007007547 | 353 | 343
8 | 2007007547 | 354 | 344
9 | 2007007547 | 355 | 345
10 | 2007007547 | 356.6667 | 346.6667
11 | 2007007547 | 358.3333 | 348.3333
12 | 2007007547 | 360 | 350
13 | 2007007547 | 363.6667 | 353.6667
14 | 2007007547 | 367.3333 | 357.3333
15 | 2007007547 | 371 | 361
16 | 2007007547 | 373.3333 | 363.3333
17 | 2007007547 | 375.6667 | 365.6667
18 | 2007007547 | 378 | 368
19 | 2007007547 | 378.6667 | 368.6667
20 | 2007007547 | 379.3333 | 369.3333
21 | 2007007547 | 380 | 370
22 | 2007007547 | 381.3333 | 371.3333
23 | 2007007547 | 382.6667 | 372.6667
24 | 2007007547 | 384 | 374
25 | 2007007547 | 385.3333 | 375.3333
26 | 2007007547 | 386.6667 | 376.6667
27 | 2007007547 | 388 | 378
28 | 2007007547 | 387 | 377
29 | 2007007547 | 386 | 376
30 | 2007007547 | 385 | 375
31 | 2007007547 | 383 | 373
32 | 2007007547 | 381 | 371
33 | 2007007547 | 379 | 369
34 | 2007007547 | 378.3333 | 368.3333
35 | 2007007547 | 377.6667 | 367.6667
36 | 2007007547 | 377 | 367
37 | 2007007547 | 377.3333 | 367.3333
38 | 2007007547 | 377.6667 | 367.6667
39 | 2007007547 | 378 | 368
40 | 2007007547 | 379.6667 | 369.6667
41 | 2007007547 | 381.3333 | 371.3333
42 | 2007007547 | 383 | 373
43 | 2007007547 | 385.3333 | 375.3333
44 | 2007007547 | 387.6667 | 377.6667
45 | 2007007547 | 390 | 380
46 | 2007007547 | 391.3333 | 381.3333
47 | 2007007547 | 392.6667 | 382.6667
48 | 2007007547 | 394 | 384
49 | 2007007547 | 393.3333 | 383.3333
50 | 2007007547 | 392.6667 | 382.6667
51 | 2007007547 | 392 | 382
52 | 2007007547 | 387.6667 | 377.6667
53 | 2007007547 | 383.3333 | 373.3333
54 | 2007007547 | 379 | 369
55 | 2007007547 | 372.3333 | 362.3333
56 | 2007007547 | 365.6667 | 355.6667
57 | 2007007547 | 359 | 349
58 | 2007007547 | 353.6667 | 343.6667
59 | 2007007547 | 348.3333 | 338.3333
60 | 2007007547 | 343 | 333
61 | 2007007547 | 338.3333 | 328.3333
62 | 2007007547 | 333.6667 | 323.6667
63 | 2007007547 | 329 | 319
64 | 2007007547 | 326 | 316
65 | 2007007547 | 323 | 313
66 | 2007007547 | 320 | 310
67 | 2007007547 | 318.3333 | 308.3333
68 | 2007007547 | 316.6667 | 306.6667
69 | 2007007547 | 315 | 305
70 | 2007007547 | 315.3333 | 305.3333
71 | 2007007547 | 315.6667 | 305.6667
72 | 2007007547 | 316 | 306
73 | 2007007547 | 316.3333 | 306.3333
74 | 2007007547 | 316.6667 | 306.6667
75 | 2007007547 | 317 | 307
76 | 2007007547 | 316.3333 | 306.3333
77 | 2007007547 | 315.6667 | 305.6667
78 | 2007007547 | 315 | 305
79 | 2007007547 | 314.6667 | 304.6667
80 | 2007007547 | 314.3333 | 304.3333
81 | 2007007547 | 314 | 304
82 | 2007007547 | 316.3333 | 306.3333
83 | 2007007547 | 318.6667 | 308.6667
84 | 2007007547 | 321 | 311
85 | 2007007547 | 323.3333 | 313.3333
86 | 2007007547 | 325.6667 | 315.6667
87 | 2007007547 | 328 | 318
88 | 2007007547 | 328.3333 | 318.3333
89 | 2007007547 | 328.6667 | 318.6667
90 | 2007007547 | 329 | 339
91 | 2007007547 | 329 | 339
92 | 2007007547 | 329 | 339
93 | 2007007547 | 329 | 339
94 | 2007007547 | 328.6667 | 338.6667
95 | 2007007547 | 328.3333 | 338.3333
96 | 2007007547 | 328 | 338
97 | 2007007547 | 327.6667 | 337.6667
98 | 2007007547 | 327.3333 | 337.3333
99 | 2007007547 | 327 | 337
100 | 2007007547 | 328.6667 | 338.6667
101 | 2007007547 | 330.3333 | 340.3333
102 | 2007007547 | 332 | 342
103 | 2007007547 | 334.3333 | 344.3333
104 | 2007007547 | 336.6667 | 346.6667
105 | 2007007547 | 339 | 349
106 | 2007007547 | 339.3333 | 349.3333
107 | 2007007547 | 339.6667 | 349.6667
108 | 2007007547 | 340 | 350
109 | 2007007547 | 342.3333 | 352.3333
110 | 2007007547 | 344.6667 | 354.6667
111 | 2007007547 | 347 | 357
112 | 2007007547 | 349.6667 | 359.6667
113 | 2007007547 | 352.3333 | 362.3333
114 | 2007007547 | 355 | 365
115 | 2007007547 | 360.3333 | 370.3333
116 | 2007007547 | 365.6667 | 375.6667
117 | 2007007547 | 371 | 381
118 | 2007007547 | 373.6667 | 383.6667
119 | 2007007547 | 376.3333 | 386.3333
120 | 2007007547 | 379 | 389
121 | 2007007547 | 383.3333 | 393.3333
122 | 2007007547 | 387.6667 | 377.6667
123 | 2007007547 | 392 | 382
124 | 2007007547 | 395.3333 | 385.3333
125 | 2007007547 | 398.6667 | 388.6667
126 | 2007007547 | 402 | 392
127 | 2007007547 | 404.3333 | 394.3333
128 | 2007007547 | 406.6667 | 396.6667
129 | 2007007547 | 409 | 399
130 | 2007007547 | 409 | 399
131 | 2007007547 | 409 | 399
132 | 2007007547 | 409 | 399
133 | 2007007547 | 408.3333 | 398.3333
134 | 2007007547 | 407.6667 | 397.6667
135 | 2007007547 | 407 | 397
136 | 2007007547 | 407 | 397
137 | 2007007547 | 407 | 397
138 | 2007007547 | 407 | 397
139 | 2007007547 | 407 | 397
140 | 2007007547 | 407 | 397
141 | 2007007547 | 407 | 397
142 | 2007007547 | 406 | 396
143 | 2007007547 | 405 | 395
0 | 2009010238 | 343 | 333
1 | 2009010238 | 344 | 334
2 | 2009010238 | 345 | 335
3 | 2009010238 | 346 | 336
4 | 2009010238 | 348 | 338
5 | 2009010238 | 350 | 340
6 | 2009010238 | 352 | 342
7 | 2009010238 | 353 | 343
8 | 2009010238 | 354 | 344
9 | 2009010238 | 355 | 345
10 | 2009010238 | 356.6667 | 346.6667
11 | 2009010238 | 358.3333 | 348.3333
12 | 2009010238 | 360 | 350
13 | 2009010238 | 363.6667 | 353.6667
14 | 2009010238 | 367.3333 | 357.3333
15 | 2009010238 | 371 | 361
16 | 2009010238 | 373.3333 | 363.3333
17 | 2009010238 | 375.6667 | 365.6667
18 | 2009010238 | 378 | 368
19 | 2009010238 | 378.6667 | 368.6667
20 | 2009010238 | 379.3333 | 369.3333
21 | 2009010238 | 380 | 370
22 | 2009010238 | 381.3333 | 371.3333
23 | 2009010238 | 382.6667 | 372.6667
24 | 2009010238 | 384 | 374
25 | 2009010238 | 385.3333 | 375.3333
26 | 2009010238 | 386.6667 | 376.6667
27 | 2009010238 | 388 | 378
28 | 2009010238 | 387 | 377
29 | 2009010238 | 386 | 376
30 | 2009010238 | 385 | 375
31 | 2009010238 | 383 | 373
32 | 2009010238 | 381 | 371
33 | 2009010238 | 379 | 369
34 | 2009010238 | 378.3333 | 368.3333
35 | 2009010238 | 377.6667 | 367.6667
36 | 2009010238 | 377 | 367
37 | 2009010238 | 377.3333 | 367.3333
38 | 2009010238 | 377.6667 | 367.6667
39 | 2009010238 | 378 | 368
40 | 2009010238 | 379.6667 | 369.6667
41 | 2009010238 | 381.3333 | 371.3333
42 | 2009010238 | 383 | 373
43 | 2009010238 | 385.3333 | 375.3333
44 | 2009010238 | 387.6667 | 377.6667
45 | 2009010238 | 390 | 380
46 | 2009010238 | 391.3333 | 381.3333
47 | 2009010238 | 392.6667 | 382.6667
48 | 2009010238 | 394 | 384
49 | 2009010238 | 393.3333 | 383.3333
50 | 2009010238 | 392.6667 | 382.6667
51 | 2009010238 | 392 | 382
52 | 2009010238 | 387.6667 | 377.6667
53 | 2009010238 | 383.3333 | 373.3333
54 | 2009010238 | 379 | 369
55 | 2009010238 | 372.3333 | 362.3333
56 | 2009010238 | 365.6667 | 355.6667
57 | 2009010238 | 359 | 349
58 | 2009010238 | 353.6667 | 343.6667
59 | 2009010238 | 348.3333 | 338.3333
60 | 2009010238 | 343 | 333
61 | 2009010238 | 338.3333 | 328.3333
62 | 2009010238 | 333.6667 | 323.6667
63 | 2009010238 | 329 | 319
64 | 2009010238 | 326 | 316
65 | 2009010238 | 323 | 313
66 | 2009010238 | 320 | 310
67 | 2009010238 | 318.3333 | 308.3333
68 | 2009010238 | 316.6667 | 306.6667
69 | 2009010238 | 315 | 305
70 | 2009010238 | 315.3333 | 305.3333
71 | 2009010238 | 315.6667 | 305.6667
72 | 2009010238 | 316 | 306
73 | 2009010238 | 316.3333 | 306.3333
74 | 2009010238 | 316.6667 | 306.6667
75 | 2009010238 | 317 | 307
76 | 2009010238 | 316.3333 | 306.3333
77 | 2009010238 | 315.6667 | 305.6667
78 | 2009010238 | 315 | 305
79 | 2009010238 | 314.6667 | 304.6667
80 | 2009010238 | 314.3333 | 304.3333
81 | 2009010238 | 314 | 304
82 | 2009010238 | 316.3333 | 306.3333
83 | 2009010238 | 318.6667 | 308.6667
84 | 2009010238 | 321 | 311
85 | 2009010238 | 323.3333 | 313.3333
86 | 2009010238 | 325.6667 | 315.6667
87 | 2009010238 | 328 | 318
88 | 2009010238 | 328.3333 | 318.3333
89 | 2009010238 | 328.6667 | 318.6667
90 | 2009010238 | 329 | 339
91 | 2009010238 | 329 | 339
92 | 2009010238 | 329 | 339
93 | 2009010238 | 329 | 339
94 | 2009010238 | 328.6667 | 338.6667
95 | 2009010238 | 328.3333 | 338.3333
96 | 2009010238 | 328 | 338
97 | 2009010238 | 327.6667 | 337.6667
98 | 2009010238 | 327.3333 | 337.3333
99 | 2009010238 | 327 | 337
100 | 2009010238 | 328.6667 | 338.6667
101 | 2009010238 | 330.3333 | 340.3333
102 | 2009010238 | 332 | 342
103 | 2009010238 | 334.3333 | 344.3333
104 | 2009010238 | 336.6667 | 346.6667
105 | 2009010238 | 339 | 349
106 | 2009010238 | 339.3333 | 349.3333
107 | 2009010238 | 339.6667 | 349.6667
108 | 2009010238 | 340 | 350
109 | 2009010238 | 342.3333 | 352.3333
110 | 2009010238 | 344.6667 | 354.6667
111 | 2009010238 | 347 | 357
112 | 2009010238 | 349.6667 | 359.6667
113 | 2009010238 | 352.3333 | 362.3333
114 | 2009010238 | 355 | 365
115 | 2009010238 | 360.3333 | 370.3333
116 | 2009010238 | 365.6667 | 375.6667
117 | 2009010238 | 371 | 381
118 | 2009010238 | 373.6667 | 383.6667
119 | 2009010238 | 376.3333 | 386.3333
120 | 2009010238 | 379 | 389
121 | 2009010238 | 383.3333 | 393.3333
122 | 2009010238 | 387.6667 | 377.6667
123 | 2009010238 | 392 | 382
124 | 2009010238 | 395.3333 | 385.3333
125 | 2009010238 | 398.6667 | 388.6667
126 | 2009010238 | 402 | 392
127 | 2009010238 | 404.3333 | 394.3333
128 | 2009010238 | 406.6667 | 396.6667
129 | 2009010238 | 409 | 399
130 | 2009010238 | 409 | 399
131 | 2009010238 | 409 | 399
132 | 2009010238 | 409 | 399
133 | 2009010238 | 408.3333 | 398.3333
134 | 2009010238 | 407.6667 | 397.6667
135 | 2009010238 | 407 | 397
136 | 2009010238 | 407 | 397
137 | 2009010238 | 407 | 397
138 | 2009010238 | 407 | 397
139 | 2009010238 | 407 | 397
140 | 2009010238 | 407 | 397
141 | 2009010238 | 407 | 397
142 | 2009010238 | 406 | 396
143 | 2009010238 | 405 | 395
0 | 2009007548 | 343 | 333
1 | 2009007548 | 344 | 334
2 | 2009007548 | 345 | 335
3 | 2009007548 | 346 | 336
4 | 2009007548 | 348 | 338
5 | 2009007548 | 350 | 340
6 | 2009007548 | 352 | 342
7 | 2009007548 | 353 | 343
8 | 2009007548 | 354 | 344
9 | 2009007548 | 355 | 345
10 | 2009007548 | 356.6667 | 346.6667
11 | 2009007548 | 358.3333 | 348.3333
12 | 2009007548 | 360 | 350
13 | 2009007548 | 363.6667 | 353.6667
14 | 2009007548 | 367.3333 | 357.3333
15 | 2009007548 | 371 | 361
16 | 2009007548 | 373.3333 | 363.3333
17 | 2009007548 | 375.6667 | 365.6667
18 | 2009007548 | 378 | 368
19 | 2009007548 | 378.6667 | 368.6667
20 | 2009007548 | 379.3333 | 369.3333
21 | 2009007548 | 380 | 370
22 | 2009007548 | 381.3333 | 371.3333
23 | 2009007548 | 382.6667 | 372.6667
24 | 2009007548 | 384 | 374
25 | 2009007548 | 385.3333 | 375.3333
26 | 2009007548 | 386.6667 | 376.6667
27 | 2009007548 | 388 | 378
28 | 2009007548 | 387 | 377
29 | 2009007548 | 386 | 376
30 | 2009007548 | 385 | 375
31 | 2009007548 | 383 | 373
32 | 2009007548 | 381 | 371
33 | 2009007548 | 379 | 369
34 | 2009007548 | 378.3333 | 368.3333
35 | 2009007548 | 377.6667 | 367.6667
36 | 2009007548 | 377 | 367
37 | 2009007548 | 377.3333 | 367.3333
38 | 2009007548 | 377.6667 | 367.6667
39 | 2009007548 | 378 | 368
40 | 2009007548 | 379.6667 | 369.6667
41 | 2009007548 | 381.3333 | 371.3333
42 | 2009007548 | 383 | 373
43 | 2009007548 | 385.3333 | 375.3333
44 | 2009007548 | 387.6667 | 377.6667
45 | 2009007548 | 390 | 380
46 | 2009007548 | 391.3333 | 381.3333
47 | 2009007548 | 392.6667 | 382.6667
48 | 2009007548 | 394 | 384
49 | 2009007548 | 393.3333 | 383.3333
50 | 2009007548 | 392.6667 | 382.6667
51 | 2009007548 | 392 | 382
52 | 2009007548 | 387.6667 | 377.6667
53 | 2009007548 | 383.3333 | 373.3333
54 | 2009007548 | 379 | 369
55 | 2009007548 | 372.3333 | 362.3333
56 | 2009007548 | 365.6667 | 355.6667
57 | 2009007548 | 359 | 349
58 | 2009007548 | 353.6667 | 343.6667
59 | 2009007548 | 348.3333 | 338.3333
60 | 2009007548 | 343 | 333
61 | 2009007548 | 338.3333 | 328.3333
62 | 2009007548 | 333.6667 | 323.6667
63 | 2009007548 | 329 | 319
64 | 2009007548 | 326 | 316
65 | 2009007548 | 323 | 313
66 | 2009007548 | 320 | 310
67 | 2009007548 | 318.3333 | 308.3333
68 | 2009007548 | 316.6667 | 306.6667
69 | 2009007548 | 315 | 305
70 | 2009007548 | 315.3333 | 305.3333
71 | 2009007548 | 315.6667 | 305.6667
72 | 2009007548 | 316 | 306
73 | 2009007548 | 316.3333 | 306.3333
74 | 2009007548 | 316.6667 | 306.6667
75 | 2009007548 | 317 | 307
76 | 2009007548 | 316.3333 | 306.3333
77 | 2009007548 | 315.6667 | 305.6667
78 | 2009007548 | 315 | 305
79 | 2009007548 | 314.6667 | 304.6667
80 | 2009007548 | 314.3333 | 304.3333
81 | 2009007548 | 314 | 304
82 | 2009007548 | 316.3333 | 306.3333
83 | 2009007548 | 318.6667 | 308.6667
84 | 2009007548 | 321 | 311
85 | 2009007548 | 323.3333 | 313.3333
86 | 2009007548 | 325.6667 | 315.6667
87 | 2009007548 | 328 | 318
88 | 2009007548 | 328.3333 | 318.3333
89 | 2009007548 | 328.6667 | 318.6667
90 | 2009007548 | 329 | 339
91 | 2009007548 | 329 | 339
92 | 2009007548 | 329 | 339
93 | 2009007548 | 329 | 339
94 | 2009007548 | 328.6667 | 338.6667
95 | 2009007548 | 328.3333 | 338.3333
96 | 2009007548 | 328 | 338
97 | 2009007548 | 327.6667 | 337.6667
98 | 2009007548 | 327.3333 | 337.3333
99 | 2009007548 | 327 | 337
100 | 2009007548 | 328.6667 | 338.6667
101 | 2009007548 | 330.3333 | 340.3333
102 | 2009007548 | 332 | 342
103 | 2009007548 | 334.3333 | 344.3333
104 | 2009007548 | 336.6667 | 346.6667
105 | 2009007548 | 339 | 349
106 | 2009007548 | 339.3333 | 349.3333
107 | 2009007548 | 339.6667 | 349.6667
108 | 2009007548 | 340 | 350
109 | 2009007548 | 342.3333 | 352.3333
110 | 2009007548 | 344.6667 | 354.6667
111 | 2009007548 | 347 | 357
112 | 2009007548 | 349.6667 | 359.6667
113 | 2009007548 | 352.3333 | 362.3333
114 | 2009007548 | 355 | 365
115 | 2009007548 | 360.3333 | 370.3333
116 | 2009007548 | 365.6667 | 375.6667
117 | 2009007548 | 371 | 381
118 | 2009007548 | 373.6667 | 383.6667
119 | 2009007548 | 376.3333 | 386.3333
120 | 2009007548 | 379 | 389
121 | 2009007548 | 383.3333 | 393.3333
122 | 2009007548 | 387.6667 | 377.6667
123 | 2009007548 | 392 | 382
124 | 2009007548 | 395.3333 | 385.3333
125 | 2009007548 | 398.6667 | 388.6667
126 | 2009007548 | 402 | 392
127 | 2009007548 | 404.3333 | 394.3333
128 | 2009007548 | 406.6667 | 396.6667
129 | 2009007548 | 409 | 399
130 | 2009007548 | 409 | 399
131 | 2009007548 | 409 | 399
132 | 2009007548 | 409 | 399
133 | 2009007548 | 408.3333 | 398.3333
134 | 2009007548 | 407.6667 | 397.6667
135 | 2009007548 | 407 | 397
136 | 2009007548 | 407 | 397
137 | 2009007548 | 407 | 397
138 | 2009007548 | 407 | 397
139 | 2009007548 | 407 | 397
140 | 2009007548 | 407 | 397
141 | 2009007548 | 407 | 397
142 | 2009007548 | 406 | 396
143 | 2009007548 | 405 | 395
0 | 2003009166 | 343 | 333
1 | 2003009166 | 344 | 334
2 | 2003009166 | 345 | 335
3 | 2003009166 | 346 | 336
4 | 2003009166 | 348 | 338
5 | 2003009166 | 350 | 340
6 | 2003009166 | 352 | 342
7 | 2003009166 | 353 | 343
8 | 2003009166 | 354 | 344
9 | 2003009166 | 355 | 345
10 | 2003009166 | 356.6667 | 346.6667
11 | 2003009166 | 358.3333 | 348.3333
12 | 2003009166 | 360 | 350
13 | 2003009166 | 363.6667 | 353.6667
14 | 2003009166 | 367.3333 | 357.3333
15 | 2003009166 | 371 | 361
16 | 2003009166 | 373.3333 | 363.3333
17 | 2003009166 | 375.6667 | 365.6667
18 | 2003009166 | 378 | 368
19 | 2003009166 | 378.6667 | 368.6667
20 | 2003009166 | 379.3333 | 369.3333
21 | 2003009166 | 380 | 370
22 | 2003009166 | 381.3333 | 371.3333
23 | 2003009166 | 382.6667 | 372.6667
24 | 2003009166 | 384 | 374
25 | 2003009166 | 385.3333 | 375.3333
26 | 2003009166 | 386.6667 | 376.6667
27 | 2003009166 | 388 | 378
28 | 2003009166 | 387 | 377
29 | 2003009166 | 386 | 376
30 | 2003009166 | 385 | 375
31 | 2003009166 | 383 | 373
32 | 2003009166 | 381 | 371
33 | 2003009166 | 379 | 369
34 | 2003009166 | 378.3333 | 368.3333
35 | 2003009166 | 377.6667 | 367.6667
36 | 2003009166 | 377 | 367
37 | 2003009166 | 377.3333 | 367.3333
38 | 2003009166 | 377.6667 | 367.6667
39 | 2003009166 | 378 | 368
40 | 2003009166 | 379.6667 | 369.6667
41 | 2003009166 | 381.3333 | 371.3333
42 | 2003009166 | 383 | 373
43 | 2003009166 | 385.3333 | 375.3333
44 | 2003009166 | 387.6667 | 377.6667
45 | 2003009166 | 390 | 380
46 | 2003009166 | 391.3333 | 381.3333
47 | 2003009166 | 392.6667 | 382.6667
48 | 2003009166 | 394 | 384
49 | 2003009166 | 393.3333 | 383.3333
50 | 2003009166 | 392.6667 | 382.6667
51 | 2003009166 | 392 | 382
52 | 2003009166 | 387.6667 | 377.6667
53 | 2003009166 | 383.3333 | 373.3333
54 | 2003009166 | 379 | 369
55 | 2003009166 | 372.3333 | 362.3333
56 | 2003009166 | 365.6667 | 355.6667
57 | 2003009166 | 359 | 349
58 | 2003009166 | 353.6667 | 343.6667
59 | 2003009166 | 348.3333 | 338.3333
60 | 2003009166 | 343 | 333
61 | 2003009166 | 338.3333 | 328.3333
62 | 2003009166 | 333.6667 | 323.6667
63 | 2003009166 | 329 | 319
64 | 2003009166 | 326 | 316
65 | 2003009166 | 323 | 313
66 | 2003009166 | 320 | 310
67 | 2003009166 | 318.3333 | 308.3333
68 | 2003009166 | 316.6667 | 306.6667
69 | 2003009166 | 315 | 305
70 | 2003009166 | 315.3333 | 305.3333
71 | 2003009166 | 315.6667 | 305.6667
72 | 2003009166 | 316 | 306
73 | 2003009166 | 316.3333 | 306.3333
74 | 2003009166 | 316.6667 | 306.6667
75 | 2003009166 | 317 | 307
76 | 2003009166 | 316.3333 | 306.3333
77 | 2003009166 | 315.6667 | 305.6667
78 | 2003009166 | 315 | 305
79 | 2003009166 | 314.6667 | 304.6667
80 | 2003009166 | 314.3333 | 304.3333
81 | 2003009166 | 314 | 304
82 | 2003009166 | 316.3333 | 306.3333
83 | 2003009166 | 318.6667 | 308.6667
84 | 2003009166 | 321 | 311
85 | 2003009166 | 323.3333 | 313.3333
86 | 2003009166 | 325.6667 | 315.6667
87 | 2003009166 | 328 | 318
88 | 2003009166 | 328.3333 | 318.3333
89 | 2003009166 | 328.6667 | 318.6667
90 | 2003009166 | 329 | 339
91 | 2003009166 | 329 | 339
92 | 2003009166 | 329 | 339
93 | 2003009166 | 329 | 339
94 | 2003009166 | 328.6667 | 338.6667
95 | 2003009166 | 328.3333 | 338.3333
96 | 2003009166 | 328 | 338
97 | 2003009166 | 327.6667 | 337.6667
98 | 2003009166 | 327.3333 | 337.3333
99 | 2003009166 | 327 | 337
100 | 2003009166 | 328.6667 | 338.6667
101 | 2003009166 | 330.3333 | 340.3333
102 | 2003009166 | 332 | 342
103 | 2003009166 | 334.3333 | 344.3333
104 | 2003009166 | 336.6667 | 346.6667
105 | 2003009166 | 339 | 349
106 | 2003009166 | 339.3333 | 349.3333
107 | 2003009166 | 339.6667 | 349.6667
108 | 2003009166 | 340 | 350
109 | 2003009166 | 342.3333 | 352.3333
110 | 2003009166 | 344.6667 | 354.6667
111 | 2003009166 | 347 | 357
112 | 2003009166 | 349.6667 | 359.6667
113 | 2003009166 | 352.3333 | 362.3333
114 | 2003009166 | 355 | 365
115 | 2003009166 | 360.3333 | 370.3333
116 | 2003009166 | 365.6667 | 375.6667
117 | 2003009166 | 371 | 381
118 | 2003009166 | 373.6667 | 383.6667
119 | 2003009166 | 376.3333 | 386.3333
120 | 2003009166 | 379 | 389
121 | 2003009166 | 383.3333 | 393.3333
122 | 2003009166 | 387.6667 | 377.6667
123 | 2003009166 | 392 | 382
124 | 2003009166 | 395.3333 | 385.3333
125 | 2003009166 | 398.6667 | 388.6667
126 | 2003009166 | 402 | 392
127 | 2003009166 | 404.3333 | 394.3333
128 | 2003009166 | 406.6667 | 396.6667
129 | 2003009166 | 409 | 399
130 | 2003009166 | 409 | 399
131 | 2003009166 | 409 | 399
132 | 2003009166 | 409 | 399
133 | 2003009166 | 408.3333 | 398.3333
134 | 2003009166 | 407.6667 | 397.6667
135 | 2003009166 | 407 | 397
136 | 2003009166 | 407 | 397
137 | 2003009166 | 407 | 397
138 | 2003009166 | 407 | 397
139 | 2003009166 | 407 | 397
140 | 2003009166 | 407 | 397
141 | 2003009166 | 407 | 397
142 | 2003009166 | 406 | 396
143 | 2003009166 | 405 | 395
0 | 2015003498 | 343 | 333
1 | 2015003498 | 344 | 334
2 | 2015003498 | 345 | 335
3 | 2015003498 | 346 | 336
4 | 2015003498 | 348 | 338
5 | 2015003498 | 350 | 340
6 | 2015003498 | 352 | 342
7 | 2015003498 | 353 | 343
8 | 2015003498 | 354 | 344
9 | 2015003498 | 355 | 345
10 | 2015003498 | 356.6667 | 346.6667
11 | 2015003498 | 358.3333 | 348.3333
12 | 2015003498 | 360 | 350
13 | 2015003498 | 363.6667 | 353.6667
14 | 2015003498 | 367.3333 | 357.3333
15 | 2015003498 | 371 | 361
16 | 2015003498 | 373.3333 | 363.3333
17 | 2015003498 | 375.6667 | 365.6667
18 | 2015003498 | 378 | 368
19 | 2015003498 | 378.6667 | 368.6667
20 | 2015003498 | 379.3333 | 369.3333
21 | 2015003498 | 380 | 370
22 | 2015003498 | 381.3333 | 371.3333
23 | 2015003498 | 382.6667 | 372.6667
24 | 2015003498 | 384 | 374
25 | 2015003498 | 385.3333 | 375.3333
26 | 2015003498 | 386.6667 | 376.6667
27 | 2015003498 | 388 | 378
28 | 2015003498 | 387 | 377
29 | 2015003498 | 386 | 376
30 | 2015003498 | 385 | 375
31 | 2015003498 | 383 | 373
32 | 2015003498 | 381 | 371
33 | 2015003498 | 379 | 369
34 | 2015003498 | 378.3333 | 368.3333
35 | 2015003498 | 377.6667 | 367.6667
36 | 2015003498 | 377 | 367
37 | 2015003498 | 377.3333 | 367.3333
38 | 2015003498 | 377.6667 | 367.6667
39 | 2015003498 | 378 | 368
40 | 2015003498 | 379.6667 | 369.6667
41 | 2015003498 | 381.3333 | 371.3333
42 | 2015003498 | 383 | 373
43 | 2015003498 | 385.3333 | 375.3333
44 | 2015003498 | 387.6667 | 377.6667
45 | 2015003498 | 390 | 380
46 | 2015003498 | 391.3333 | 381.3333
47 | 2015003498 | 392.6667 | 382.6667
48 | 2015003498 | 394 | 384
49 | 2015003498 | 393.3333 | 383.3333
50 | 2015003498 | 392.6667 | 382.6667
51 | 2015003498 | 392 | 382
52 | 2015003498 | 387.6667 | 377.6667
53 | 2015003498 | 383.3333 | 373.3333
54 | 2015003498 | 379 | 369
55 | 2015003498 | 372.3333 | 362.3333
56 | 2015003498 | 365.6667 | 355.6667
57 | 2015003498 | 359 | 349
58 | 2015003498 | 353.6667 | 343.6667
59 | 2015003498 | 348.3333 | 338.3333
60 | 2015003498 | 343 | 333
61 | 2015003498 | 338.3333 | 328.3333
62 | 2015003498 | 333.6667 | 323.6667
63 | 2015003498 | 329 | 319
64 | 2015003498 | 326 | 316
65 | 2015003498 | 323 | 313
66 | 2015003498 | 320 | 310
67 | 2015003498 | 318.3333 | 308.3333
68 | 2015003498 | 316.6667 | 306.6667
69 | 2015003498 | 315 | 305
70 | 2015003498 | 315.3333 | 305.3333
71 | 2015003498 | 315.6667 | 305.6667
72 | 2015003498 | 316 | 306
73 | 2015003498 | 316.3333 | 306.3333
74 | 2015003498 | 316.6667 | 306.6667
75 | 2015003498 | 317 | 307
76 | 2015003498 | 316.3333 | 306.3333
77 | 2015003498 | 315.6667 | 305.6667
78 | 2015003498 | 315 | 305
79 | 2015003498 | 314.6667 | 304.6667
80 | 2015003498 | 314.3333 | 304.3333
81 | 2015003498 | 314 | 304
82 | 2015003498 | 316.3333 | 306.3333
83 | 2015003498 | 318.6667 | 308.6667
84 | 2015003498 | 321 | 311
85 | 2015003498 | 323.3333 | 313.3333
86 | 2015003498 | 325.6667 | 315.6667
87 | 2015003498 | 328 | 318
88 | 2015003498 | 328.3333 | 318.3333
89 | 2015003498 | 328.6667 | 318.6667
90 | 2015003498 | 329 | 339
91 | 2015003498 | 329 | 339
92 | 2015003498 | 329 | 339
93 | 2015003498 | 329 | 339
94 | 2015003498 | 328.6667 | 338.6667
95 | 2015003498 | 328.3333 | 338.3333
96 | 2015003498 | 328 | 338
97 | 2015003498 | 327.6667 | 337.6667
98 | 2015003498 | 327.3333 | 337.3333
99 | 2015003498 | 327 | 337
100 | 2015003498 | 328.6667 | 338.6667
101 | 2015003498 | 330.3333 | 340.3333
102 | 2015003498 | 332 | 342
103 | 2015003498 | 334.3333 | 344.3333
104 | 2015003498 | 336.6667 | 346.6667
105 | 2015003498 | 339 | 349
106 | 2015003498 | 339.3333 | 349.3333
107 | 2015003498 | 339.6667 | 349.6667
108 | 2015003498 | 340 | 350
109 | 2015003498 | 342.3333 | 352.3333
110 | 2015003498 | 344.6667 | 354.6667
111 | 2015003498 | 347 | 357
112 | 2015003498 | 349.6667 | 359.6667
113 | 2015003498 | 352.3333 | 362.3333
114 | 2015003498 | 355 | 365
115 | 2015003498 | 360.3333 | 370.3333
116 | 2015003498 | 365.6667 | 375.6667
117 | 2015003498 | 371 | 381
118 | 2015003498 | 373.6667 | 383.6667
119 | 2015003498 | 376.3333 | 386.3333
120 | 2015003498 | 379 | 389
121 | 2015003498 | 383.3333 | 393.3333
122 | 2015003498 | 387.6667 | 377.6667
123 | 2015003498 | 392 | 382
124 | 2015003498 | 395.3333 | 385.3333
125 | 2015003498 | 398.6667 | 388.6667
126 | 2015003498 | 402 | 392
127 | 2015003498 | 404.3333 | 394.3333
128 | 2015003498 | 406.6667 | 396.6667
129 | 2015003498 | 409 | 399
130 | 2015003498 | 409 | 399
131 | 2015003498 | 409 | 399
132 | 2015003498 | 409 | 399
133 | 2015003498 | 408.3333 | 398.3333
134 | 2015003498 | 407.6667 | 397.6667
135 | 2015003498 | 407 | 397
136 | 2015003498 | 407 | 397
137 | 2015003498 | 407 | 397
138 | 2015003498 | 407 | 397
139 | 2015003498 | 407 | 397
140 | 2015003498 | 407 | 397
141 | 2015003498 | 407 | 397
142 | 2015003498 | 406 | 396
143 | 2015003498 | 405 | 395
0 | 2011000189 | 343 | 333
1 | 2011000189 | 344 | 334
2 | 2011000189 | 345 | 335
3 | 2011000189 | 346 | 336
4 | 2011000189 | 348 | 338
5 | 2011000189 | 350 | 340
6 | 2011000189 | 352 | 342
7 | 2011000189 | 353 | 343
8 | 2011000189 | 354 | 344
9 | 2011000189 | 355 | 345
10 | 2011000189 | 356.6667 | 346.6667
11 | 2011000189 | 358.3333 | 348.3333
12 | 2011000189 | 360 | 350
13 | 2011000189 | 363.6667 | 353.6667
14 | 2011000189 | 367.3333 | 357.3333
15 | 2011000189 | 371 | 361
16 | 2011000189 | 373.3333 | 363.3333
17 | 2011000189 | 375.6667 | 365.6667
18 | 2011000189 | 378 | 368
19 | 2011000189 | 378.6667 | 368.6667
20 | 2011000189 | 379.3333 | 369.3333
21 | 2011000189 | 380 | 370
22 | 2011000189 | 381.3333 | 371.3333
23 | 2011000189 | 382.6667 | 372.6667
24 | 2011000189 | 384 | 374
25 | 2011000189 | 385.3333 | 375.3333
26 | 2011000189 | 386.6667 | 376.6667
27 | 2011000189 | 388 | 378
28 | 2011000189 | 387 | 377
29 | 2011000189 | 386 | 376
30 | 2011000189 | 385 | 375
31 | 2011000189 | 383 | 373
32 | 2011000189 | 381 | 371
33 | 2011000189 | 379 | 369
34 | 2011000189 | 378.3333 | 368.3333
35 | 2011000189 | 377.6667 | 367.6667
36 | 2011000189 | 377 | 367
37 | 2011000189 | 377.3333 | 367.3333
38 | 2011000189 | 377.6667 | 367.6667
39 | 2011000189 | 378 | 368
40 | 2011000189 | 379.6667 | 369.6667
41 | 2011000189 | 381.3333 | 371.3333
42 | 2011000189 | 383 | 373
43 | 2011000189 | 385.3333 | 375.3333
44 | 2011000189 | 387.6667 | 377.6667
45 | 2011000189 | 390 | 380
46 | 2011000189 | 391.3333 | 381.3333
47 | 2011000189 | 392.6667 | 382.6667
48 | 2011000189 | 394 | 384
49 | 2011000189 | 393.3333 | 383.3333
50 | 2011000189 | 392.6667 | 382.6667
51 | 2011000189 | 392 | 382
52 | 2011000189 | 387.6667 | 377.6667
53 | 2011000189 | 383.3333 | 373.3333
54 | 2011000189 | 379 | 369
55 | 2011000189 | 372.3333 | 362.3333
56 | 2011000189 | 365.6667 | 355.6667
57 | 2011000189 | 359 | 349
58 | 2011000189 | 353.6667 | 343.6667
59 | 2011000189 | 348.3333 | 338.3333
60 | 2011000189 | 343 | 333
61 | 2011000189 | 338.3333 | 328.3333
62 | 2011000189 | 333.6667 | 323.6667
63 | 2011000189 | 329 | 319
64 | 2011000189 | 326 | 316
65 | 2011000189 | 323 | 313
66 | 2011000189 | 320 | 310
67 | 2011000189 | 318.3333 | 308.3333
68 | 2011000189 | 316.6667 | 306.6667
69 | 2011000189 | 315 | 305
70 | 2011000189 | 315.3333 | 305.3333
71 | 2011000189 | 315.6667 | 305.6667
72 | 2011000189 | 316 | 306
73 | 2011000189 | 316.3333 | 306.3333
74 | 2011000189 | 316.6667 | 306.6667
75 | 2011000189 | 317 | 307
76 | 2011000189 | 316.3333 | 306.3333
77 | 2011000189 | 315.6667 | 305.6667
78 | 2011000189 | 315 | 305
79 | 2011000189 | 314.6667 | 304.6667
80 | 2011000189 | 314.3333 | 304.3333
81 | 2011000189 | 314 | 304
82 | 2011000189 | 316.3333 | 306.3333
83 | 2011000189 | 318.6667 | 308.6667
84 | 2011000189 | 321 | 311
85 | 2011000189 | 323.3333 | 313.3333
86 | 2011000189 | 325.6667 | 315.6667
87 | 2011000189 | 328 | 318
88 | 2011000189 | 328.3333 | 318.3333
89 | 2011000189 | 328.6667 | 318.6667
90 | 2011000189 | 329 | 339
91 | 2011000189 | 329 | 339
92 | 2011000189 | 329 | 339
93 | 2011000189 | 329 | 339
94 | 2011000189 | 328.6667 | 338.6667
95 | 2011000189 | 328.3333 | 338.3333
96 | 2011000189 | 328 | 338
97 | 2011000189 | 327.6667 | 337.6667
98 | 2011000189 | 327.3333 | 337.3333
99 | 2011000189 | 327 | 337
100 | 2011000189 | 328.6667 | 338.6667
101 | 2011000189 | 330.3333 | 340.3333
102 | 2011000189 | 332 | 342
103 | 2011000189 | 334.3333 | 344.3333
104 | 2011000189 | 336.6667 | 346.6667
105 | 2011000189 | 339 | 349
106 | 2011000189 | 339.3333 | 349.3333
107 | 2011000189 | 339.6667 | 349.6667
108 | 2011000189 | 340 | 350
109 | 2011000189 | 342.3333 | 352.3333
110 | 2011000189 | 344.6667 | 354.6667
111 | 2011000189 | 347 | 357
112 | 2011000189 | 349.6667 | 359.6667
113 | 2011000189 | 352.3333 | 362.3333
114 | 2011000189 | 355 | 365
115 | 2011000189 | 360.3333 | 370.3333
116 | 2011000189 | 365.6667 | 375.6667
117 | 2011000189 | 371 | 381
118 | 2011000189 | 373.6667 | 383.6667
119 | 2011000189 | 376.3333 | 386.3333
120 | 2011000189 | 379 | 389
121 | 2011000189 | 383.3333 | 393.3333
122 | 2011000189 | 387.6667 | 377.6667
123 | 2011000189 | 392 | 382
124 | 2011000189 | 395.3333 | 385.3333
125 | 2011000189 | 398.6667 | 388.6667
126 | 2011000189 | 402 | 392
127 | 2011000189 | 404.3333 | 394.3333
128 | 2011000189 | 406.6667 | 396.6667
129 | 2011000189 | 409 | 399
130 | 2011000189 | 409 | 399
131 | 2011000189 | 409 | 399
132 | 2011000189 | 409 | 399
133 | 2011000189 | 408.3333 | 398.3333
134 | 2011000189 | 407.6667 | 397.6667
135 | 2011000189 | 407 | 397
136 | 2011000189 | 407 | 397
137 | 2011000189 | 407 | 397
138 | 2011000189 | 407 | 397
139 | 2011000189 | 407 | 397
140 | 2011000189 | 407 | 397
141 | 2011000189 | 407 | 397
142 | 2011000189 | 406 | 396
143 | 2011000189 | 405 | 395
0 | 2003005326 | 343 | 333
1 | 2003005326 | 344 | 334
2 | 2003005326 | 345 | 335
3 | 2003005326 | 346 | 336
4 | 2003005326 | 348 | 338
5 | 2003005326 | 350 | 340
6 | 2003005326 | 352 | 342
7 | 2003005326 | 353 | 343
8 | 2003005326 | 354 | 344
9 | 2003005326 | 355 | 345
10 | 2003005326 | 356.6667 | 346.6667
11 | 2003005326 | 358.3333 | 348.3333
12 | 2003005326 | 360 | 350
13 | 2003005326 | 363.6667 | 353.6667
14 | 2003005326 | 367.3333 | 357.3333
15 | 2003005326 | 371 | 361
16 | 2003005326 | 373.3333 | 363.3333
17 | 2003005326 | 375.6667 | 365.6667
18 | 2003005326 | 378 | 368
19 | 2003005326 | 378.6667 | 368.6667
20 | 2003005326 | 379.3333 | 369.3333
21 | 2003005326 | 380 | 370
22 | 2003005326 | 381.3333 | 371.3333
23 | 2003005326 | 382.6667 | 372.6667
24 | 2003005326 | 384 | 374
25 | 2003005326 | 385.3333 | 375.3333
26 | 2003005326 | 386.6667 | 376.6667
27 | 2003005326 | 388 | 378
28 | 2003005326 | 387 | 377
29 | 2003005326 | 386 | 376
30 | 2003005326 | 385 | 375
31 | 2003005326 | 383 | 373
32 | 2003005326 | 381 | 371
33 | 2003005326 | 379 | 369
34 | 2003005326 | 378.3333 | 368.3333
35 | 2003005326 | 377.6667 | 367.6667
36 | 2003005326 | 377 | 367
37 | 2003005326 | 377.3333 | 367.3333
38 | 2003005326 | 377.6667 | 367.6667
39 | 2003005326 | 378 | 368
40 | 2003005326 | 379.6667 | 369.6667
41 | 2003005326 | 381.3333 | 371.3333
42 | 2003005326 | 383 | 373
43 | 2003005326 | 385.3333 | 375.3333
44 | 2003005326 | 387.6667 | 377.6667
45 | 2003005326 | 390 | 380
46 | 2003005326 | 391.3333 | 381.3333
47 | 2003005326 | 392.6667 | 382.6667
48 | 2003005326 | 394 | 384
49 | 2003005326 | 393.3333 | 383.3333
50 | 2003005326 | 392.6667 | 382.6667
51 | 2003005326 | 392 | 382
52 | 2003005326 | 387.6667 | 377.6667
53 | 2003005326 | 383.3333 | 373.3333
54 | 2003005326 | 379 | 369
55 | 2003005326 | 372.3333 | 362.3333
56 | 2003005326 | 365.6667 | 355.6667
57 | 2003005326 | 359 | 349
58 | 2003005326 | 353.6667 | 343.6667
59 | 2003005326 | 348.3333 | 338.3333
60 | 2003005326 | 343 | 333
61 | 2003005326 | 338.3333 | 328.3333
62 | 2003005326 | 333.6667 | 323.6667
63 | 2003005326 | 329 | 319
64 | 2003005326 | 326 | 316
65 | 2003005326 | 323 | 313
66 | 2003005326 | 320 | 310
67 | 2003005326 | 318.3333 | 308.3333
68 | 2003005326 | 316.6667 | 306.6667
69 | 2003005326 | 315 | 305
70 | 2003005326 | 315.3333 | 305.3333
71 | 2003005326 | 315.6667 | 305.6667
72 | 2003005326 | 316 | 306
73 | 2003005326 | 316.3333 | 306.3333
74 | 2003005326 | 316.6667 | 306.6667
75 | 2003005326 | 317 | 307
76 | 2003005326 | 316.3333 | 306.3333
77 | 2003005326 | 315.6667 | 305.6667
78 | 2003005326 | 315 | 305
79 | 2003005326 | 314.6667 | 304.6667
80 | 2003005326 | 314.3333 | 304.3333
81 | 2003005326 | 314 | 304
82 | 2003005326 | 316.3333 | 306.3333
83 | 2003005326 | 318.6667 | 308.6667
84 | 2003005326 | 321 | 311
85 | 2003005326 | 323.3333 | 313.3333
86 | 2003005326 | 325.6667 | 315.6667
87 | 2003005326 | 328 | 318
88 | 2003005326 | 328.3333 | 318.3333
89 | 2003005326 | 328.6667 | 318.6667
90 | 2003005326 | 329 | 339
91 | 2003005326 | 329 | 339
92 | 2003005326 | 329 | 339
93 | 2003005326 | 329 | 339
94 | 2003005326 | 328.6667 | 338.6667
95 | 2003005326 | 328.3333 | 338.3333
96 | 2003005326 | 328 | 338
97 | 2003005326 | 327.6667 | 337.6667
98 | 2003005326 | 327.3333 | 337.3333
99 | 2003005326 | 327 | 337
100 | 2003005326 | 328.6667 | 338.6667
101 | 2003005326 | 330.3333 | 340.3333
102 | 2003005326 | 332 | 342
103 | 2003005326 | 334.3333 | 344.3333
104 | 2003005326 | 336.6667 | 346.6667
105 | 2003005326 | 339 | 349
106 | 2003005326 | 339.3333 | 349.3333
107 | 2003005326 | 339.6667 | 349.6667
108 | 2003005326 | 340 | 350
109 | 2003005326 | 342.3333 | 352.3333
110 | 2003005326 | 344.6667 | 354.6667
111 | 2003005326 | 347 | 357
112 | 2003005326 | 349.6667 | 359.6667
113 | 2003005326 | 352.3333 | 362.3333
114 | 2003005326 | 355 | 365
115 | 2003005326 | 360.3333 | 370.3333
116 | 2003005326 | 365.6667 | 375.6667
117 | 2003005326 | 371 | 381
118 | 2003005326 | 373.6667 | 383.6667
119 | 2003005326 | 376.3333 | 386.3333
120 | 2003005326 | 379 | 389
121 | 2003005326 | 383.3333 | 393.3333
122 | 2003005326 | 387.6667 | 377.6667
123 | 2003005326 | 392 | 382
124 | 2003005326 | 395.3333 | 385.3333
125 | 2003005326 | 398.6667 | 388.6667
126 | 2003005326 | 402 | 392
127 | 2003005326 | 404.3333 | 394.3333
128 | 2003005326 | 406.6667 | 396.6667
129 | 2003005326 | 409 | 399
130 | 2003005326 | 409 | 399
131 | 2003005326 | 409 | 399
132 | 2003005326 | 409 | 399
133 | 2003005326 | 408.3333 | 398.3333
134 | 2003005326 | 407.6667 | 397.6667
135 | 2003005326 | 407 | 397
136 | 2003005326 | 407 | 397
137 | 2003005326 | 407 | 397
138 | 2003005326 | 407 | 397
139 | 2003005326 | 407 | 397
140 | 2003005326 | 407 | 397
141 | 2003005326 | 407 | 397
142 | 2003005326 | 406 | 396
143 | 2003005326 | 405 | 395
0 | 2009006114 | 343 | 333
1 | 2009006114 | 344 | 334
2 | 2009006114 | 345 | 335
3 | 2009006114 | 346 | 336
4 | 2009006114 | 348 | 338
5 | 2009006114 | 350 | 340
6 | 2009006114 | 352 | 342
7 | 2009006114 | 353 | 343
8 | 2009006114 | 354 | 344
9 | 2009006114 | 355 | 345
10 | 2009006114 | 356.6667 | 346.6667
11 | 2009006114 | 358.3333 | 348.3333
12 | 2009006114 | 360 | 350
13 | 2009006114 | 363.6667 | 353.6667
14 | 2009006114 | 367.3333 | 357.3333
15 | 2009006114 | 371 | 361
16 | 2009006114 | 373.3333 | 363.3333
17 | 2009006114 | 375.6667 | 365.6667
18 | 2009006114 | 378 | 368
19 | 2009006114 | 378.6667 | 368.6667
20 | 2009006114 | 379.3333 | 369.3333
21 | 2009006114 | 380 | 370
22 | 2009006114 | 381.3333 | 371.3333
23 | 2009006114 | 382.6667 | 372.6667
24 | 2009006114 | 384 | 374
25 | 2009006114 | 385.3333 | 375.3333
26 | 2009006114 | 386.6667 | 376.6667
27 | 2009006114 | 388 | 378
28 | 2009006114 | 387 | 377
29 | 2009006114 | 386 | 376
30 | 2009006114 | 385 | 375
31 | 2009006114 | 383 | 373
32 | 2009006114 | 381 | 371
33 | 2009006114 | 379 | 369
34 | 2009006114 | 378.3333 | 368.3333
35 | 2009006114 | 377.6667 | 367.6667
36 | 2009006114 | 377 | 367
37 | 2009006114 | 377.3333 | 367.3333
38 | 2009006114 | 377.6667 | 367.6667
39 | 2009006114 | 378 | 368
40 | 2009006114 | 379.6667 | 369.6667
41 | 2009006114 | 381.3333 | 371.3333
42 | 2009006114 | 383 | 373
43 | 2009006114 | 385.3333 | 375.3333
44 | 2009006114 | 387.6667 | 377.6667
45 | 2009006114 | 390 | 380
46 | 2009006114 | 391.3333 | 381.3333
47 | 2009006114 | 392.6667 | 382.6667
48 | 2009006114 | 394 | 384
49 | 2009006114 | 393.3333 | 383.3333
50 | 2009006114 | 392.6667 | 382.6667
51 | 2009006114 | 392 | 382
52 | 2009006114 | 387.6667 | 377.6667
53 | 2009006114 | 383.3333 | 373.3333
54 | 2009006114 | 379 | 369
55 | 2009006114 | 372.3333 | 362.3333
56 | 2009006114 | 365.6667 | 355.6667
57 | 2009006114 | 359 | 349
58 | 2009006114 | 353.6667 | 343.6667
59 | 2009006114 | 348.3333 | 338.3333
60 | 2009006114 | 343 | 333
61 | 2009006114 | 338.3333 | 328.3333
62 | 2009006114 | 333.6667 | 323.6667
63 | 2009006114 | 329 | 319
64 | 2009006114 | 326 | 316
65 | 2009006114 | 323 | 313
66 | 2009006114 | 320 | 310
67 | 2009006114 | 318.3333 | 308.3333
68 | 2009006114 | 316.6667 | 306.6667
69 | 2009006114 | 315 | 305
70 | 2009006114 | 315.3333 | 305.3333
71 | 2009006114 | 315.6667 | 305.6667
72 | 2009006114 | 316 | 306
73 | 2009006114 | 316.3333 | 306.3333
74 | 2009006114 | 316.6667 | 306.6667
75 | 2009006114 | 317 | 307
76 | 2009006114 | 316.3333 | 306.3333
77 | 2009006114 | 315.6667 | 305.6667
78 | 2009006114 | 315 | 305
79 | 2009006114 | 314.6667 | 304.6667
80 | 2009006114 | 314.3333 | 304.3333
81 | 2009006114 | 314 | 304
82 | 2009006114 | 316.3333 | 306.3333
83 | 2009006114 | 318.6667 | 308.6667
84 | 2009006114 | 321 | 311
85 | 2009006114 | 323.3333 | 313.3333
86 | 2009006114 | 325.6667 | 315.6667
87 | 2009006114 | 328 | 318
88 | 2009006114 | 328.3333 | 318.3333
89 | 2009006114 | 328.6667 | 318.6667
90 | 2009006114 | 329 | 339
91 | 2009006114 | 329 | 339
92 | 2009006114 | 329 | 339
93 | 2009006114 | 329 | 339
94 | 2009006114 | 328.6667 | 338.6667
95 | 2009006114 | 328.3333 | 338.3333
96 | 2009006114 | 328 | 338
97 | 2009006114 | 327.6667 | 337.6667
98 | 2009006114 | 327.3333 | 337.3333
99 | 2009006114 | 327 | 337
100 | 2009006114 | 328.6667 | 338.6667
101 | 2009006114 | 330.3333 | 340.3333
102 | 2009006114 | 332 | 342
103 | 2009006114 | 334.3333 | 344.3333
104 | 2009006114 | 336.6667 | 346.6667
105 | 2009006114 | 339 | 349
106 | 2009006114 | 339.3333 | 349.3333
107 | 2009006114 | 339.6667 | 349.6667
108 | 2009006114 | 340 | 350
109 | 2009006114 | 342.3333 | 352.3333
110 | 2009006114 | 344.6667 | 354.6667
111 | 2009006114 | 347 | 357
112 | 2009006114 | 349.6667 | 359.6667
113 | 2009006114 | 352.3333 | 362.3333
114 | 2009006114 | 355 | 365
115 | 2009006114 | 360.3333 | 370.3333
116 | 2009006114 | 365.6667 | 375.6667
117 | 2009006114 | 371 | 381
118 | 2009006114 | 373.6667 | 383.6667
119 | 2009006114 | 376.3333 | 386.3333
120 | 2009006114 | 379 | 389
121 | 2009006114 | 383.3333 | 393.3333
122 | 2009006114 | 387.6667 | 377.6667
123 | 2009006114 | 392 | 382
124 | 2009006114 | 395.3333 | 385.3333
125 | 2009006114 | 398.6667 | 388.6667
126 | 2009006114 | 402 | 392
127 | 2009006114 | 404.3333 | 394.3333
128 | 2009006114 | 406.6667 | 396.6667
129 | 2009006114 | 409 | 399
130 | 2009006114 | 409 | 399
131 | 2009006114 | 409 | 399
132 | 2009006114 | 409 | 399
133 | 2009006114 | 408.3333 | 398.3333
134 | 2009006114 | 407.6667 | 397.6667
135 | 2009006114 | 407 | 397
136 | 2009006114 | 407 | 397
137 | 2009006114 | 407 | 397
138 | 2009006114 | 407 | 397
139 | 2009006114 | 407 | 397
140 | 2009006114 | 407 | 397
141 | 2009006114 | 407 | 397
142 | 2009006114 | 406 | 396
143 | 2009006114 | 405 | 395
0 | 2008007751 | 343 | 333
1 | 2008007751 | 344 | 334
2 | 2008007751 | 345 | 335
3 | 2008007751 | 346 | 336
4 | 2008007751 | 348 | 338
5 | 2008007751 | 350 | 340
6 | 2008007751 | 352 | 342
7 | 2008007751 | 353 | 343
8 | 2008007751 | 354 | 344
9 | 2008007751 | 355 | 345
10 | 2008007751 | 356.6667 | 346.6667
11 | 2008007751 | 358.3333 | 348.3333
12 | 2008007751 | 360 | 350
13 | 2008007751 | 363.6667 | 353.6667
14 | 2008007751 | 367.3333 | 357.3333
15 | 2008007751 | 371 | 361
16 | 2008007751 | 373.3333 | 363.3333
17 | 2008007751 | 375.6667 | 365.6667
18 | 2008007751 | 378 | 368
19 | 2008007751 | 378.6667 | 368.6667
20 | 2008007751 | 379.3333 | 369.3333
21 | 2008007751 | 380 | 370
22 | 2008007751 | 381.3333 | 371.3333
23 | 2008007751 | 382.6667 | 372.6667
24 | 2008007751 | 384 | 374
25 | 2008007751 | 385.3333 | 375.3333
26 | 2008007751 | 386.6667 | 376.6667
27 | 2008007751 | 388 | 378
28 | 2008007751 | 387 | 377
29 | 2008007751 | 386 | 376
30 | 2008007751 | 385 | 375
31 | 2008007751 | 383 | 373
32 | 2008007751 | 381 | 371
33 | 2008007751 | 379 | 369
34 | 2008007751 | 378.3333 | 368.3333
35 | 2008007751 | 377.6667 | 367.6667
36 | 2008007751 | 377 | 367
37 | 2008007751 | 377.3333 | 367.3333
38 | 2008007751 | 377.6667 | 367.6667
39 | 2008007751 | 378 | 368
40 | 2008007751 | 379.6667 | 369.6667
41 | 2008007751 | 381.3333 | 371.3333
42 | 2008007751 | 383 | 373
43 | 2008007751 | 385.3333 | 375.3333
44 | 2008007751 | 387.6667 | 377.6667
45 | 2008007751 | 390 | 380
46 | 2008007751 | 391.3333 | 381.3333
47 | 2008007751 | 392.6667 | 382.6667
48 | 2008007751 | 394 | 384
49 | 2008007751 | 393.3333 | 383.3333
50 | 2008007751 | 392.6667 | 382.6667
51 | 2008007751 | 392 | 382
52 | 2008007751 | 387.6667 | 377.6667
53 | 2008007751 | 383.3333 | 373.3333
54 | 2008007751 | 379 | 369
55 | 2008007751 | 372.3333 | 362.3333
56 | 2008007751 | 365.6667 | 355.6667
57 | 2008007751 | 359 | 349
58 | 2008007751 | 353.6667 | 343.6667
59 | 2008007751 | 348.3333 | 338.3333
60 | 2008007751 | 343 | 333
61 | 2008007751 | 338.3333 | 328.3333
62 | 2008007751 | 333.6667 | 323.6667
63 | 2008007751 | 329 | 319
64 | 2008007751 | 326 | 316
65 | 2008007751 | 323 | 313
66 | 2008007751 | 320 | 310
67 | 2008007751 | 318.3333 | 308.3333
68 | 2008007751 | 316.6667 | 306.6667
69 | 2008007751 | 315 | 305
70 | 2008007751 | 315.3333 | 305.3333
71 | 2008007751 | 315.6667 | 305.6667
72 | 2008007751 | 316 | 306
73 | 2008007751 | 316.3333 | 306.3333
74 | 2008007751 | 316.6667 | 306.6667
75 | 2008007751 | 317 | 307
76 | 2008007751 | 316.3333 | 306.3333
77 | 2008007751 | 315.6667 | 305.6667
78 | 2008007751 | 315 | 305
79 | 2008007751 | 314.6667 | 304.6667
80 | 2008007751 | 314.3333 | 304.3333
81 | 2008007751 | 314 | 304
82 | 2008007751 | 316.3333 | 306.3333
83 | 2008007751 | 318.6667 | 308.6667
84 | 2008007751 | 321 | 311
85 | 2008007751 | 323.3333 | 313.3333
86 | 2008007751 | 325.6667 | 315.6667
87 | 2008007751 | 328 | 318
88 | 2008007751 | 328.3333 | 318.3333
89 | 2008007751 | 328.6667 | 318.6667
90 | 2008007751 | 329 | 339
91 | 2008007751 | 329 | 339
92 | 2008007751 | 329 | 339
93 | 2008007751 | 329 | 339
94 | 2008007751 | 328.6667 | 338.6667
95 | 2008007751 | 328.3333 | 338.3333
96 | 2008007751 | 328 | 338
97 | 2008007751 | 327.6667 | 337.6667
98 | 2008007751 | 327.3333 | 337.3333
99 | 2008007751 | 327 | 337
100 | 2008007751 | 328.6667 | 338.6667
101 | 2008007751 | 330.3333 | 340.3333
102 | 2008007751 | 332 | 342
103 | 2008007751 | 334.3333 | 344.3333
104 | 2008007751 | 336.6667 | 346.6667
105 | 2008007751 | 339 | 349
106 | 2008007751 | 339.3333 | 349.3333
107 | 2008007751 | 339.6667 | 349.6667
108 | 2008007751 | 340 | 350
109 | 2008007751 | 342.3333 | 352.3333
110 | 2008007751 | 344.6667 | 354.6667
111 | 2008007751 | 347 | 357
112 | 2008007751 | 349.6667 | 359.6667
113 | 2008007751 | 352.3333 | 362.3333
114 | 2008007751 | 355 | 365
115 | 2008007751 | 360.3333 | 370.3333
116 | 2008007751 | 365.6667 | 375.6667
117 | 2008007751 | 371 | 381
118 | 2008007751 | 373.6667 | 383.6667
119 | 2008007751 | 376.3333 | 386.3333
120 | 2008007751 | 379 | 389
121 | 2008007751 | 383.3333 | 393.3333
122 | 2008007751 | 387.6667 | 377.6667
123 | 2008007751 | 392 | 382
124 | 2008007751 | 395.3333 | 385.3333
125 | 2008007751 | 398.6667 | 388.6667
126 | 2008007751 | 402 | 392
127 | 2008007751 | 404.3333 | 394.3333
128 | 2008007751 | 406.6667 | 396.6667
129 | 2008007751 | 409 | 399
130 | 2008007751 | 409 | 399
131 | 2008007751 | 409 | 399
132 | 2008007751 | 409 | 399
133 | 2008007751 | 408.3333 | 398.3333
134 | 2008007751 | 407.6667 | 397.6667
135 | 2008007751 | 407 | 397
136 | 2008007751 | 407 | 397
137 | 2008007751 | 407 | 397
138 | 2008007751 | 407 | 397
139 | 2008007751 | 407 | 397
140 | 2008007751 | 407 | 397
141 | 2008007751 | 407 | 397
142 | 2008007751 | 406 | 396
143 | 2008007751 | 405 | 395
0 | 2012010733 | 343 | 333
1 | 2012010733 | 344 | 334
2 | 2012010733 | 345 | 335
3 | 2012010733 | 346 | 336
4 | 2012010733 | 348 | 338
5 | 2012010733 | 350 | 340
6 | 2012010733 | 352 | 342
7 | 2012010733 | 353 | 343
8 | 2012010733 | 354 | 344
9 | 2012010733 | 355 | 345
10 | 2012010733 | 356.6667 | 346.6667
11 | 2012010733 | 358.3333 | 348.3333
12 | 2012010733 | 360 | 350
13 | 2012010733 | 363.6667 | 353.6667
14 | 2012010733 | 367.3333 | 357.3333
15 | 2012010733 | 371 | 361
16 | 2012010733 | 373.3333 | 363.3333
17 | 2012010733 | 375.6667 | 365.6667
18 | 2012010733 | 378 | 368
19 | 2012010733 | 378.6667 | 368.6667
20 | 2012010733 | 379.3333 | 369.3333
21 | 2012010733 | 380 | 370
22 | 2012010733 | 381.3333 | 371.3333
23 | 2012010733 | 382.6667 | 372.6667
24 | 2012010733 | 384 | 374
25 | 2012010733 | 385.3333 | 375.3333
26 | 2012010733 | 386.6667 | 376.6667
27 | 2012010733 | 388 | 378
28 | 2012010733 | 387 | 377
29 | 2012010733 | 386 | 376
30 | 2012010733 | 385 | 375
31 | 2012010733 | 383 | 373
32 | 2012010733 | 381 | 371
33 | 2012010733 | 379 | 369
34 | 2012010733 | 378.3333 | 368.3333
35 | 2012010733 | 377.6667 | 367.6667
36 | 2012010733 | 377 | 367
37 | 2012010733 | 377.3333 | 367.3333
38 | 2012010733 | 377.6667 | 367.6667
39 | 2012010733 | 378 | 368
40 | 2012010733 | 379.6667 | 369.6667
41 | 2012010733 | 381.3333 | 371.3333
42 | 2012010733 | 383 | 373
43 | 2012010733 | 385.3333 | 375.3333
44 | 2012010733 | 387.6667 | 377.6667
45 | 2012010733 | 390 | 380
46 | 2012010733 | 391.3333 | 381.3333
47 | 2012010733 | 392.6667 | 382.6667
48 | 2012010733 | 394 | 384
49 | 2012010733 | 393.3333 | 383.3333
50 | 2012010733 | 392.6667 | 382.6667
51 | 2012010733 | 392 | 382
52 | 2012010733 | 387.6667 | 377.6667
53 | 2012010733 | 383.3333 | 373.3333
54 | 2012010733 | 379 | 369
55 | 2012010733 | 372.3333 | 362.3333
56 | 2012010733 | 365.6667 | 355.6667
57 | 2012010733 | 359 | 349
58 | 2012010733 | 353.6667 | 343.6667
59 | 2012010733 | 348.3333 | 338.3333
60 | 2012010733 | 343 | 333
61 | 2012010733 | 338.3333 | 328.3333
62 | 2012010733 | 333.6667 | 323.6667
63 | 2012010733 | 329 | 319
64 | 2012010733 | 326 | 316
65 | 2012010733 | 323 | 313
66 | 2012010733 | 320 | 310
67 | 2012010733 | 318.3333 | 308.3333
68 | 2012010733 | 316.6667 | 306.6667
69 | 2012010733 | 315 | 305
70 | 2012010733 | 315.3333 | 305.3333
71 | 2012010733 | 315.6667 | 305.6667
72 | 2012010733 | 316 | 306
73 | 2012010733 | 316.3333 | 306.3333
74 | 2012010733 | 316.6667 | 306.6667
75 | 2012010733 | 317 | 307
76 | 2012010733 | 316.3333 | 306.3333
77 | 2012010733 | 315.6667 | 305.6667
78 | 2012010733 | 315 | 305
79 | 2012010733 | 314.6667 | 304.6667
80 | 2012010733 | 314.3333 | 304.3333
81 | 2012010733 | 314 | 304
82 | 2012010733 | 316.3333 | 306.3333
83 | 2012010733 | 318.6667 | 308.6667
84 | 2012010733 | 321 | 311
85 | 2012010733 | 323.3333 | 313.3333
86 | 2012010733 | 325.6667 | 315.6667
87 | 2012010733 | 328 | 318
88 | 2012010733 | 328.3333 | 318.3333
89 | 2012010733 | 328.6667 | 318.6667
90 | 2012010733 | 329 | 339
91 | 2012010733 | 329 | 339
92 | 2012010733 | 329 | 339
93 | 2012010733 | 329 | 339
94 | 2012010733 | 328.6667 | 338.6667
95 | 2012010733 | 328.3333 | 338.3333
96 | 2012010733 | 328 | 338
97 | 2012010733 | 327.6667 | 337.6667
98 | 2012010733 | 327.3333 | 337.3333
99 | 2012010733 | 327 | 337
100 | 2012010733 | 328.6667 | 338.6667
101 | 2012010733 | 330.3333 | 340.3333
102 | 2012010733 | 332 | 342
103 | 2012010733 | 334.3333 | 344.3333
104 | 2012010733 | 336.6667 | 346.6667
105 | 2012010733 | 339 | 349
106 | 2012010733 | 339.3333 | 349.3333
107 | 2012010733 | 339.6667 | 349.6667
108 | 2012010733 | 340 | 350
109 | 2012010733 | 342.3333 | 352.3333
110 | 2012010733 | 344.6667 | 354.6667
111 | 2012010733 | 347 | 357
112 | 2012010733 | 349.6667 | 359.6667
113 | 2012010733 | 352.3333 | 362.3333
114 | 2012010733 | 355 | 365
115 | 2012010733 | 360.3333 | 370.3333
116 | 2012010733 | 365.6667 | 375.6667
117 | 2012010733 | 371 | 381
118 | 2012010733 | 373.6667 | 383.6667
119 | 2012010733 | 376.3333 | 386.3333
120 | 2012010733 | 379 | 389
121 | 2012010733 | 383.3333 | 393.3333
122 | 2012010733 | 387.6667 | 377.6667
123 | 2012010733 | 392 | 382
124 | 2012010733 | 395.3333 | 385.3333
125 | 2012010733 | 398.6667 | 388.6667
126 | 2012010733 | 402 | 392
127 | 2012010733 | 404.3333 | 394.3333
128 | 2012010733 | 406.6667 | 396.6667
129 | 2012010733 | 409 | 399
130 | 2012010733 | 409 | 399
131 | 2012010733 | 409 | 399
132 | 2012010733 | 409 | 399
133 | 2012010733 | 408.3333 | 398.3333
134 | 2012010733 | 407.6667 | 397.6667
135 | 2012010733 | 407 | 397
136 | 2012010733 | 407 | 397
137 | 2012010733 | 407 | 397
138 | 2012010733 | 407 | 397
139 | 2012010733 | 407 | 397
140 | 2012010733 | 407 | 397
141 | 2012010733 | 407 | 397
142 | 2012010733 | 406 | 396
143 | 2012010733 | 405 | 395
0 | 2005001460 | 343 | 333
1 | 2005001460 | 344 | 334
2 | 2005001460 | 345 | 335
3 | 2005001460 | 346 | 336
4 | 2005001460 | 348 | 338
5 | 2005001460 | 350 | 340
6 | 2005001460 | 352 | 342
7 | 2005001460 | 353 | 343
8 | 2005001460 | 354 | 344
9 | 2005001460 | 355 | 345
10 | 2005001460 | 356.6667 | 346.6667
11 | 2005001460 | 358.3333 | 348.3333
12 | 2005001460 | 360 | 350
13 | 2005001460 | 363.6667 | 353.6667
14 | 2005001460 | 367.3333 | 357.3333
15 | 2005001460 | 371 | 361
16 | 2005001460 | 373.3333 | 363.3333
17 | 2005001460 | 375.6667 | 365.6667
18 | 2005001460 | 378 | 368
19 | 2005001460 | 378.6667 | 368.6667
20 | 2005001460 | 379.3333 | 369.3333
21 | 2005001460 | 380 | 370
22 | 2005001460 | 381.3333 | 371.3333
23 | 2005001460 | 382.6667 | 372.6667
24 | 2005001460 | 384 | 374
25 | 2005001460 | 385.3333 | 375.3333
26 | 2005001460 | 386.6667 | 376.6667
27 | 2005001460 | 388 | 378
28 | 2005001460 | 387 | 377
29 | 2005001460 | 386 | 376
30 | 2005001460 | 385 | 375
31 | 2005001460 | 383 | 373
32 | 2005001460 | 381 | 371
33 | 2005001460 | 379 | 369
34 | 2005001460 | 378.3333 | 368.3333
35 | 2005001460 | 377.6667 | 367.6667
36 | 2005001460 | 377 | 367
37 | 2005001460 | 377.3333 | 367.3333
38 | 2005001460 | 377.6667 | 367.6667
39 | 2005001460 | 378 | 368
40 | 2005001460 | 379.6667 | 369.6667
41 | 2005001460 | 381.3333 | 371.3333
42 | 2005001460 | 383 | 373
43 | 2005001460 | 385.3333 | 375.3333
44 | 2005001460 | 387.6667 | 377.6667
45 | 2005001460 | 390 | 380
46 | 2005001460 | 391.3333 | 381.3333
47 | 2005001460 | 392.6667 | 382.6667
48 | 2005001460 | 394 | 384
49 | 2005001460 | 393.3333 | 383.3333
50 | 2005001460 | 392.6667 | 382.6667
51 | 2005001460 | 392 | 382
52 | 2005001460 | 387.6667 | 377.6667
53 | 2005001460 | 383.3333 | 373.3333
54 | 2005001460 | 379 | 369
55 | 2005001460 | 372.3333 | 362.3333
56 | 2005001460 | 365.6667 | 355.6667
57 | 2005001460 | 359 | 349
58 | 2005001460 | 353.6667 | 343.6667
59 | 2005001460 | 348.3333 | 338.3333
60 | 2005001460 | 343 | 333
61 | 2005001460 | 338.3333 | 328.3333
62 | 2005001460 | 333.6667 | 323.6667
63 | 2005001460 | 329 | 319
64 | 2005001460 | 326 | 316
65 | 2005001460 | 323 | 313
66 | 2005001460 | 320 | 310
67 | 2005001460 | 318.3333 | 308.3333
68 | 2005001460 | 316.6667 | 306.6667
69 | 2005001460 | 315 | 305
70 | 2005001460 | 315.3333 | 305.3333
71 | 2005001460 | 315.6667 | 305.6667
72 | 2005001460 | 316 | 306
73 | 2005001460 | 316.3333 | 306.3333
74 | 2005001460 | 316.6667 | 306.6667
75 | 2005001460 | 317 | 307
76 | 2005001460 | 316.3333 | 306.3333
77 | 2005001460 | 315.6667 | 305.6667
78 | 2005001460 | 315 | 305
79 | 2005001460 | 314.6667 | 304.6667
80 | 2005001460 | 314.3333 | 304.3333
81 | 2005001460 | 314 | 304
82 | 2005001460 | 316.3333 | 306.3333
83 | 2005001460 | 318.6667 | 308.6667
84 | 2005001460 | 321 | 311
85 | 2005001460 | 323.3333 | 313.3333
86 | 2005001460 | 325.6667 | 315.6667
87 | 2005001460 | 328 | 318
88 | 2005001460 | 328.3333 | 318.3333
89 | 2005001460 | 328.6667 | 318.6667
90 | 2005001460 | 329 | 339
91 | 2005001460 | 329 | 339
92 | 2005001460 | 329 | 339
93 | 2005001460 | 329 | 339
94 | 2005001460 | 328.6667 | 338.6667
95 | 2005001460 | 328.3333 | 338.3333
96 | 2005001460 | 328 | 338
97 | 2005001460 | 327.6667 | 337.6667
98 | 2005001460 | 327.3333 | 337.3333
99 | 2005001460 | 327 | 337
100 | 2005001460 | 328.6667 | 338.6667
101 | 2005001460 | 330.3333 | 340.3333
102 | 2005001460 | 332 | 342
103 | 2005001460 | 334.3333 | 344.3333
104 | 2005001460 | 336.6667 | 346.6667
105 | 2005001460 | 339 | 349
106 | 2005001460 | 339.3333 | 349.3333
107 | 2005001460 | 339.6667 | 349.6667
108 | 2005001460 | 340 | 350
109 | 2005001460 | 342.3333 | 352.3333
110 | 2005001460 | 344.6667 | 354.6667
111 | 2005001460 | 347 | 357
112 | 2005001460 | 349.6667 | 359.6667
113 | 2005001460 | 352.3333 | 362.3333
114 | 2005001460 | 355 | 365
115 | 2005001460 | 360.3333 | 370.3333
116 | 2005001460 | 365.6667 | 375.6667
117 | 2005001460 | 371 | 381
118 | 2005001460 | 373.6667 | 383.6667
119 | 2005001460 | 376.3333 | 386.3333
120 | 2005001460 | 379 | 389
121 | 2005001460 | 383.3333 | 393.3333
122 | 2005001460 | 387.6667 | 377.6667
123 | 2005001460 | 392 | 382
124 | 2005001460 | 395.3333 | 385.3333
125 | 2005001460 | 398.6667 | 388.6667
126 | 2005001460 | 402 | 392
127 | 2005001460 | 404.3333 | 394.3333
128 | 2005001460 | 406.6667 | 396.6667
129 | 2005001460 | 409 | 399
130 | 2005001460 | 409 | 399
131 | 2005001460 | 409 | 399
132 | 2005001460 | 409 | 399
133 | 2005001460 | 408.3333 | 398.3333
134 | 2005001460 | 407.6667 | 397.6667
135 | 2005001460 | 407 | 397
136 | 2005001460 | 407 | 397
137 | 2005001460 | 407 | 397
138 | 2005001460 | 407 | 397
139 | 2005001460 | 407 | 397
140 | 2005001460 | 407 | 397
141 | 2005001460 | 407 | 397
142 | 2005001460 | 406 | 396
143 | 2005001460 | 405 | 395
0 | 2006002878 | 343 | 333
1 | 2006002878 | 344 | 334
2 | 2006002878 | 345 | 335
3 | 2006002878 | 346 | 336
4 | 2006002878 | 348 | 338
5 | 2006002878 | 350 | 340
6 | 2006002878 | 352 | 342
7 | 2006002878 | 353 | 343
8 | 2006002878 | 354 | 344
9 | 2006002878 | 355 | 345
10 | 2006002878 | 356.6667 | 346.6667
11 | 2006002878 | 358.3333 | 348.3333
12 | 2006002878 | 360 | 350
13 | 2006002878 | 363.6667 | 353.6667
14 | 2006002878 | 367.3333 | 357.3333
15 | 2006002878 | 371 | 361
16 | 2006002878 | 373.3333 | 363.3333
17 | 2006002878 | 375.6667 | 365.6667
18 | 2006002878 | 378 | 368
19 | 2006002878 | 378.6667 | 368.6667
20 | 2006002878 | 379.3333 | 369.3333
21 | 2006002878 | 380 | 370
22 | 2006002878 | 381.3333 | 371.3333
23 | 2006002878 | 382.6667 | 372.6667
24 | 2006002878 | 384 | 374
25 | 2006002878 | 385.3333 | 375.3333
26 | 2006002878 | 386.6667 | 376.6667
27 | 2006002878 | 388 | 378
28 | 2006002878 | 387 | 377
29 | 2006002878 | 386 | 376
30 | 2006002878 | 385 | 375
31 | 2006002878 | 383 | 373
32 | 2006002878 | 381 | 371
33 | 2006002878 | 379 | 369
34 | 2006002878 | 378.3333 | 368.3333
35 | 2006002878 | 377.6667 | 367.6667
36 | 2006002878 | 377 | 367
37 | 2006002878 | 377.3333 | 367.3333
38 | 2006002878 | 377.6667 | 367.6667
39 | 2006002878 | 378 | 368
40 | 2006002878 | 379.6667 | 369.6667
41 | 2006002878 | 381.3333 | 371.3333
42 | 2006002878 | 383 | 373
43 | 2006002878 | 385.3333 | 375.3333
44 | 2006002878 | 387.6667 | 377.6667
45 | 2006002878 | 390 | 380
46 | 2006002878 | 391.3333 | 381.3333
47 | 2006002878 | 392.6667 | 382.6667
48 | 2006002878 | 394 | 384
49 | 2006002878 | 393.3333 | 383.3333
50 | 2006002878 | 392.6667 | 382.6667
51 | 2006002878 | 392 | 382
52 | 2006002878 | 387.6667 | 377.6667
53 | 2006002878 | 383.3333 | 373.3333
54 | 2006002878 | 379 | 369
55 | 2006002878 | 372.3333 | 362.3333
56 | 2006002878 | 365.6667 | 355.6667
57 | 2006002878 | 359 | 349
58 | 2006002878 | 353.6667 | 343.6667
59 | 2006002878 | 348.3333 | 338.3333
60 | 2006002878 | 343 | 333
61 | 2006002878 | 338.3333 | 328.3333
62 | 2006002878 | 333.6667 | 323.6667
63 | 2006002878 | 329 | 319
64 | 2006002878 | 326 | 316
65 | 2006002878 | 323 | 313
66 | 2006002878 | 320 | 310
67 | 2006002878 | 318.3333 | 308.3333
68 | 2006002878 | 316.6667 | 306.6667
69 | 2006002878 | 315 | 305
70 | 2006002878 | 315.3333 | 305.3333
71 | 2006002878 | 315.6667 | 305.6667
72 | 2006002878 | 316 | 306
73 | 2006002878 | 316.3333 | 306.3333
74 | 2006002878 | 316.6667 | 306.6667
75 | 2006002878 | 317 | 307
76 | 2006002878 | 316.3333 | 306.3333
77 | 2006002878 | 315.6667 | 305.6667
78 | 2006002878 | 315 | 305
79 | 2006002878 | 314.6667 | 304.6667
80 | 2006002878 | 314.3333 | 304.3333
81 | 2006002878 | 314 | 304
82 | 2006002878 | 316.3333 | 306.3333
83 | 2006002878 | 318.6667 | 308.6667
84 | 2006002878 | 321 | 311
85 | 2006002878 | 323.3333 | 313.3333
86 | 2006002878 | 325.6667 | 315.6667
87 | 2006002878 | 328 | 318
88 | 2006002878 | 328.3333 | 318.3333
89 | 2006002878 | 328.6667 | 318.6667
90 | 2006002878 | 329 | 339
91 | 2006002878 | 329 | 339
92 | 2006002878 | 329 | 339
93 | 2006002878 | 329 | 339
94 | 2006002878 | 328.6667 | 338.6667
95 | 2006002878 | 328.3333 | 338.3333
96 | 2006002878 | 328 | 338
97 | 2006002878 | 327.6667 | 337.6667
98 | 2006002878 | 327.3333 | 337.3333
99 | 2006002878 | 327 | 337
100 | 2006002878 | 328.6667 | 338.6667
101 | 2006002878 | 330.3333 | 340.3333
102 | 2006002878 | 332 | 342
103 | 2006002878 | 334.3333 | 344.3333
104 | 2006002878 | 336.6667 | 346.6667
105 | 2006002878 | 339 | 349
106 | 2006002878 | 339.3333 | 349.3333
107 | 2006002878 | 339.6667 | 349.6667
108 | 2006002878 | 340 | 350
109 | 2006002878 | 342.3333 | 352.3333
110 | 2006002878 | 344.6667 | 354.6667
111 | 2006002878 | 347 | 357
112 | 2006002878 | 349.6667 | 359.6667
113 | 2006002878 | 352.3333 | 362.3333
114 | 2006002878 | 355 | 365
115 | 2006002878 | 360.3333 | 370.3333
116 | 2006002878 | 365.6667 | 375.6667
117 | 2006002878 | 371 | 381
118 | 2006002878 | 373.6667 | 383.6667
119 | 2006002878 | 376.3333 | 386.3333
120 | 2006002878 | 379 | 389
121 | 2006002878 | 383.3333 | 393.3333
122 | 2006002878 | 387.6667 | 377.6667
123 | 2006002878 | 392 | 382
124 | 2006002878 | 395.3333 | 385.3333
125 | 2006002878 | 398.6667 | 388.6667
126 | 2006002878 | 402 | 392
127 | 2006002878 | 404.3333 | 394.3333
128 | 2006002878 | 406.6667 | 396.6667
129 | 2006002878 | 409 | 399
130 | 2006002878 | 409 | 399
131 | 2006002878 | 409 | 399
132 | 2006002878 | 409 | 399
133 | 2006002878 | 408.3333 | 398.3333
134 | 2006002878 | 407.6667 | 397.6667
135 | 2006002878 | 407 | 397
136 | 2006002878 | 407 | 397
137 | 2006002878 | 407 | 397
138 | 2006002878 | 407 | 397
139 | 2006002878 | 407 | 397
140 | 2006002878 | 407 | 397
141 | 2006002878 | 407 | 397
142 | 2006002878 | 406 | 396
143 | 2006002878 | 405 | 395
0 | 2008003119 | 343 | 333
1 | 2008003119 | 344 | 334
2 | 2008003119 | 345 | 335
3 | 2008003119 | 346 | 336
4 | 2008003119 | 348 | 338
5 | 2008003119 | 350 | 340
6 | 2008003119 | 352 | 342
7 | 2008003119 | 353 | 343
8 | 2008003119 | 354 | 344
9 | 2008003119 | 355 | 345
10 | 2008003119 | 356.6667 | 346.6667
11 | 2008003119 | 358.3333 | 348.3333
12 | 2008003119 | 360 | 350
13 | 2008003119 | 363.6667 | 353.6667
14 | 2008003119 | 367.3333 | 357.3333
15 | 2008003119 | 371 | 361
16 | 2008003119 | 373.3333 | 363.3333
17 | 2008003119 | 375.6667 | 365.6667
18 | 2008003119 | 378 | 368
19 | 2008003119 | 378.6667 | 368.6667
20 | 2008003119 | 379.3333 | 369.3333
21 | 2008003119 | 380 | 370
22 | 2008003119 | 381.3333 | 371.3333
23 | 2008003119 | 382.6667 | 372.6667
24 | 2008003119 | 384 | 374
25 | 2008003119 | 385.3333 | 375.3333
26 | 2008003119 | 386.6667 | 376.6667
27 | 2008003119 | 388 | 378
28 | 2008003119 | 387 | 377
29 | 2008003119 | 386 | 376
30 | 2008003119 | 385 | 375
31 | 2008003119 | 383 | 373
32 | 2008003119 | 381 | 371
33 | 2008003119 | 379 | 369
34 | 2008003119 | 378.3333 | 368.3333
35 | 2008003119 | 377.6667 | 367.6667
36 | 2008003119 | 377 | 367
37 | 2008003119 | 377.3333 | 367.3333
38 | 2008003119 | 377.6667 | 367.6667
39 | 2008003119 | 378 | 368
40 | 2008003119 | 379.6667 | 369.6667
41 | 2008003119 | 381.3333 | 371.3333
42 | 2008003119 | 383 | 373
43 | 2008003119 | 385.3333 | 375.3333
44 | 2008003119 | 387.6667 | 377.6667
45 | 2008003119 | 390 | 380
46 | 2008003119 | 391.3333 | 381.3333
47 | 2008003119 | 392.6667 | 382.6667
48 | 2008003119 | 394 | 384
49 | 2008003119 | 393.3333 | 383.3333
50 | 2008003119 | 392.6667 | 382.6667
51 | 2008003119 | 392 | 382
52 | 2008003119 | 387.6667 | 377.6667
53 | 2008003119 | 383.3333 | 373.3333
54 | 2008003119 | 379 | 369
55 | 2008003119 | 372.3333 | 362.3333
56 | 2008003119 | 365.6667 | 355.6667
57 | 2008003119 | 359 | 349
58 | 2008003119 | 353.6667 | 343.6667
59 | 2008003119 | 348.3333 | 338.3333
60 | 2008003119 | 343 | 333
61 | 2008003119 | 338.3333 | 328.3333
62 | 2008003119 | 333.6667 | 323.6667
63 | 2008003119 | 329 | 319
64 | 2008003119 | 326 | 316
65 | 2008003119 | 323 | 313
66 | 2008003119 | 320 | 310
67 | 2008003119 | 318.3333 | 308.3333
68 | 2008003119 | 316.6667 | 306.6667
69 | 2008003119 | 315 | 305
70 | 2008003119 | 315.3333 | 305.3333
71 | 2008003119 | 315.6667 | 305.6667
72 | 2008003119 | 316 | 306
73 | 2008003119 | 316.3333 | 306.3333
74 | 2008003119 | 316.6667 | 306.6667
75 | 2008003119 | 317 | 307
76 | 2008003119 | 316.3333 | 306.3333
77 | 2008003119 | 315.6667 | 305.6667
78 | 2008003119 | 315 | 305
79 | 2008003119 | 314.6667 | 304.6667
80 | 2008003119 | 314.3333 | 304.3333
81 | 2008003119 | 314 | 304
82 | 2008003119 | 316.3333 | 306.3333
83 | 2008003119 | 318.6667 | 308.6667
84 | 2008003119 | 321 | 311
85 | 2008003119 | 323.3333 | 313.3333
86 | 2008003119 | 325.6667 | 315.6667
87 | 2008003119 | 328 | 318
88 | 2008003119 | 328.3333 | 318.3333
89 | 2008003119 | 328.6667 | 318.6667
90 | 2008003119 | 329 | 339
91 | 2008003119 | 329 | 339
92 | 2008003119 | 329 | 339
93 | 2008003119 | 329 | 339
94 | 2008003119 | 328.6667 | 338.6667
95 | 2008003119 | 328.3333 | 338.3333
96 | 2008003119 | 328 | 338
97 | 2008003119 | 327.6667 | 337.6667
98 | 2008003119 | 327.3333 | 337.3333
99 | 2008003119 | 327 | 337
100 | 2008003119 | 328.6667 | 338.6667
101 | 2008003119 | 330.3333 | 340.3333
102 | 2008003119 | 332 | 342
103 | 2008003119 | 334.3333 | 344.3333
104 | 2008003119 | 336.6667 | 346.6667
105 | 2008003119 | 339 | 349
106 | 2008003119 | 339.3333 | 349.3333
107 | 2008003119 | 339.6667 | 349.6667
108 | 2008003119 | 340 | 350
109 | 2008003119 | 342.3333 | 352.3333
110 | 2008003119 | 344.6667 | 354.6667
111 | 2008003119 | 347 | 357
112 | 2008003119 | 349.6667 | 359.6667
113 | 2008003119 | 352.3333 | 362.3333
114 | 2008003119 | 355 | 365
115 | 2008003119 | 360.3333 | 370.3333
116 | 2008003119 | 365.6667 | 375.6667
117 | 2008003119 | 371 | 381
118 | 2008003119 | 373.6667 | 383.6667
119 | 2008003119 | 376.3333 | 386.3333
120 | 2008003119 | 379 | 389
121 | 2008003119 | 383.3333 | 393.3333
122 | 2008003119 | 387.6667 | 377.6667
123 | 2008003119 | 392 | 382
124 | 2008003119 | 395.3333 | 385.3333
125 | 2008003119 | 398.6667 | 388.6667
126 | 2008003119 | 402 | 392
127 | 2008003119 | 404.3333 | 394.3333
128 | 2008003119 | 406.6667 | 396.6667
129 | 2008003119 | 409 | 399
130 | 2008003119 | 409 | 399
131 | 2008003119 | 409 | 399
132 | 2008003119 | 409 | 399
133 | 2008003119 | 408.3333 | 398.3333
134 | 2008003119 | 407.6667 | 397.6667
135 | 2008003119 | 407 | 397
136 | 2008003119 | 407 | 397
137 | 2008003119 | 407 | 397
138 | 2008003119 | 407 | 397
139 | 2008003119 | 407 | 397
140 | 2008003119 | 407 | 397
141 | 2008003119 | 407 | 397
142 | 2008003119 | 406 | 396
143 | 2008003119 | 405 | 395
0 | 2002007020 | 343 | 333
1 | 2002007020 | 344 | 334
2 | 2002007020 | 345 | 335
3 | 2002007020 | 346 | 336
4 | 2002007020 | 348 | 338
5 | 2002007020 | 350 | 340
6 | 2002007020 | 352 | 342
7 | 2002007020 | 353 | 343
8 | 2002007020 | 354 | 344
9 | 2002007020 | 355 | 345
10 | 2002007020 | 356.6667 | 346.6667
11 | 2002007020 | 358.3333 | 348.3333
12 | 2002007020 | 360 | 350
13 | 2002007020 | 363.6667 | 353.6667
14 | 2002007020 | 367.3333 | 357.3333
15 | 2002007020 | 371 | 361
16 | 2002007020 | 373.3333 | 363.3333
17 | 2002007020 | 375.6667 | 365.6667
18 | 2002007020 | 378 | 368
19 | 2002007020 | 378.6667 | 368.6667
20 | 2002007020 | 379.3333 | 369.3333
21 | 2002007020 | 380 | 370
22 | 2002007020 | 381.3333 | 371.3333
23 | 2002007020 | 382.6667 | 372.6667
24 | 2002007020 | 384 | 374
25 | 2002007020 | 385.3333 | 375.3333
26 | 2002007020 | 386.6667 | 376.6667
27 | 2002007020 | 388 | 378
28 | 2002007020 | 387 | 377
29 | 2002007020 | 386 | 376
30 | 2002007020 | 385 | 375
31 | 2002007020 | 383 | 373
32 | 2002007020 | 381 | 371
33 | 2002007020 | 379 | 369
34 | 2002007020 | 378.3333 | 368.3333
35 | 2002007020 | 377.6667 | 367.6667
36 | 2002007020 | 377 | 367
37 | 2002007020 | 377.3333 | 367.3333
38 | 2002007020 | 377.6667 | 367.6667
39 | 2002007020 | 378 | 368
40 | 2002007020 | 379.6667 | 369.6667
41 | 2002007020 | 381.3333 | 371.3333
42 | 2002007020 | 383 | 373
43 | 2002007020 | 385.3333 | 375.3333
44 | 2002007020 | 387.6667 | 377.6667
45 | 2002007020 | 390 | 380
46 | 2002007020 | 391.3333 | 381.3333
47 | 2002007020 | 392.6667 | 382.6667
48 | 2002007020 | 394 | 384
49 | 2002007020 | 393.3333 | 383.3333
50 | 2002007020 | 392.6667 | 382.6667
51 | 2002007020 | 392 | 382
52 | 2002007020 | 387.6667 | 377.6667
53 | 2002007020 | 383.3333 | 373.3333
54 | 2002007020 | 379 | 369
55 | 2002007020 | 372.3333 | 362.3333
56 | 2002007020 | 365.6667 | 355.6667
57 | 2002007020 | 359 | 349
58 | 2002007020 | 353.6667 | 343.6667
59 | 2002007020 | 348.3333 | 338.3333
60 | 2002007020 | 343 | 333
61 | 2002007020 | 338.3333 | 328.3333
62 | 2002007020 | 333.6667 | 323.6667
63 | 2002007020 | 329 | 319
64 | 2002007020 | 326 | 316
65 | 2002007020 | 323 | 313
66 | 2002007020 | 320 | 310
67 | 2002007020 | 318.3333 | 308.3333
68 | 2002007020 | 316.6667 | 306.6667
69 | 2002007020 | 315 | 305
70 | 2002007020 | 315.3333 | 305.3333
71 | 2002007020 | 315.6667 | 305.6667
72 | 2002007020 | 316 | 306
73 | 2002007020 | 316.3333 | 306.3333
74 | 2002007020 | 316.6667 | 306.6667
75 | 2002007020 | 317 | 307
76 | 2002007020 | 316.3333 | 306.3333
77 | 2002007020 | 315.6667 | 305.6667
78 | 2002007020 | 315 | 305
79 | 2002007020 | 314.6667 | 304.6667
80 | 2002007020 | 314.3333 | 304.3333
81 | 2002007020 | 314 | 304
82 | 2002007020 | 316.3333 | 306.3333
83 | 2002007020 | 318.6667 | 308.6667
84 | 2002007020 | 321 | 311
85 | 2002007020 | 323.3333 | 313.3333
86 | 2002007020 | 325.6667 | 315.6667
87 | 2002007020 | 328 | 318
88 | 2002007020 | 328.3333 | 318.3333
89 | 2002007020 | 328.6667 | 318.6667
90 | 2002007020 | 329 | 339
91 | 2002007020 | 329 | 339
92 | 2002007020 | 329 | 339
93 | 2002007020 | 329 | 339
94 | 2002007020 | 328.6667 | 338.6667
95 | 2002007020 | 328.3333 | 338.3333
96 | 2002007020 | 328 | 338
97 | 2002007020 | 327.6667 | 337.6667
98 | 2002007020 | 327.3333 | 337.3333
99 | 2002007020 | 327 | 337
100 | 2002007020 | 328.6667 | 338.6667
101 | 2002007020 | 330.3333 | 340.3333
102 | 2002007020 | 332 | 342
103 | 2002007020 | 334.3333 | 344.3333
104 | 2002007020 | 336.6667 | 346.6667
105 | 2002007020 | 339 | 349
106 | 2002007020 | 339.3333 | 349.3333
107 | 2002007020 | 339.6667 | 349.6667
108 | 2002007020 | 340 | 350
109 | 2002007020 | 342.3333 | 352.3333
110 | 2002007020 | 344.6667 | 354.6667
111 | 2002007020 | 347 | 357
112 | 2002007020 | 349.6667 | 359.6667
113 | 2002007020 | 352.3333 | 362.3333
114 | 2002007020 | 355 | 365
115 | 2002007020 | 360.3333 | 370.3333
116 | 2002007020 | 365.6667 | 375.6667
117 | 2002007020 | 371 | 381
118 | 2002007020 | 373.6667 | 383.6667
119 | 2002007020 | 376.3333 | 386.3333
120 | 2002007020 | 379 | 389
121 | 2002007020 | 383.3333 | 393.3333
122 | 2002007020 | 387.6667 | 377.6667
123 | 2002007020 | 392 | 382
124 | 2002007020 | 395.3333 | 385.3333
125 | 2002007020 | 398.6667 | 388.6667
126 | 2002007020 | 402 | 392
127 | 2002007020 | 404.3333 | 394.3333
128 | 2002007020 | 406.6667 | 396.6667
129 | 2002007020 | 409 | 399
130 | 2002007020 | 409 | 399
131 | 2002007020 | 409 | 399
132 | 2002007020 | 409 | 399
133 | 2002007020 | 408.3333 | 398.3333
134 | 2002007020 | 407.6667 | 397.6667
135 | 2002007020 | 407 | 397
136 | 2002007020 | 407 | 397
137 | 2002007020 | 407 | 397
138 | 2002007020 | 407 | 397
139 | 2002007020 | 407 | 397
140 | 2002007020 | 407 | 397
141 | 2002007020 | 407 | 397
142 | 2002007020 | 406 | 396
143 | 2002007020 | 405 | 395
0 | 2002003807 | 343 | 333
1 | 2002003807 | 344 | 334
2 | 2002003807 | 345 | 335
3 | 2002003807 | 346 | 336
4 | 2002003807 | 348 | 338
5 | 2002003807 | 350 | 340
6 | 2002003807 | 352 | 342
7 | 2002003807 | 353 | 343
8 | 2002003807 | 354 | 344
9 | 2002003807 | 355 | 345
10 | 2002003807 | 356.6667 | 346.6667
11 | 2002003807 | 358.3333 | 348.3333
12 | 2002003807 | 360 | 350
13 | 2002003807 | 363.6667 | 353.6667
14 | 2002003807 | 367.3333 | 357.3333
15 | 2002003807 | 371 | 361
16 | 2002003807 | 373.3333 | 363.3333
17 | 2002003807 | 375.6667 | 365.6667
18 | 2002003807 | 378 | 368
19 | 2002003807 | 378.6667 | 368.6667
20 | 2002003807 | 379.3333 | 369.3333
21 | 2002003807 | 380 | 370
22 | 2002003807 | 381.3333 | 371.3333
23 | 2002003807 | 382.6667 | 372.6667
24 | 2002003807 | 384 | 374
25 | 2002003807 | 385.3333 | 375.3333
26 | 2002003807 | 386.6667 | 376.6667
27 | 2002003807 | 388 | 378
28 | 2002003807 | 387 | 377
29 | 2002003807 | 386 | 376
30 | 2002003807 | 385 | 375
31 | 2002003807 | 383 | 373
32 | 2002003807 | 381 | 371
33 | 2002003807 | 379 | 369
34 | 2002003807 | 378.3333 | 368.3333
35 | 2002003807 | 377.6667 | 367.6667
36 | 2002003807 | 377 | 367
37 | 2002003807 | 377.3333 | 367.3333
38 | 2002003807 | 377.6667 | 367.6667
39 | 2002003807 | 378 | 368
40 | 2002003807 | 379.6667 | 369.6667
41 | 2002003807 | 381.3333 | 371.3333
42 | 2002003807 | 383 | 373
43 | 2002003807 | 385.3333 | 375.3333
44 | 2002003807 | 387.6667 | 377.6667
45 | 2002003807 | 390 | 380
46 | 2002003807 | 391.3333 | 381.3333
47 | 2002003807 | 392.6667 | 382.6667
48 | 2002003807 | 394 | 384
49 | 2002003807 | 393.3333 | 383.3333
50 | 2002003807 | 392.6667 | 382.6667
51 | 2002003807 | 392 | 382
52 | 2002003807 | 387.6667 | 377.6667
53 | 2002003807 | 383.3333 | 373.3333
54 | 2002003807 | 379 | 369
55 | 2002003807 | 372.3333 | 362.3333
56 | 2002003807 | 365.6667 | 355.6667
57 | 2002003807 | 359 | 349
58 | 2002003807 | 353.6667 | 343.6667
59 | 2002003807 | 348.3333 | 338.3333
60 | 2002003807 | 343 | 333
61 | 2002003807 | 338.3333 | 328.3333
62 | 2002003807 | 333.6667 | 323.6667
63 | 2002003807 | 329 | 319
64 | 2002003807 | 326 | 316
65 | 2002003807 | 323 | 313
66 | 2002003807 | 320 | 310
67 | 2002003807 | 318.3333 | 308.3333
68 | 2002003807 | 316.6667 | 306.6667
69 | 2002003807 | 315 | 305
70 | 2002003807 | 315.3333 | 305.3333
71 | 2002003807 | 315.6667 | 305.6667
72 | 2002003807 | 316 | 306
73 | 2002003807 | 316.3333 | 306.3333
74 | 2002003807 | 316.6667 | 306.6667
75 | 2002003807 | 317 | 307
76 | 2002003807 | 316.3333 | 306.3333
77 | 2002003807 | 315.6667 | 305.6667
78 | 2002003807 | 315 | 305
79 | 2002003807 | 314.6667 | 304.6667
80 | 2002003807 | 314.3333 | 304.3333
81 | 2002003807 | 314 | 304
82 | 2002003807 | 316.3333 | 306.3333
83 | 2002003807 | 318.6667 | 308.6667
84 | 2002003807 | 321 | 311
85 | 2002003807 | 323.3333 | 313.3333
86 | 2002003807 | 325.6667 | 315.6667
87 | 2002003807 | 328 | 318
88 | 2002003807 | 328.3333 | 318.3333
89 | 2002003807 | 328.6667 | 318.6667
90 | 2002003807 | 329 | 339
91 | 2002003807 | 329 | 339
92 | 2002003807 | 329 | 339
93 | 2002003807 | 329 | 339
94 | 2002003807 | 328.6667 | 338.6667
95 | 2002003807 | 328.3333 | 338.3333
96 | 2002003807 | 328 | 338
97 | 2002003807 | 327.6667 | 337.6667
98 | 2002003807 | 327.3333 | 337.3333
99 | 2002003807 | 327 | 337
100 | 2002003807 | 328.6667 | 338.6667
101 | 2002003807 | 330.3333 | 340.3333
102 | 2002003807 | 332 | 342
103 | 2002003807 | 334.3333 | 344.3333
104 | 2002003807 | 336.6667 | 346.6667
105 | 2002003807 | 339 | 349
106 | 2002003807 | 339.3333 | 349.3333
107 | 2002003807 | 339.6667 | 349.6667
108 | 2002003807 | 340 | 350
109 | 2002003807 | 342.3333 | 352.3333
110 | 2002003807 | 344.6667 | 354.6667
111 | 2002003807 | 347 | 357
112 | 2002003807 | 349.6667 | 359.6667
113 | 2002003807 | 352.3333 | 362.3333
114 | 2002003807 | 355 | 365
115 | 2002003807 | 360.3333 | 370.3333
116 | 2002003807 | 365.6667 | 375.6667
117 | 2002003807 | 371 | 381
118 | 2002003807 | 373.6667 | 383.6667
119 | 2002003807 | 376.3333 | 386.3333
120 | 2002003807 | 379 | 389
121 | 2002003807 | 383.3333 | 393.3333
122 | 2002003807 | 387.6667 | 377.6667
123 | 2002003807 | 392 | 382
124 | 2002003807 | 395.3333 | 385.3333
125 | 2002003807 | 398.6667 | 388.6667
126 | 2002003807 | 402 | 392
127 | 2002003807 | 404.3333 | 394.3333
128 | 2002003807 | 406.6667 | 396.6667
129 | 2002003807 | 409 | 399
130 | 2002003807 | 409 | 399
131 | 2002003807 | 409 | 399
132 | 2002003807 | 409 | 399
133 | 2002003807 | 408.3333 | 398.3333
134 | 2002003807 | 407.6667 | 397.6667
135 | 2002003807 | 407 | 397
136 | 2002003807 | 407 | 397
137 | 2002003807 | 407 | 397
138 | 2002003807 | 407 | 397
139 | 2002003807 | 407 | 397
140 | 2002003807 | 407 | 397
141 | 2002003807 | 407 | 397
142 | 2002003807 | 406 | 396
143 | 2002003807 | 405 | 395
0 | 2003002476 | 343 | 333
1 | 2003002476 | 344 | 334
2 | 2003002476 | 345 | 335
3 | 2003002476 | 346 | 336
4 | 2003002476 | 348 | 338
5 | 2003002476 | 350 | 340
6 | 2003002476 | 352 | 342
7 | 2003002476 | 353 | 343
8 | 2003002476 | 354 | 344
9 | 2003002476 | 355 | 345
10 | 2003002476 | 356.6667 | 346.6667
11 | 2003002476 | 358.3333 | 348.3333
12 | 2003002476 | 360 | 350
13 | 2003002476 | 363.6667 | 353.6667
14 | 2003002476 | 367.3333 | 357.3333
15 | 2003002476 | 371 | 361
16 | 2003002476 | 373.3333 | 363.3333
17 | 2003002476 | 375.6667 | 365.6667
18 | 2003002476 | 378 | 368
19 | 2003002476 | 378.6667 | 368.6667
20 | 2003002476 | 379.3333 | 369.3333
21 | 2003002476 | 380 | 370
22 | 2003002476 | 381.3333 | 371.3333
23 | 2003002476 | 382.6667 | 372.6667
24 | 2003002476 | 384 | 374
25 | 2003002476 | 385.3333 | 375.3333
26 | 2003002476 | 386.6667 | 376.6667
27 | 2003002476 | 388 | 378
28 | 2003002476 | 387 | 377
29 | 2003002476 | 386 | 376
30 | 2003002476 | 385 | 375
31 | 2003002476 | 383 | 373
32 | 2003002476 | 381 | 371
33 | 2003002476 | 379 | 369
34 | 2003002476 | 378.3333 | 368.3333
35 | 2003002476 | 377.6667 | 367.6667
36 | 2003002476 | 377 | 367
37 | 2003002476 | 377.3333 | 367.3333
38 | 2003002476 | 377.6667 | 367.6667
39 | 2003002476 | 378 | 368
40 | 2003002476 | 379.6667 | 369.6667
41 | 2003002476 | 381.3333 | 371.3333
42 | 2003002476 | 383 | 373
43 | 2003002476 | 385.3333 | 375.3333
44 | 2003002476 | 387.6667 | 377.6667
45 | 2003002476 | 390 | 380
46 | 2003002476 | 391.3333 | 381.3333
47 | 2003002476 | 392.6667 | 382.6667
48 | 2003002476 | 394 | 384
49 | 2003002476 | 393.3333 | 383.3333
50 | 2003002476 | 392.6667 | 382.6667
51 | 2003002476 | 392 | 382
52 | 2003002476 | 387.6667 | 377.6667
53 | 2003002476 | 383.3333 | 373.3333
54 | 2003002476 | 379 | 369
55 | 2003002476 | 372.3333 | 362.3333
56 | 2003002476 | 365.6667 | 355.6667
57 | 2003002476 | 359 | 349
58 | 2003002476 | 353.6667 | 343.6667
59 | 2003002476 | 348.3333 | 338.3333
60 | 2003002476 | 343 | 333
61 | 2003002476 | 338.3333 | 328.3333
62 | 2003002476 | 333.6667 | 323.6667
63 | 2003002476 | 329 | 319
64 | 2003002476 | 326 | 316
65 | 2003002476 | 323 | 313
66 | 2003002476 | 320 | 310
67 | 2003002476 | 318.3333 | 308.3333
68 | 2003002476 | 316.6667 | 306.6667
69 | 2003002476 | 315 | 305
70 | 2003002476 | 315.3333 | 305.3333
71 | 2003002476 | 315.6667 | 305.6667
72 | 2003002476 | 316 | 306
73 | 2003002476 | 316.3333 | 306.3333
74 | 2003002476 | 316.6667 | 306.6667
75 | 2003002476 | 317 | 307
76 | 2003002476 | 316.3333 | 306.3333
77 | 2003002476 | 315.6667 | 305.6667
78 | 2003002476 | 315 | 305
79 | 2003002476 | 314.6667 | 304.6667
80 | 2003002476 | 314.3333 | 304.3333
81 | 2003002476 | 314 | 304
82 | 2003002476 | 316.3333 | 306.3333
83 | 2003002476 | 318.6667 | 308.6667
84 | 2003002476 | 321 | 311
85 | 2003002476 | 323.3333 | 313.3333
86 | 2003002476 | 325.6667 | 315.6667
87 | 2003002476 | 328 | 318
88 | 2003002476 | 328.3333 | 318.3333
89 | 2003002476 | 328.6667 | 318.6667
90 | 2003002476 | 329 | 339
91 | 2003002476 | 329 | 339
92 | 2003002476 | 329 | 339
93 | 2003002476 | 329 | 339
94 | 2003002476 | 328.6667 | 338.6667
95 | 2003002476 | 328.3333 | 338.3333
96 | 2003002476 | 328 | 338
97 | 2003002476 | 327.6667 | 337.6667
98 | 2003002476 | 327.3333 | 337.3333
99 | 2003002476 | 327 | 337
100 | 2003002476 | 328.6667 | 338.6667
101 | 2003002476 | 330.3333 | 340.3333
102 | 2003002476 | 332 | 342
103 | 2003002476 | 334.3333 | 344.3333
104 | 2003002476 | 336.6667 | 346.6667
105 | 2003002476 | 339 | 349
106 | 2003002476 | 339.3333 | 349.3333
107 | 2003002476 | 339.6667 | 349.6667
108 | 2003002476 | 340 | 350
109 | 2003002476 | 342.3333 | 352.3333
110 | 2003002476 | 344.6667 | 354.6667
111 | 2003002476 | 347 | 357
112 | 2003002476 | 349.6667 | 359.6667
113 | 2003002476 | 352.3333 | 362.3333
114 | 2003002476 | 355 | 365
115 | 2003002476 | 360.3333 | 370.3333
116 | 2003002476 | 365.6667 | 375.6667
117 | 2003002476 | 371 | 381
118 | 2003002476 | 373.6667 | 383.6667
119 | 2003002476 | 376.3333 | 386.3333
120 | 2003002476 | 379 | 389
121 | 2003002476 | 383.3333 | 393.3333
122 | 2003002476 | 387.6667 | 377.6667
123 | 2003002476 | 392 | 382
124 | 2003002476 | 395.3333 | 385.3333
125 | 2003002476 | 398.6667 | 388.6667
126 | 2003002476 | 402 | 392
127 | 2003002476 | 404.3333 | 394.3333
128 | 2003002476 | 406.6667 | 396.6667
129 | 2003002476 | 409 | 399
130 | 2003002476 | 409 | 399
131 | 2003002476 | 409 | 399
132 | 2003002476 | 409 | 399
133 | 2003002476 | 408.3333 | 398.3333
134 | 2003002476 | 407.6667 | 397.6667
135 | 2003002476 | 407 | 397
136 | 2003002476 | 407 | 397
137 | 2003002476 | 407 | 397
138 | 2003002476 | 407 | 397
139 | 2003002476 | 407 | 397
140 | 2003002476 | 407 | 397
141 | 2003002476 | 407 | 397
142 | 2003002476 | 406 | 396
143 | 2003002476 | 405 | 395
0 | 2006009630 | 343 | 333
1 | 2006009630 | 344 | 334
2 | 2006009630 | 345 | 335
3 | 2006009630 | 346 | 336
4 | 2006009630 | 348 | 338
5 | 2006009630 | 350 | 340
6 | 2006009630 | 352 | 342
7 | 2006009630 | 353 | 343
8 | 2006009630 | 354 | 344
9 | 2006009630 | 355 | 345
10 | 2006009630 | 356.6667 | 346.6667
11 | 2006009630 | 358.3333 | 348.3333
12 | 2006009630 | 360 | 350
13 | 2006009630 | 363.6667 | 353.6667
14 | 2006009630 | 367.3333 | 357.3333
15 | 2006009630 | 371 | 361
16 | 2006009630 | 373.3333 | 363.3333
17 | 2006009630 | 375.6667 | 365.6667
18 | 2006009630 | 378 | 368
19 | 2006009630 | 378.6667 | 368.6667
20 | 2006009630 | 379.3333 | 369.3333
21 | 2006009630 | 380 | 370
22 | 2006009630 | 381.3333 | 371.3333
23 | 2006009630 | 382.6667 | 372.6667
24 | 2006009630 | 384 | 374
25 | 2006009630 | 385.3333 | 375.3333
26 | 2006009630 | 386.6667 | 376.6667
27 | 2006009630 | 388 | 378
28 | 2006009630 | 387 | 377
29 | 2006009630 | 386 | 376
30 | 2006009630 | 385 | 375
31 | 2006009630 | 383 | 373
32 | 2006009630 | 381 | 371
33 | 2006009630 | 379 | 369
34 | 2006009630 | 378.3333 | 368.3333
35 | 2006009630 | 377.6667 | 367.6667
36 | 2006009630 | 377 | 367
37 | 2006009630 | 377.3333 | 367.3333
38 | 2006009630 | 377.6667 | 367.6667
39 | 2006009630 | 378 | 368
40 | 2006009630 | 379.6667 | 369.6667
41 | 2006009630 | 381.3333 | 371.3333
42 | 2006009630 | 383 | 373
43 | 2006009630 | 385.3333 | 375.3333
44 | 2006009630 | 387.6667 | 377.6667
45 | 2006009630 | 390 | 380
46 | 2006009630 | 391.3333 | 381.3333
47 | 2006009630 | 392.6667 | 382.6667
48 | 2006009630 | 394 | 384
49 | 2006009630 | 393.3333 | 383.3333
50 | 2006009630 | 392.6667 | 382.6667
51 | 2006009630 | 392 | 382
52 | 2006009630 | 387.6667 | 377.6667
53 | 2006009630 | 383.3333 | 373.3333
54 | 2006009630 | 379 | 369
55 | 2006009630 | 372.3333 | 362.3333
56 | 2006009630 | 365.6667 | 355.6667
57 | 2006009630 | 359 | 349
58 | 2006009630 | 353.6667 | 343.6667
59 | 2006009630 | 348.3333 | 338.3333
60 | 2006009630 | 343 | 333
61 | 2006009630 | 338.3333 | 328.3333
62 | 2006009630 | 333.6667 | 323.6667
63 | 2006009630 | 329 | 319
64 | 2006009630 | 326 | 316
65 | 2006009630 | 323 | 313
66 | 2006009630 | 320 | 310
67 | 2006009630 | 318.3333 | 308.3333
68 | 2006009630 | 316.6667 | 306.6667
69 | 2006009630 | 315 | 305
70 | 2006009630 | 315.3333 | 305.3333
71 | 2006009630 | 315.6667 | 305.6667
72 | 2006009630 | 316 | 306
73 | 2006009630 | 316.3333 | 306.3333
74 | 2006009630 | 316.6667 | 306.6667
75 | 2006009630 | 317 | 307
76 | 2006009630 | 316.3333 | 306.3333
77 | 2006009630 | 315.6667 | 305.6667
78 | 2006009630 | 315 | 305
79 | 2006009630 | 314.6667 | 304.6667
80 | 2006009630 | 314.3333 | 304.3333
81 | 2006009630 | 314 | 304
82 | 2006009630 | 316.3333 | 306.3333
83 | 2006009630 | 318.6667 | 308.6667
84 | 2006009630 | 321 | 311
85 | 2006009630 | 323.3333 | 313.3333
86 | 2006009630 | 325.6667 | 315.6667
87 | 2006009630 | 328 | 318
88 | 2006009630 | 328.3333 | 318.3333
89 | 2006009630 | 328.6667 | 318.6667
90 | 2006009630 | 329 | 339
91 | 2006009630 | 329 | 339
92 | 2006009630 | 329 | 339
93 | 2006009630 | 329 | 339
94 | 2006009630 | 328.6667 | 338.6667
95 | 2006009630 | 328.3333 | 338.3333
96 | 2006009630 | 328 | 338
97 | 2006009630 | 327.6667 | 337.6667
98 | 2006009630 | 327.3333 | 337.3333
99 | 2006009630 | 327 | 337
100 | 2006009630 | 328.6667 | 338.6667
101 | 2006009630 | 330.3333 | 340.3333
102 | 2006009630 | 332 | 342
103 | 2006009630 | 334.3333 | 344.3333
104 | 2006009630 | 336.6667 | 346.6667
105 | 2006009630 | 339 | 349
106 | 2006009630 | 339.3333 | 349.3333
107 | 2006009630 | 339.6667 | 349.6667
108 | 2006009630 | 340 | 350
109 | 2006009630 | 342.3333 | 352.3333
110 | 2006009630 | 344.6667 | 354.6667
111 | 2006009630 | 347 | 357
112 | 2006009630 | 349.6667 | 359.6667
113 | 2006009630 | 352.3333 | 362.3333
114 | 2006009630 | 355 | 365
115 | 2006009630 | 360.3333 | 370.3333
116 | 2006009630 | 365.6667 | 375.6667
117 | 2006009630 | 371 | 381
118 | 2006009630 | 373.6667 | 383.6667
119 | 2006009630 | 376.3333 | 386.3333
120 | 2006009630 | 379 | 389
121 | 2006009630 | 383.3333 | 393.3333
122 | 2006009630 | 387.6667 | 377.6667
123 | 2006009630 | 392 | 382
124 | 2006009630 | 395.3333 | 385.3333
125 | 2006009630 | 398.6667 | 388.6667
126 | 2006009630 | 402 | 392
127 | 2006009630 | 404.3333 | 394.3333
128 | 2006009630 | 406.6667 | 396.6667
129 | 2006009630 | 409 | 399
130 | 2006009630 | 409 | 399
131 | 2006009630 | 409 | 399
132 | 2006009630 | 409 | 399
133 | 2006009630 | 408.3333 | 398.3333
134 | 2006009630 | 407.6667 | 397.6667
135 | 2006009630 | 407 | 397
136 | 2006009630 | 407 | 397
137 | 2006009630 | 407 | 397
138 | 2006009630 | 407 | 397
139 | 2006009630 | 407 | 397
140 | 2006009630 | 407 | 397
141 | 2006009630 | 407 | 397
142 | 2006009630 | 406 | 396
143 | 2006009630 | 405 | 395
0 | 2005007247 | 343 | 333
1 | 2005007247 | 344 | 334
2 | 2005007247 | 345 | 335
3 | 2005007247 | 346 | 336
4 | 2005007247 | 348 | 338
5 | 2005007247 | 350 | 340
6 | 2005007247 | 352 | 342
7 | 2005007247 | 353 | 343
8 | 2005007247 | 354 | 344
9 | 2005007247 | 355 | 345
10 | 2005007247 | 356.6667 | 346.6667
11 | 2005007247 | 358.3333 | 348.3333
12 | 2005007247 | 360 | 350
13 | 2005007247 | 363.6667 | 353.6667
14 | 2005007247 | 367.3333 | 357.3333
15 | 2005007247 | 371 | 361
16 | 2005007247 | 373.3333 | 363.3333
17 | 2005007247 | 375.6667 | 365.6667
18 | 2005007247 | 378 | 368
19 | 2005007247 | 378.6667 | 368.6667
20 | 2005007247 | 379.3333 | 369.3333
21 | 2005007247 | 380 | 370
22 | 2005007247 | 381.3333 | 371.3333
23 | 2005007247 | 382.6667 | 372.6667
24 | 2005007247 | 384 | 374
25 | 2005007247 | 385.3333 | 375.3333
26 | 2005007247 | 386.6667 | 376.6667
27 | 2005007247 | 388 | 378
28 | 2005007247 | 387 | 377
29 | 2005007247 | 386 | 376
30 | 2005007247 | 385 | 375
31 | 2005007247 | 383 | 373
32 | 2005007247 | 381 | 371
33 | 2005007247 | 379 | 369
34 | 2005007247 | 378.3333 | 368.3333
35 | 2005007247 | 377.6667 | 367.6667
36 | 2005007247 | 377 | 367
37 | 2005007247 | 377.3333 | 367.3333
38 | 2005007247 | 377.6667 | 367.6667
39 | 2005007247 | 378 | 368
40 | 2005007247 | 379.6667 | 369.6667
41 | 2005007247 | 381.3333 | 371.3333
42 | 2005007247 | 383 | 373
43 | 2005007247 | 385.3333 | 375.3333
44 | 2005007247 | 387.6667 | 377.6667
45 | 2005007247 | 390 | 380
46 | 2005007247 | 391.3333 | 381.3333
47 | 2005007247 | 392.6667 | 382.6667
48 | 2005007247 | 394 | 384
49 | 2005007247 | 393.3333 | 383.3333
50 | 2005007247 | 392.6667 | 382.6667
51 | 2005007247 | 392 | 382
52 | 2005007247 | 387.6667 | 377.6667
53 | 2005007247 | 383.3333 | 373.3333
54 | 2005007247 | 379 | 369
55 | 2005007247 | 372.3333 | 362.3333
56 | 2005007247 | 365.6667 | 355.6667
57 | 2005007247 | 359 | 349
58 | 2005007247 | 353.6667 | 343.6667
59 | 2005007247 | 348.3333 | 338.3333
60 | 2005007247 | 343 | 333
61 | 2005007247 | 338.3333 | 328.3333
62 | 2005007247 | 333.6667 | 323.6667
63 | 2005007247 | 329 | 319
64 | 2005007247 | 326 | 316
65 | 2005007247 | 323 | 313
66 | 2005007247 | 320 | 310
67 | 2005007247 | 318.3333 | 308.3333
68 | 2005007247 | 316.6667 | 306.6667
69 | 2005007247 | 315 | 305
70 | 2005007247 | 315.3333 | 305.3333
71 | 2005007247 | 315.6667 | 305.6667
72 | 2005007247 | 316 | 306
73 | 2005007247 | 316.3333 | 306.3333
74 | 2005007247 | 316.6667 | 306.6667
75 | 2005007247 | 317 | 307
76 | 2005007247 | 316.3333 | 306.3333
77 | 2005007247 | 315.6667 | 305.6667
78 | 2005007247 | 315 | 305
79 | 2005007247 | 314.6667 | 304.6667
80 | 2005007247 | 314.3333 | 304.3333
81 | 2005007247 | 314 | 304
82 | 2005007247 | 316.3333 | 306.3333
83 | 2005007247 | 318.6667 | 308.6667
84 | 2005007247 | 321 | 311
85 | 2005007247 | 323.3333 | 313.3333
86 | 2005007247 | 325.6667 | 315.6667
87 | 2005007247 | 328 | 318
88 | 2005007247 | 328.3333 | 318.3333
89 | 2005007247 | 328.6667 | 318.6667
90 | 2005007247 | 329 | 339
91 | 2005007247 | 329 | 339
92 | 2005007247 | 329 | 339
93 | 2005007247 | 329 | 339
94 | 2005007247 | 328.6667 | 338.6667
95 | 2005007247 | 328.3333 | 338.3333
96 | 2005007247 | 328 | 338
97 | 2005007247 | 327.6667 | 337.6667
98 | 2005007247 | 327.3333 | 337.3333
99 | 2005007247 | 327 | 337
100 | 2005007247 | 328.6667 | 338.6667
101 | 2005007247 | 330.3333 | 340.3333
102 | 2005007247 | 332 | 342
103 | 2005007247 | 334.3333 | 344.3333
104 | 2005007247 | 336.6667 | 346.6667
105 | 2005007247 | 339 | 349
106 | 2005007247 | 339.3333 | 349.3333
107 | 2005007247 | 339.6667 | 349.6667
108 | 2005007247 | 340 | 350
109 | 2005007247 | 342.3333 | 352.3333
110 | 2005007247 | 344.6667 | 354.6667
111 | 2005007247 | 347 | 357
112 | 2005007247 | 349.6667 | 359.6667
113 | 2005007247 | 352.3333 | 362.3333
114 | 2005007247 | 355 | 365
115 | 2005007247 | 360.3333 | 370.3333
116 | 2005007247 | 365.6667 | 375.6667
117 | 2005007247 | 371 | 381
118 | 2005007247 | 373.6667 | 383.6667
119 | 2005007247 | 376.3333 | 386.3333
120 | 2005007247 | 379 | 389
121 | 2005007247 | 383.3333 | 393.3333
122 | 2005007247 | 387.6667 | 377.6667
123 | 2005007247 | 392 | 382
124 | 2005007247 | 395.3333 | 385.3333
125 | 2005007247 | 398.6667 | 388.6667
126 | 2005007247 | 402 | 392
127 | 2005007247 | 404.3333 | 394.3333
128 | 2005007247 | 406.6667 | 396.6667
129 | 2005007247 | 409 | 399
130 | 2005007247 | 409 | 399
131 | 2005007247 | 409 | 399
132 | 2005007247 | 409 | 399
133 | 2005007247 | 408.3333 | 398.3333
134 | 2005007247 | 407.6667 | 397.6667
135 | 2005007247 | 407 | 397
136 | 2005007247 | 407 | 397
137 | 2005007247 | 407 | 397
138 | 2005007247 | 407 | 397
139 | 2005007247 | 407 | 397
140 | 2005007247 | 407 | 397
141 | 2005007247 | 407 | 397
142 | 2005007247 | 406 | 396
143 | 2005007247 | 405 | 395
0 | 2005007029 | 343 | 333
1 | 2005007029 | 344 | 334
2 | 2005007029 | 345 | 335
3 | 2005007029 | 346 | 336
4 | 2005007029 | 348 | 338
5 | 2005007029 | 350 | 340
6 | 2005007029 | 352 | 342
7 | 2005007029 | 353 | 343
8 | 2005007029 | 354 | 344
9 | 2005007029 | 355 | 345
10 | 2005007029 | 356.6667 | 346.6667
11 | 2005007029 | 358.3333 | 348.3333
12 | 2005007029 | 360 | 350
13 | 2005007029 | 363.6667 | 353.6667
14 | 2005007029 | 367.3333 | 357.3333
15 | 2005007029 | 371 | 361
16 | 2005007029 | 373.3333 | 363.3333
17 | 2005007029 | 375.6667 | 365.6667
18 | 2005007029 | 378 | 368
19 | 2005007029 | 378.6667 | 368.6667
20 | 2005007029 | 379.3333 | 369.3333
21 | 2005007029 | 380 | 370
22 | 2005007029 | 381.3333 | 371.3333
23 | 2005007029 | 382.6667 | 372.6667
24 | 2005007029 | 384 | 374
25 | 2005007029 | 385.3333 | 375.3333
26 | 2005007029 | 386.6667 | 376.6667
27 | 2005007029 | 388 | 378
28 | 2005007029 | 387 | 377
29 | 2005007029 | 386 | 376
30 | 2005007029 | 385 | 375
31 | 2005007029 | 383 | 373
32 | 2005007029 | 381 | 371
33 | 2005007029 | 379 | 369
34 | 2005007029 | 378.3333 | 368.3333
35 | 2005007029 | 377.6667 | 367.6667
36 | 2005007029 | 377 | 367
37 | 2005007029 | 377.3333 | 367.3333
38 | 2005007029 | 377.6667 | 367.6667
39 | 2005007029 | 378 | 368
40 | 2005007029 | 379.6667 | 369.6667
41 | 2005007029 | 381.3333 | 371.3333
42 | 2005007029 | 383 | 373
43 | 2005007029 | 385.3333 | 375.3333
44 | 2005007029 | 387.6667 | 377.6667
45 | 2005007029 | 390 | 380
46 | 2005007029 | 391.3333 | 381.3333
47 | 2005007029 | 392.6667 | 382.6667
48 | 2005007029 | 394 | 384
49 | 2005007029 | 393.3333 | 383.3333
50 | 2005007029 | 392.6667 | 382.6667
51 | 2005007029 | 392 | 382
52 | 2005007029 | 387.6667 | 377.6667
53 | 2005007029 | 383.3333 | 373.3333
54 | 2005007029 | 379 | 369
55 | 2005007029 | 372.3333 | 362.3333
56 | 2005007029 | 365.6667 | 355.6667
57 | 2005007029 | 359 | 349
58 | 2005007029 | 353.6667 | 343.6667
59 | 2005007029 | 348.3333 | 338.3333
60 | 2005007029 | 343 | 333
61 | 2005007029 | 338.3333 | 328.3333
62 | 2005007029 | 333.6667 | 323.6667
63 | 2005007029 | 329 | 319
64 | 2005007029 | 326 | 316
65 | 2005007029 | 323 | 313
66 | 2005007029 | 320 | 310
67 | 2005007029 | 318.3333 | 308.3333
68 | 2005007029 | 316.6667 | 306.6667
69 | 2005007029 | 315 | 305
70 | 2005007029 | 315.3333 | 305.3333
71 | 2005007029 | 315.6667 | 305.6667
72 | 2005007029 | 316 | 306
73 | 2005007029 | 316.3333 | 306.3333
74 | 2005007029 | 316.6667 | 306.6667
75 | 2005007029 | 317 | 307
76 | 2005007029 | 316.3333 | 306.3333
77 | 2005007029 | 315.6667 | 305.6667
78 | 2005007029 | 315 | 305
79 | 2005007029 | 314.6667 | 304.6667
80 | 2005007029 | 314.3333 | 304.3333
81 | 2005007029 | 314 | 304
82 | 2005007029 | 316.3333 | 306.3333
83 | 2005007029 | 318.6667 | 308.6667
84 | 2005007029 | 321 | 311
85 | 2005007029 | 323.3333 | 313.3333
86 | 2005007029 | 325.6667 | 315.6667
87 | 2005007029 | 328 | 318
88 | 2005007029 | 328.3333 | 318.3333
89 | 2005007029 | 328.6667 | 318.6667
90 | 2005007029 | 329 | 339
91 | 2005007029 | 329 | 339
92 | 2005007029 | 329 | 339
93 | 2005007029 | 329 | 339
94 | 2005007029 | 328.6667 | 338.6667
95 | 2005007029 | 328.3333 | 338.3333
96 | 2005007029 | 328 | 338
97 | 2005007029 | 327.6667 | 337.6667
98 | 2005007029 | 327.3333 | 337.3333
99 | 2005007029 | 327 | 337
100 | 2005007029 | 328.6667 | 338.6667
101 | 2005007029 | 330.3333 | 340.3333
102 | 2005007029 | 332 | 342
103 | 2005007029 | 334.3333 | 344.3333
104 | 2005007029 | 336.6667 | 346.6667
105 | 2005007029 | 339 | 349
106 | 2005007029 | 339.3333 | 349.3333
107 | 2005007029 | 339.6667 | 349.6667
108 | 2005007029 | 340 | 350
109 | 2005007029 | 342.3333 | 352.3333
110 | 2005007029 | 344.6667 | 354.6667
111 | 2005007029 | 347 | 357
112 | 2005007029 | 349.6667 | 359.6667
113 | 2005007029 | 352.3333 | 362.3333
114 | 2005007029 | 355 | 365
115 | 2005007029 | 360.3333 | 370.3333
116 | 2005007029 | 365.6667 | 375.6667
117 | 2005007029 | 371 | 381
118 | 2005007029 | 373.6667 | 383.6667
119 | 2005007029 | 376.3333 | 386.3333
120 | 2005007029 | 379 | 389
121 | 2005007029 | 383.3333 | 393.3333
122 | 2005007029 | 387.6667 | 377.6667
123 | 2005007029 | 392 | 382
124 | 2005007029 | 395.3333 | 385.3333
125 | 2005007029 | 398.6667 | 388.6667
126 | 2005007029 | 402 | 392
127 | 2005007029 | 404.3333 | 394.3333
128 | 2005007029 | 406.6667 | 396.6667
129 | 2005007029 | 409 | 399
130 | 2005007029 | 409 | 399
131 | 2005007029 | 409 | 399
132 | 2005007029 | 409 | 399
133 | 2005007029 | 408.3333 | 398.3333
134 | 2005007029 | 407.6667 | 397.6667
135 | 2005007029 | 407 | 397
136 | 2005007029 | 407 | 397
137 | 2005007029 | 407 | 397
138 | 2005007029 | 407 | 397
139 | 2005007029 | 407 | 397
140 | 2005007029 | 407 | 397
141 | 2005007029 | 407 | 397
142 | 2005007029 | 406 | 396
143 | 2005007029 | 405 | 395
0 | 2013006129 | 343 | 333
1 | 2013006129 | 344 | 334
2 | 2013006129 | 345 | 335
3 | 2013006129 | 346 | 336
4 | 2013006129 | 348 | 338
5 | 2013006129 | 350 | 340
6 | 2013006129 | 352 | 342
7 | 2013006129 | 353 | 343
8 | 2013006129 | 354 | 344
9 | 2013006129 | 355 | 345
10 | 2013006129 | 356.6667 | 346.6667
11 | 2013006129 | 358.3333 | 348.3333
12 | 2013006129 | 360 | 350
13 | 2013006129 | 363.6667 | 353.6667
14 | 2013006129 | 367.3333 | 357.3333
15 | 2013006129 | 371 | 361
16 | 2013006129 | 373.3333 | 363.3333
17 | 2013006129 | 375.6667 | 365.6667
18 | 2013006129 | 378 | 368
19 | 2013006129 | 378.6667 | 368.6667
20 | 2013006129 | 379.3333 | 369.3333
21 | 2013006129 | 380 | 370
22 | 2013006129 | 381.3333 | 371.3333
23 | 2013006129 | 382.6667 | 372.6667
24 | 2013006129 | 384 | 374
25 | 2013006129 | 385.3333 | 375.3333
26 | 2013006129 | 386.6667 | 376.6667
27 | 2013006129 | 388 | 378
28 | 2013006129 | 387 | 377
29 | 2013006129 | 386 | 376
30 | 2013006129 | 385 | 375
31 | 2013006129 | 383 | 373
32 | 2013006129 | 381 | 371
33 | 2013006129 | 379 | 369
34 | 2013006129 | 378.3333 | 368.3333
35 | 2013006129 | 377.6667 | 367.6667
36 | 2013006129 | 377 | 367
37 | 2013006129 | 377.3333 | 367.3333
38 | 2013006129 | 377.6667 | 367.6667
39 | 2013006129 | 378 | 368
40 | 2013006129 | 379.6667 | 369.6667
41 | 2013006129 | 381.3333 | 371.3333
42 | 2013006129 | 383 | 373
43 | 2013006129 | 385.3333 | 375.3333
44 | 2013006129 | 387.6667 | 377.6667
45 | 2013006129 | 390 | 380
46 | 2013006129 | 391.3333 | 381.3333
47 | 2013006129 | 392.6667 | 382.6667
48 | 2013006129 | 394 | 384
49 | 2013006129 | 393.3333 | 383.3333
50 | 2013006129 | 392.6667 | 382.6667
51 | 2013006129 | 392 | 382
52 | 2013006129 | 387.6667 | 377.6667
53 | 2013006129 | 383.3333 | 373.3333
54 | 2013006129 | 379 | 369
55 | 2013006129 | 372.3333 | 362.3333
56 | 2013006129 | 365.6667 | 355.6667
57 | 2013006129 | 359 | 349
58 | 2013006129 | 353.6667 | 343.6667
59 | 2013006129 | 348.3333 | 338.3333
60 | 2013006129 | 343 | 333
61 | 2013006129 | 338.3333 | 328.3333
62 | 2013006129 | 333.6667 | 323.6667
63 | 2013006129 | 329 | 319
64 | 2013006129 | 326 | 316
65 | 2013006129 | 323 | 313
66 | 2013006129 | 320 | 310
67 | 2013006129 | 318.3333 | 308.3333
68 | 2013006129 | 316.6667 | 306.6667
69 | 2013006129 | 315 | 305
70 | 2013006129 | 315.3333 | 305.3333
71 | 2013006129 | 315.6667 | 305.6667
72 | 2013006129 | 316 | 306
73 | 2013006129 | 316.3333 | 306.3333
74 | 2013006129 | 316.6667 | 306.6667
75 | 2013006129 | 317 | 307
76 | 2013006129 | 316.3333 | 306.3333
77 | 2013006129 | 315.6667 | 305.6667
78 | 2013006129 | 315 | 305
79 | 2013006129 | 314.6667 | 304.6667
80 | 2013006129 | 314.3333 | 304.3333
81 | 2013006129 | 314 | 304
82 | 2013006129 | 316.3333 | 306.3333
83 | 2013006129 | 318.6667 | 308.6667
84 | 2013006129 | 321 | 311
85 | 2013006129 | 323.3333 | 313.3333
86 | 2013006129 | 325.6667 | 315.6667
87 | 2013006129 | 328 | 318
88 | 2013006129 | 328.3333 | 318.3333
89 | 2013006129 | 328.6667 | 318.6667
90 | 2013006129 | 329 | 339
91 | 2013006129 | 329 | 339
92 | 2013006129 | 329 | 339
93 | 2013006129 | 329 | 339
94 | 2013006129 | 328.6667 | 338.6667
95 | 2013006129 | 328.3333 | 338.3333
96 | 2013006129 | 328 | 338
97 | 2013006129 | 327.6667 | 337.6667
98 | 2013006129 | 327.3333 | 337.3333
99 | 2013006129 | 327 | 337
100 | 2013006129 | 328.6667 | 338.6667
101 | 2013006129 | 330.3333 | 340.3333
102 | 2013006129 | 332 | 342
103 | 2013006129 | 334.3333 | 344.3333
104 | 2013006129 | 336.6667 | 346.6667
105 | 2013006129 | 339 | 349
106 | 2013006129 | 339.3333 | 349.3333
107 | 2013006129 | 339.6667 | 349.6667
108 | 2013006129 | 340 | 350
109 | 2013006129 | 342.3333 | 352.3333
110 | 2013006129 | 344.6667 | 354.6667
111 | 2013006129 | 347 | 357
112 | 2013006129 | 349.6667 | 359.6667
113 | 2013006129 | 352.3333 | 362.3333
114 | 2013006129 | 355 | 365
115 | 2013006129 | 360.3333 | 370.3333
116 | 2013006129 | 365.6667 | 375.6667
117 | 2013006129 | 371 | 381
118 | 2013006129 | 373.6667 | 383.6667
119 | 2013006129 | 376.3333 | 386.3333
120 | 2013006129 | 379 | 389
121 | 2013006129 | 383.3333 | 393.3333
122 | 2013006129 | 387.6667 | 377.6667
123 | 2013006129 | 392 | 382
124 | 2013006129 | 395.3333 | 385.3333
125 | 2013006129 | 398.6667 | 388.6667
126 | 2013006129 | 402 | 392
127 | 2013006129 | 404.3333 | 394.3333
128 | 2013006129 | 406.6667 | 396.6667
129 | 2013006129 | 409 | 399
130 | 2013006129 | 409 | 399
131 | 2013006129 | 409 | 399
132 | 2013006129 | 409 | 399
133 | 2013006129 | 408.3333 | 398.3333
134 | 2013006129 | 407.6667 | 397.6667
135 | 2013006129 | 407 | 397
136 | 2013006129 | 407 | 397
137 | 2013006129 | 407 | 397
138 | 2013006129 | 407 | 397
139 | 2013006129 | 407 | 397
140 | 2013006129 | 407 | 397
141 | 2013006129 | 407 | 397
142 | 2013006129 | 406 | 396
143 | 2013006129 | 405 | 395
0 | 2011009928 | 343 | 333
1 | 2011009928 | 344 | 334
2 | 2011009928 | 345 | 335
3 | 2011009928 | 346 | 336
4 | 2011009928 | 348 | 338
5 | 2011009928 | 350 | 340
6 | 2011009928 | 352 | 342
7 | 2011009928 | 353 | 343
8 | 2011009928 | 354 | 344
9 | 2011009928 | 355 | 345
10 | 2011009928 | 356.6667 | 346.6667
11 | 2011009928 | 358.3333 | 348.3333
12 | 2011009928 | 360 | 350
13 | 2011009928 | 363.6667 | 353.6667
14 | 2011009928 | 367.3333 | 357.3333
15 | 2011009928 | 371 | 361
16 | 2011009928 | 373.3333 | 363.3333
17 | 2011009928 | 375.6667 | 365.6667
18 | 2011009928 | 378 | 368
19 | 2011009928 | 378.6667 | 368.6667
20 | 2011009928 | 379.3333 | 369.3333
21 | 2011009928 | 380 | 370
22 | 2011009928 | 381.3333 | 371.3333
23 | 2011009928 | 382.6667 | 372.6667
24 | 2011009928 | 384 | 374
25 | 2011009928 | 385.3333 | 375.3333
26 | 2011009928 | 386.6667 | 376.6667
27 | 2011009928 | 388 | 378
28 | 2011009928 | 387 | 377
29 | 2011009928 | 386 | 376
30 | 2011009928 | 385 | 375
31 | 2011009928 | 383 | 373
32 | 2011009928 | 381 | 371
33 | 2011009928 | 379 | 369
34 | 2011009928 | 378.3333 | 368.3333
35 | 2011009928 | 377.6667 | 367.6667
36 | 2011009928 | 377 | 367
37 | 2011009928 | 377.3333 | 367.3333
38 | 2011009928 | 377.6667 | 367.6667
39 | 2011009928 | 378 | 368
40 | 2011009928 | 379.6667 | 369.6667
41 | 2011009928 | 381.3333 | 371.3333
42 | 2011009928 | 383 | 373
43 | 2011009928 | 385.3333 | 375.3333
44 | 2011009928 | 387.6667 | 377.6667
45 | 2011009928 | 390 | 380
46 | 2011009928 | 391.3333 | 381.3333
47 | 2011009928 | 392.6667 | 382.6667
48 | 2011009928 | 394 | 384
49 | 2011009928 | 393.3333 | 383.3333
50 | 2011009928 | 392.6667 | 382.6667
51 | 2011009928 | 392 | 382
52 | 2011009928 | 387.6667 | 377.6667
53 | 2011009928 | 383.3333 | 373.3333
54 | 2011009928 | 379 | 369
55 | 2011009928 | 372.3333 | 362.3333
56 | 2011009928 | 365.6667 | 355.6667
57 | 2011009928 | 359 | 349
58 | 2011009928 | 353.6667 | 343.6667
59 | 2011009928 | 348.3333 | 338.3333
60 | 2011009928 | 343 | 333
61 | 2011009928 | 338.3333 | 328.3333
62 | 2011009928 | 333.6667 | 323.6667
63 | 2011009928 | 329 | 319
64 | 2011009928 | 326 | 316
65 | 2011009928 | 323 | 313
66 | 2011009928 | 320 | 310
67 | 2011009928 | 318.3333 | 308.3333
68 | 2011009928 | 316.6667 | 306.6667
69 | 2011009928 | 315 | 305
70 | 2011009928 | 315.3333 | 305.3333
71 | 2011009928 | 315.6667 | 305.6667
72 | 2011009928 | 316 | 306
73 | 2011009928 | 316.3333 | 306.3333
74 | 2011009928 | 316.6667 | 306.6667
75 | 2011009928 | 317 | 307
76 | 2011009928 | 316.3333 | 306.3333
77 | 2011009928 | 315.6667 | 305.6667
78 | 2011009928 | 315 | 305
79 | 2011009928 | 314.6667 | 304.6667
80 | 2011009928 | 314.3333 | 304.3333
81 | 2011009928 | 314 | 304
82 | 2011009928 | 316.3333 | 306.3333
83 | 2011009928 | 318.6667 | 308.6667
84 | 2011009928 | 321 | 311
85 | 2011009928 | 323.3333 | 313.3333
86 | 2011009928 | 325.6667 | 315.6667
87 | 2011009928 | 328 | 318
88 | 2011009928 | 328.3333 | 318.3333
89 | 2011009928 | 328.6667 | 318.6667
90 | 2011009928 | 329 | 339
91 | 2011009928 | 329 | 339
92 | 2011009928 | 329 | 339
93 | 2011009928 | 329 | 339
94 | 2011009928 | 328.6667 | 338.6667
95 | 2011009928 | 328.3333 | 338.3333
96 | 2011009928 | 328 | 338
97 | 2011009928 | 327.6667 | 337.6667
98 | 2011009928 | 327.3333 | 337.3333
99 | 2011009928 | 327 | 337
100 | 2011009928 | 328.6667 | 338.6667
101 | 2011009928 | 330.3333 | 340.3333
102 | 2011009928 | 332 | 342
103 | 2011009928 | 334.3333 | 344.3333
104 | 2011009928 | 336.6667 | 346.6667
105 | 2011009928 | 339 | 349
106 | 2011009928 | 339.3333 | 349.3333
107 | 2011009928 | 339.6667 | 349.6667
108 | 2011009928 | 340 | 350
109 | 2011009928 | 342.3333 | 352.3333
110 | 2011009928 | 344.6667 | 354.6667
111 | 2011009928 | 347 | 357
112 | 2011009928 | 349.6667 | 359.6667
113 | 2011009928 | 352.3333 | 362.3333
114 | 2011009928 | 355 | 365
115 | 2011009928 | 360.3333 | 370.3333
116 | 2011009928 | 365.6667 | 375.6667
117 | 2011009928 | 371 | 381
118 | 2011009928 | 373.6667 | 383.6667
119 | 2011009928 | 376.3333 | 386.3333
120 | 2011009928 | 379 | 389
121 | 2011009928 | 383.3333 | 393.3333
122 | 2011009928 | 387.6667 | 377.6667
123 | 2011009928 | 392 | 382
124 | 2011009928 | 395.3333 | 385.3333
125 | 2011009928 | 398.6667 | 388.6667
126 | 2011009928 | 402 | 392
127 | 2011009928 | 404.3333 | 394.3333
128 | 2011009928 | 406.6667 | 396.6667
129 | 2011009928 | 409 | 399
130 | 2011009928 | 409 | 399
131 | 2011009928 | 409 | 399
132 | 2011009928 | 409 | 399
133 | 2011009928 | 408.3333 | 398.3333
134 | 2011009928 | 407.6667 | 397.6667
135 | 2011009928 | 407 | 397
136 | 2011009928 | 407 | 397
137 | 2011009928 | 407 | 397
138 | 2011009928 | 407 | 397
139 | 2011009928 | 407 | 397
140 | 2011009928 | 407 | 397
141 | 2011009928 | 407 | 397
142 | 2011009928 | 406 | 396
143 | 2011009928 | 405 | 395
0 | 2002008793 | 343 | 333
1 | 2002008793 | 344 | 334
2 | 2002008793 | 345 | 335
3 | 2002008793 | 346 | 336
4 | 2002008793 | 348 | 338
5 | 2002008793 | 350 | 340
6 | 2002008793 | 352 | 342
7 | 2002008793 | 353 | 343
8 | 2002008793 | 354 | 344
9 | 2002008793 | 355 | 345
10 | 2002008793 | 356.6667 | 346.6667
11 | 2002008793 | 358.3333 | 348.3333
12 | 2002008793 | 360 | 350
13 | 2002008793 | 363.6667 | 353.6667
14 | 2002008793 | 367.3333 | 357.3333
15 | 2002008793 | 371 | 361
16 | 2002008793 | 373.3333 | 363.3333
17 | 2002008793 | 375.6667 | 365.6667
18 | 2002008793 | 378 | 368
19 | 2002008793 | 378.6667 | 368.6667
20 | 2002008793 | 379.3333 | 369.3333
21 | 2002008793 | 380 | 370
22 | 2002008793 | 381.3333 | 371.3333
23 | 2002008793 | 382.6667 | 372.6667
24 | 2002008793 | 384 | 374
25 | 2002008793 | 385.3333 | 375.3333
26 | 2002008793 | 386.6667 | 376.6667
27 | 2002008793 | 388 | 378
28 | 2002008793 | 387 | 377
29 | 2002008793 | 386 | 376
30 | 2002008793 | 385 | 375
31 | 2002008793 | 383 | 373
32 | 2002008793 | 381 | 371
33 | 2002008793 | 379 | 369
34 | 2002008793 | 378.3333 | 368.3333
35 | 2002008793 | 377.6667 | 367.6667
36 | 2002008793 | 377 | 367
37 | 2002008793 | 377.3333 | 367.3333
38 | 2002008793 | 377.6667 | 367.6667
39 | 2002008793 | 378 | 368
40 | 2002008793 | 379.6667 | 369.6667
41 | 2002008793 | 381.3333 | 371.3333
42 | 2002008793 | 383 | 373
43 | 2002008793 | 385.3333 | 375.3333
44 | 2002008793 | 387.6667 | 377.6667
45 | 2002008793 | 390 | 380
46 | 2002008793 | 391.3333 | 381.3333
47 | 2002008793 | 392.6667 | 382.6667
48 | 2002008793 | 394 | 384
49 | 2002008793 | 393.3333 | 383.3333
50 | 2002008793 | 392.6667 | 382.6667
51 | 2002008793 | 392 | 382
52 | 2002008793 | 387.6667 | 377.6667
53 | 2002008793 | 383.3333 | 373.3333
54 | 2002008793 | 379 | 369
55 | 2002008793 | 372.3333 | 362.3333
56 | 2002008793 | 365.6667 | 355.6667
57 | 2002008793 | 359 | 349
58 | 2002008793 | 353.6667 | 343.6667
59 | 2002008793 | 348.3333 | 338.3333
60 | 2002008793 | 343 | 333
61 | 2002008793 | 338.3333 | 328.3333
62 | 2002008793 | 333.6667 | 323.6667
63 | 2002008793 | 329 | 319
64 | 2002008793 | 326 | 316
65 | 2002008793 | 323 | 313
66 | 2002008793 | 320 | 310
67 | 2002008793 | 318.3333 | 308.3333
68 | 2002008793 | 316.6667 | 306.6667
69 | 2002008793 | 315 | 305
70 | 2002008793 | 315.3333 | 305.3333
71 | 2002008793 | 315.6667 | 305.6667
72 | 2002008793 | 316 | 306
73 | 2002008793 | 316.3333 | 306.3333
74 | 2002008793 | 316.6667 | 306.6667
75 | 2002008793 | 317 | 307
76 | 2002008793 | 316.3333 | 306.3333
77 | 2002008793 | 315.6667 | 305.6667
78 | 2002008793 | 315 | 305
79 | 2002008793 | 314.6667 | 304.6667
80 | 2002008793 | 314.3333 | 304.3333
81 | 2002008793 | 314 | 304
82 | 2002008793 | 316.3333 | 306.3333
83 | 2002008793 | 318.6667 | 308.6667
84 | 2002008793 | 321 | 311
85 | 2002008793 | 323.3333 | 313.3333
86 | 2002008793 | 325.6667 | 315.6667
87 | 2002008793 | 328 | 318
88 | 2002008793 | 328.3333 | 318.3333
89 | 2002008793 | 328.6667 | 318.6667
90 | 2002008793 | 329 | 339
91 | 2002008793 | 329 | 339
92 | 2002008793 | 329 | 339
93 | 2002008793 | 329 | 339
94 | 2002008793 | 328.6667 | 338.6667
95 | 2002008793 | 328.3333 | 338.3333
96 | 2002008793 | 328 | 338
97 | 2002008793 | 327.6667 | 337.6667
98 | 2002008793 | 327.3333 | 337.3333
99 | 2002008793 | 327 | 337
100 | 2002008793 | 328.6667 | 338.6667
101 | 2002008793 | 330.3333 | 340.3333
102 | 2002008793 | 332 | 342
103 | 2002008793 | 334.3333 | 344.3333
104 | 2002008793 | 336.6667 | 346.6667
105 | 2002008793 | 339 | 349
106 | 2002008793 | 339.3333 | 349.3333
107 | 2002008793 | 339.6667 | 349.6667
108 | 2002008793 | 340 | 350
109 | 2002008793 | 342.3333 | 352.3333
110 | 2002008793 | 344.6667 | 354.6667
111 | 2002008793 | 347 | 357
112 | 2002008793 | 349.6667 | 359.6667
113 | 2002008793 | 352.3333 | 362.3333
114 | 2002008793 | 355 | 365
115 | 2002008793 | 360.3333 | 370.3333
116 | 2002008793 | 365.6667 | 375.6667
117 | 2002008793 | 371 | 381
118 | 2002008793 | 373.6667 | 383.6667
119 | 2002008793 | 376.3333 | 386.3333
120 | 2002008793 | 379 | 389
121 | 2002008793 | 383.3333 | 393.3333
122 | 2002008793 | 387.6667 | 377.6667
123 | 2002008793 | 392 | 382
124 | 2002008793 | 395.3333 | 385.3333
125 | 2002008793 | 398.6667 | 388.6667
126 | 2002008793 | 402 | 392
127 | 2002008793 | 404.3333 | 394.3333
128 | 2002008793 | 406.6667 | 396.6667
129 | 2002008793 | 409 | 399
130 | 2002008793 | 409 | 399
131 | 2002008793 | 409 | 399
132 | 2002008793 | 409 | 399
133 | 2002008793 | 408.3333 | 398.3333
134 | 2002008793 | 407.6667 | 397.6667
135 | 2002008793 | 407 | 397
136 | 2002008793 | 407 | 397
137 | 2002008793 | 407 | 397
138 | 2002008793 | 407 | 397
139 | 2002008793 | 407 | 397
140 | 2002008793 | 407 | 397
141 | 2002008793 | 407 | 397
142 | 2002008793 | 406 | 396
143 | 2002008793 | 405 | 395
0 | 2013005949 | 343 | 333
1 | 2013005949 | 344 | 334
2 | 2013005949 | 345 | 335
3 | 2013005949 | 346 | 336
4 | 2013005949 | 348 | 338
5 | 2013005949 | 350 | 340
6 | 2013005949 | 352 | 342
7 | 2013005949 | 353 | 343
8 | 2013005949 | 354 | 344
9 | 2013005949 | 355 | 345
10 | 2013005949 | 356.6667 | 346.6667
11 | 2013005949 | 358.3333 | 348.3333
12 | 2013005949 | 360 | 350
13 | 2013005949 | 363.6667 | 353.6667
14 | 2013005949 | 367.3333 | 357.3333
15 | 2013005949 | 371 | 361
16 | 2013005949 | 373.3333 | 363.3333
17 | 2013005949 | 375.6667 | 365.6667
18 | 2013005949 | 378 | 368
19 | 2013005949 | 378.6667 | 368.6667
20 | 2013005949 | 379.3333 | 369.3333
21 | 2013005949 | 380 | 370
22 | 2013005949 | 381.3333 | 371.3333
23 | 2013005949 | 382.6667 | 372.6667
24 | 2013005949 | 384 | 374
25 | 2013005949 | 385.3333 | 375.3333
26 | 2013005949 | 386.6667 | 376.6667
27 | 2013005949 | 388 | 378
28 | 2013005949 | 387 | 377
29 | 2013005949 | 386 | 376
30 | 2013005949 | 385 | 375
31 | 2013005949 | 383 | 373
32 | 2013005949 | 381 | 371
33 | 2013005949 | 379 | 369
34 | 2013005949 | 378.3333 | 368.3333
35 | 2013005949 | 377.6667 | 367.6667
36 | 2013005949 | 377 | 367
37 | 2013005949 | 377.3333 | 367.3333
38 | 2013005949 | 377.6667 | 367.6667
39 | 2013005949 | 378 | 368
40 | 2013005949 | 379.6667 | 369.6667
41 | 2013005949 | 381.3333 | 371.3333
42 | 2013005949 | 383 | 373
43 | 2013005949 | 385.3333 | 375.3333
44 | 2013005949 | 387.6667 | 377.6667
45 | 2013005949 | 390 | 380
46 | 2013005949 | 391.3333 | 381.3333
47 | 2013005949 | 392.6667 | 382.6667
48 | 2013005949 | 394 | 384
49 | 2013005949 | 393.3333 | 383.3333
50 | 2013005949 | 392.6667 | 382.6667
51 | 2013005949 | 392 | 382
52 | 2013005949 | 387.6667 | 377.6667
53 | 2013005949 | 383.3333 | 373.3333
54 | 2013005949 | 379 | 369
55 | 2013005949 | 372.3333 | 362.3333
56 | 2013005949 | 365.6667 | 355.6667
57 | 2013005949 | 359 | 349
58 | 2013005949 | 353.6667 | 343.6667
59 | 2013005949 | 348.3333 | 338.3333
60 | 2013005949 | 343 | 333
61 | 2013005949 | 338.3333 | 328.3333
62 | 2013005949 | 333.6667 | 323.6667
63 | 2013005949 | 329 | 319
64 | 2013005949 | 326 | 316
65 | 2013005949 | 323 | 313
66 | 2013005949 | 320 | 310
67 | 2013005949 | 318.3333 | 308.3333
68 | 2013005949 | 316.6667 | 306.6667
69 | 2013005949 | 315 | 305
70 | 2013005949 | 315.3333 | 305.3333
71 | 2013005949 | 315.6667 | 305.6667
72 | 2013005949 | 316 | 306
73 | 2013005949 | 316.3333 | 306.3333
74 | 2013005949 | 316.6667 | 306.6667
75 | 2013005949 | 317 | 307
76 | 2013005949 | 316.3333 | 306.3333
77 | 2013005949 | 315.6667 | 305.6667
78 | 2013005949 | 315 | 305
79 | 2013005949 | 314.6667 | 304.6667
80 | 2013005949 | 314.3333 | 304.3333
81 | 2013005949 | 314 | 304
82 | 2013005949 | 316.3333 | 306.3333
83 | 2013005949 | 318.6667 | 308.6667
84 | 2013005949 | 321 | 311
85 | 2013005949 | 323.3333 | 313.3333
86 | 2013005949 | 325.6667 | 315.6667
87 | 2013005949 | 328 | 318
88 | 2013005949 | 328.3333 | 318.3333
89 | 2013005949 | 328.6667 | 318.6667
90 | 2013005949 | 329 | 339
91 | 2013005949 | 329 | 339
92 | 2013005949 | 329 | 339
93 | 2013005949 | 329 | 339
94 | 2013005949 | 328.6667 | 338.6667
95 | 2013005949 | 328.3333 | 338.3333
96 | 2013005949 | 328 | 338
97 | 2013005949 | 327.6667 | 337.6667
98 | 2013005949 | 327.3333 | 337.3333
99 | 2013005949 | 327 | 337
100 | 2013005949 | 328.6667 | 338.6667
101 | 2013005949 | 330.3333 | 340.3333
102 | 2013005949 | 332 | 342
103 | 2013005949 | 334.3333 | 344.3333
104 | 2013005949 | 336.6667 | 346.6667
105 | 2013005949 | 339 | 349
106 | 2013005949 | 339.3333 | 349.3333
107 | 2013005949 | 339.6667 | 349.6667
108 | 2013005949 | 340 | 350
109 | 2013005949 | 342.3333 | 352.3333
110 | 2013005949 | 344.6667 | 354.6667
111 | 2013005949 | 347 | 357
112 | 2013005949 | 349.6667 | 359.6667
113 | 2013005949 | 352.3333 | 362.3333
114 | 2013005949 | 355 | 365
115 | 2013005949 | 360.3333 | 370.3333
116 | 2013005949 | 365.6667 | 375.6667
117 | 2013005949 | 371 | 381
118 | 2013005949 | 373.6667 | 383.6667
119 | 2013005949 | 376.3333 | 386.3333
120 | 2013005949 | 379 | 389
121 | 2013005949 | 383.3333 | 393.3333
122 | 2013005949 | 387.6667 | 377.6667
123 | 2013005949 | 392 | 382
124 | 2013005949 | 395.3333 | 385.3333
125 | 2013005949 | 398.6667 | 388.6667
126 | 2013005949 | 402 | 392
127 | 2013005949 | 404.3333 | 394.3333
128 | 2013005949 | 406.6667 | 396.6667
129 | 2013005949 | 409 | 399
130 | 2013005949 | 409 | 399
131 | 2013005949 | 409 | 399
132 | 2013005949 | 409 | 399
133 | 2013005949 | 408.3333 | 398.3333
134 | 2013005949 | 407.6667 | 397.6667
135 | 2013005949 | 407 | 397
136 | 2013005949 | 407 | 397
137 | 2013005949 | 407 | 397
138 | 2013005949 | 407 | 397
139 | 2013005949 | 407 | 397
140 | 2013005949 | 407 | 397
141 | 2013005949 | 407 | 397
142 | 2013005949 | 406 | 396
143 | 2013005949 | 405 | 395
0 | 2009001064 | 343 | 333
1 | 2009001064 | 344 | 334
2 | 2009001064 | 345 | 335
3 | 2009001064 | 346 | 336
4 | 2009001064 | 348 | 338
5 | 2009001064 | 350 | 340
6 | 2009001064 | 352 | 342
7 | 2009001064 | 353 | 343
8 | 2009001064 | 354 | 344
9 | 2009001064 | 355 | 345
10 | 2009001064 | 356.6667 | 346.6667
11 | 2009001064 | 358.3333 | 348.3333
12 | 2009001064 | 360 | 350
13 | 2009001064 | 363.6667 | 353.6667
14 | 2009001064 | 367.3333 | 357.3333
15 | 2009001064 | 371 | 361
16 | 2009001064 | 373.3333 | 363.3333
17 | 2009001064 | 375.6667 | 365.6667
18 | 2009001064 | 378 | 368
19 | 2009001064 | 378.6667 | 368.6667
20 | 2009001064 | 379.3333 | 369.3333
21 | 2009001064 | 380 | 370
22 | 2009001064 | 381.3333 | 371.3333
23 | 2009001064 | 382.6667 | 372.6667
24 | 2009001064 | 384 | 374
25 | 2009001064 | 385.3333 | 375.3333
26 | 2009001064 | 386.6667 | 376.6667
27 | 2009001064 | 388 | 378
28 | 2009001064 | 387 | 377
29 | 2009001064 | 386 | 376
30 | 2009001064 | 385 | 375
31 | 2009001064 | 383 | 373
32 | 2009001064 | 381 | 371
33 | 2009001064 | 379 | 369
34 | 2009001064 | 378.3333 | 368.3333
35 | 2009001064 | 377.6667 | 367.6667
36 | 2009001064 | 377 | 367
37 | 2009001064 | 377.3333 | 367.3333
38 | 2009001064 | 377.6667 | 367.6667
39 | 2009001064 | 378 | 368
40 | 2009001064 | 379.6667 | 369.6667
41 | 2009001064 | 381.3333 | 371.3333
42 | 2009001064 | 383 | 373
43 | 2009001064 | 385.3333 | 375.3333
44 | 2009001064 | 387.6667 | 377.6667
45 | 2009001064 | 390 | 380
46 | 2009001064 | 391.3333 | 381.3333
47 | 2009001064 | 392.6667 | 382.6667
48 | 2009001064 | 394 | 384
49 | 2009001064 | 393.3333 | 383.3333
50 | 2009001064 | 392.6667 | 382.6667
51 | 2009001064 | 392 | 382
52 | 2009001064 | 387.6667 | 377.6667
53 | 2009001064 | 383.3333 | 373.3333
54 | 2009001064 | 379 | 369
55 | 2009001064 | 372.3333 | 362.3333
56 | 2009001064 | 365.6667 | 355.6667
57 | 2009001064 | 359 | 349
58 | 2009001064 | 353.6667 | 343.6667
59 | 2009001064 | 348.3333 | 338.3333
60 | 2009001064 | 343 | 333
61 | 2009001064 | 338.3333 | 328.3333
62 | 2009001064 | 333.6667 | 323.6667
63 | 2009001064 | 329 | 319
64 | 2009001064 | 326 | 316
65 | 2009001064 | 323 | 313
66 | 2009001064 | 320 | 310
67 | 2009001064 | 318.3333 | 308.3333
68 | 2009001064 | 316.6667 | 306.6667
69 | 2009001064 | 315 | 305
70 | 2009001064 | 315.3333 | 305.3333
71 | 2009001064 | 315.6667 | 305.6667
72 | 2009001064 | 316 | 306
73 | 2009001064 | 316.3333 | 306.3333
74 | 2009001064 | 316.6667 | 306.6667
75 | 2009001064 | 317 | 307
76 | 2009001064 | 316.3333 | 306.3333
77 | 2009001064 | 315.6667 | 305.6667
78 | 2009001064 | 315 | 305
79 | 2009001064 | 314.6667 | 304.6667
80 | 2009001064 | 314.3333 | 304.3333
81 | 2009001064 | 314 | 304
82 | 2009001064 | 316.3333 | 306.3333
83 | 2009001064 | 318.6667 | 308.6667
84 | 2009001064 | 321 | 311
85 | 2009001064 | 323.3333 | 313.3333
86 | 2009001064 | 325.6667 | 315.6667
87 | 2009001064 | 328 | 318
88 | 2009001064 | 328.3333 | 318.3333
89 | 2009001064 | 328.6667 | 318.6667
90 | 2009001064 | 329 | 339
91 | 2009001064 | 329 | 339
92 | 2009001064 | 329 | 339
93 | 2009001064 | 329 | 339
94 | 2009001064 | 328.6667 | 338.6667
95 | 2009001064 | 328.3333 | 338.3333
96 | 2009001064 | 328 | 338
97 | 2009001064 | 327.6667 | 337.6667
98 | 2009001064 | 327.3333 | 337.3333
99 | 2009001064 | 327 | 337
100 | 2009001064 | 328.6667 | 338.6667
101 | 2009001064 | 330.3333 | 340.3333
102 | 2009001064 | 332 | 342
103 | 2009001064 | 334.3333 | 344.3333
104 | 2009001064 | 336.6667 | 346.6667
105 | 2009001064 | 339 | 349
106 | 2009001064 | 339.3333 | 349.3333
107 | 2009001064 | 339.6667 | 349.6667
108 | 2009001064 | 340 | 350
109 | 2009001064 | 342.3333 | 352.3333
110 | 2009001064 | 344.6667 | 354.6667
111 | 2009001064 | 347 | 357
112 | 2009001064 | 349.6667 | 359.6667
113 | 2009001064 | 352.3333 | 362.3333
114 | 2009001064 | 355 | 365
115 | 2009001064 | 360.3333 | 370.3333
116 | 2009001064 | 365.6667 | 375.6667
117 | 2009001064 | 371 | 381
118 | 2009001064 | 373.6667 | 383.6667
119 | 2009001064 | 376.3333 | 386.3333
120 | 2009001064 | 379 | 389
121 | 2009001064 | 383.3333 | 393.3333
122 | 2009001064 | 387.6667 | 377.6667
123 | 2009001064 | 392 | 382
124 | 2009001064 | 395.3333 | 385.3333
125 | 2009001064 | 398.6667 | 388.6667
126 | 2009001064 | 402 | 392
127 | 2009001064 | 404.3333 | 394.3333
128 | 2009001064 | 406.6667 | 396.6667
129 | 2009001064 | 409 | 399
130 | 2009001064 | 409 | 399
131 | 2009001064 | 409 | 399
132 | 2009001064 | 409 | 399
133 | 2009001064 | 408.3333 | 398.3333
134 | 2009001064 | 407.6667 | 397.6667
135 | 2009001064 | 407 | 397
136 | 2009001064 | 407 | 397
137 | 2009001064 | 407 | 397
138 | 2009001064 | 407 | 397
139 | 2009001064 | 407 | 397
140 | 2009001064 | 407 | 397
141 | 2009001064 | 407 | 397
142 | 2009001064 | 406 | 396
143 | 2009001064 | 405 | 395
0 | 2003005064 | 343 | 333
1 | 2003005064 | 344 | 334
2 | 2003005064 | 345 | 335
3 | 2003005064 | 346 | 336
4 | 2003005064 | 348 | 338
5 | 2003005064 | 350 | 340
6 | 2003005064 | 352 | 342
7 | 2003005064 | 353 | 343
8 | 2003005064 | 354 | 344
9 | 2003005064 | 355 | 345
10 | 2003005064 | 356.6667 | 346.6667
11 | 2003005064 | 358.3333 | 348.3333
12 | 2003005064 | 360 | 350
13 | 2003005064 | 363.6667 | 353.6667
14 | 2003005064 | 367.3333 | 357.3333
15 | 2003005064 | 371 | 361
16 | 2003005064 | 373.3333 | 363.3333
17 | 2003005064 | 375.6667 | 365.6667
18 | 2003005064 | 378 | 368
19 | 2003005064 | 378.6667 | 368.6667
20 | 2003005064 | 379.3333 | 369.3333
21 | 2003005064 | 380 | 370
22 | 2003005064 | 381.3333 | 371.3333
23 | 2003005064 | 382.6667 | 372.6667
24 | 2003005064 | 384 | 374
25 | 2003005064 | 385.3333 | 375.3333
26 | 2003005064 | 386.6667 | 376.6667
27 | 2003005064 | 388 | 378
28 | 2003005064 | 387 | 377
29 | 2003005064 | 386 | 376
30 | 2003005064 | 385 | 375
31 | 2003005064 | 383 | 373
32 | 2003005064 | 381 | 371
33 | 2003005064 | 379 | 369
34 | 2003005064 | 378.3333 | 368.3333
35 | 2003005064 | 377.6667 | 367.6667
36 | 2003005064 | 377 | 367
37 | 2003005064 | 377.3333 | 367.3333
38 | 2003005064 | 377.6667 | 367.6667
39 | 2003005064 | 378 | 368
40 | 2003005064 | 379.6667 | 369.6667
41 | 2003005064 | 381.3333 | 371.3333
42 | 2003005064 | 383 | 373
43 | 2003005064 | 385.3333 | 375.3333
44 | 2003005064 | 387.6667 | 377.6667
45 | 2003005064 | 390 | 380
46 | 2003005064 | 391.3333 | 381.3333
47 | 2003005064 | 392.6667 | 382.6667
48 | 2003005064 | 394 | 384
49 | 2003005064 | 393.3333 | 383.3333
50 | 2003005064 | 392.6667 | 382.6667
51 | 2003005064 | 392 | 382
52 | 2003005064 | 387.6667 | 377.6667
53 | 2003005064 | 383.3333 | 373.3333
54 | 2003005064 | 379 | 369
55 | 2003005064 | 372.3333 | 362.3333
56 | 2003005064 | 365.6667 | 355.6667
57 | 2003005064 | 359 | 349
58 | 2003005064 | 353.6667 | 343.6667
59 | 2003005064 | 348.3333 | 338.3333
60 | 2003005064 | 343 | 333
61 | 2003005064 | 338.3333 | 328.3333
62 | 2003005064 | 333.6667 | 323.6667
63 | 2003005064 | 329 | 319
64 | 2003005064 | 326 | 316
65 | 2003005064 | 323 | 313
66 | 2003005064 | 320 | 310
67 | 2003005064 | 318.3333 | 308.3333
68 | 2003005064 | 316.6667 | 306.6667
69 | 2003005064 | 315 | 305
70 | 2003005064 | 315.3333 | 305.3333
71 | 2003005064 | 315.6667 | 305.6667
72 | 2003005064 | 316 | 306
73 | 2003005064 | 316.3333 | 306.3333
74 | 2003005064 | 316.6667 | 306.6667
75 | 2003005064 | 317 | 307
76 | 2003005064 | 316.3333 | 306.3333
77 | 2003005064 | 315.6667 | 305.6667
78 | 2003005064 | 315 | 305
79 | 2003005064 | 314.6667 | 304.6667
80 | 2003005064 | 314.3333 | 304.3333
81 | 2003005064 | 314 | 304
82 | 2003005064 | 316.3333 | 306.3333
83 | 2003005064 | 318.6667 | 308.6667
84 | 2003005064 | 321 | 311
85 | 2003005064 | 323.3333 | 313.3333
86 | 2003005064 | 325.6667 | 315.6667
87 | 2003005064 | 328 | 318
88 | 2003005064 | 328.3333 | 318.3333
89 | 2003005064 | 328.6667 | 318.6667
90 | 2003005064 | 329 | 339
91 | 2003005064 | 329 | 339
92 | 2003005064 | 329 | 339
93 | 2003005064 | 329 | 339
94 | 2003005064 | 328.6667 | 338.6667
95 | 2003005064 | 328.3333 | 338.3333
96 | 2003005064 | 328 | 338
97 | 2003005064 | 327.6667 | 337.6667
98 | 2003005064 | 327.3333 | 337.3333
99 | 2003005064 | 327 | 337
100 | 2003005064 | 328.6667 | 338.6667
101 | 2003005064 | 330.3333 | 340.3333
102 | 2003005064 | 332 | 342
103 | 2003005064 | 334.3333 | 344.3333
104 | 2003005064 | 336.6667 | 346.6667
105 | 2003005064 | 339 | 349
106 | 2003005064 | 339.3333 | 349.3333
107 | 2003005064 | 339.6667 | 349.6667
108 | 2003005064 | 340 | 350
109 | 2003005064 | 342.3333 | 352.3333
110 | 2003005064 | 344.6667 | 354.6667
111 | 2003005064 | 347 | 357
112 | 2003005064 | 349.6667 | 359.6667
113 | 2003005064 | 352.3333 | 362.3333
114 | 2003005064 | 355 | 365
115 | 2003005064 | 360.3333 | 370.3333
116 | 2003005064 | 365.6667 | 375.6667
117 | 2003005064 | 371 | 381
118 | 2003005064 | 373.6667 | 383.6667
119 | 2003005064 | 376.3333 | 386.3333
120 | 2003005064 | 379 | 389
121 | 2003005064 | 383.3333 | 393.3333
122 | 2003005064 | 387.6667 | 377.6667
123 | 2003005064 | 392 | 382
124 | 2003005064 | 395.3333 | 385.3333
125 | 2003005064 | 398.6667 | 388.6667
126 | 2003005064 | 402 | 392
127 | 2003005064 | 404.3333 | 394.3333
128 | 2003005064 | 406.6667 | 396.6667
129 | 2003005064 | 409 | 399
130 | 2003005064 | 409 | 399
131 | 2003005064 | 409 | 399
132 | 2003005064 | 409 | 399
133 | 2003005064 | 408.3333 | 398.3333
134 | 2003005064 | 407.6667 | 397.6667
135 | 2003005064 | 407 | 397
136 | 2003005064 | 407 | 397
137 | 2003005064 | 407 | 397
138 | 2003005064 | 407 | 397
139 | 2003005064 | 407 | 397
140 | 2003005064 | 407 | 397
141 | 2003005064 | 407 | 397
142 | 2003005064 | 406 | 396
143 | 2003005064 | 405 | 395
0 | 2009004228 | 343 | 333
1 | 2009004228 | 344 | 334
2 | 2009004228 | 345 | 335
3 | 2009004228 | 346 | 336
4 | 2009004228 | 348 | 338
5 | 2009004228 | 350 | 340
6 | 2009004228 | 352 | 342
7 | 2009004228 | 353 | 343
8 | 2009004228 | 354 | 344
9 | 2009004228 | 355 | 345
10 | 2009004228 | 356.6667 | 346.6667
11 | 2009004228 | 358.3333 | 348.3333
12 | 2009004228 | 360 | 350
13 | 2009004228 | 363.6667 | 353.6667
14 | 2009004228 | 367.3333 | 357.3333
15 | 2009004228 | 371 | 361
16 | 2009004228 | 373.3333 | 363.3333
17 | 2009004228 | 375.6667 | 365.6667
18 | 2009004228 | 378 | 368
19 | 2009004228 | 378.6667 | 368.6667
20 | 2009004228 | 379.3333 | 369.3333
21 | 2009004228 | 380 | 370
22 | 2009004228 | 381.3333 | 371.3333
23 | 2009004228 | 382.6667 | 372.6667
24 | 2009004228 | 384 | 374
25 | 2009004228 | 385.3333 | 375.3333
26 | 2009004228 | 386.6667 | 376.6667
27 | 2009004228 | 388 | 378
28 | 2009004228 | 387 | 377
29 | 2009004228 | 386 | 376
30 | 2009004228 | 385 | 375
31 | 2009004228 | 383 | 373
32 | 2009004228 | 381 | 371
33 | 2009004228 | 379 | 369
34 | 2009004228 | 378.3333 | 368.3333
35 | 2009004228 | 377.6667 | 367.6667
36 | 2009004228 | 377 | 367
37 | 2009004228 | 377.3333 | 367.3333
38 | 2009004228 | 377.6667 | 367.6667
39 | 2009004228 | 378 | 368
40 | 2009004228 | 379.6667 | 369.6667
41 | 2009004228 | 381.3333 | 371.3333
42 | 2009004228 | 383 | 373
43 | 2009004228 | 385.3333 | 375.3333
44 | 2009004228 | 387.6667 | 377.6667
45 | 2009004228 | 390 | 380
46 | 2009004228 | 391.3333 | 381.3333
47 | 2009004228 | 392.6667 | 382.6667
48 | 2009004228 | 394 | 384
49 | 2009004228 | 393.3333 | 383.3333
50 | 2009004228 | 392.6667 | 382.6667
51 | 2009004228 | 392 | 382
52 | 2009004228 | 387.6667 | 377.6667
53 | 2009004228 | 383.3333 | 373.3333
54 | 2009004228 | 379 | 369
55 | 2009004228 | 372.3333 | 362.3333
56 | 2009004228 | 365.6667 | 355.6667
57 | 2009004228 | 359 | 349
58 | 2009004228 | 353.6667 | 343.6667
59 | 2009004228 | 348.3333 | 338.3333
60 | 2009004228 | 343 | 333
61 | 2009004228 | 338.3333 | 328.3333
62 | 2009004228 | 333.6667 | 323.6667
63 | 2009004228 | 329 | 319
64 | 2009004228 | 326 | 316
65 | 2009004228 | 323 | 313
66 | 2009004228 | 320 | 310
67 | 2009004228 | 318.3333 | 308.3333
68 | 2009004228 | 316.6667 | 306.6667
69 | 2009004228 | 315 | 305
70 | 2009004228 | 315.3333 | 305.3333
71 | 2009004228 | 315.6667 | 305.6667
72 | 2009004228 | 316 | 306
73 | 2009004228 | 316.3333 | 306.3333
74 | 2009004228 | 316.6667 | 306.6667
75 | 2009004228 | 317 | 307
76 | 2009004228 | 316.3333 | 306.3333
77 | 2009004228 | 315.6667 | 305.6667
78 | 2009004228 | 315 | 305
79 | 2009004228 | 314.6667 | 304.6667
80 | 2009004228 | 314.3333 | 304.3333
81 | 2009004228 | 314 | 304
82 | 2009004228 | 316.3333 | 306.3333
83 | 2009004228 | 318.6667 | 308.6667
84 | 2009004228 | 321 | 311
85 | 2009004228 | 323.3333 | 313.3333
86 | 2009004228 | 325.6667 | 315.6667
87 | 2009004228 | 328 | 318
88 | 2009004228 | 328.3333 | 318.3333
89 | 2009004228 | 328.6667 | 318.6667
90 | 2009004228 | 329 | 339
91 | 2009004228 | 329 | 339
92 | 2009004228 | 329 | 339
93 | 2009004228 | 329 | 339
94 | 2009004228 | 328.6667 | 338.6667
95 | 2009004228 | 328.3333 | 338.3333
96 | 2009004228 | 328 | 338
97 | 2009004228 | 327.6667 | 337.6667
98 | 2009004228 | 327.3333 | 337.3333
99 | 2009004228 | 327 | 337
100 | 2009004228 | 328.6667 | 338.6667
101 | 2009004228 | 330.3333 | 340.3333
102 | 2009004228 | 332 | 342
103 | 2009004228 | 334.3333 | 344.3333
104 | 2009004228 | 336.6667 | 346.6667
105 | 2009004228 | 339 | 349
106 | 2009004228 | 339.3333 | 349.3333
107 | 2009004228 | 339.6667 | 349.6667
108 | 2009004228 | 340 | 350
109 | 2009004228 | 342.3333 | 352.3333
110 | 2009004228 | 344.6667 | 354.6667
111 | 2009004228 | 347 | 357
112 | 2009004228 | 349.6667 | 359.6667
113 | 2009004228 | 352.3333 | 362.3333
114 | 2009004228 | 355 | 365
115 | 2009004228 | 360.3333 | 370.3333
116 | 2009004228 | 365.6667 | 375.6667
117 | 2009004228 | 371 | 381
118 | 2009004228 | 373.6667 | 383.6667
119 | 2009004228 | 376.3333 | 386.3333
120 | 2009004228 | 379 | 389
121 | 2009004228 | 383.3333 | 393.3333
122 | 2009004228 | 387.6667 | 377.6667
123 | 2009004228 | 392 | 382
124 | 2009004228 | 395.3333 | 385.3333
125 | 2009004228 | 398.6667 | 388.6667
126 | 2009004228 | 402 | 392
127 | 2009004228 | 404.3333 | 394.3333
128 | 2009004228 | 406.6667 | 396.6667
129 | 2009004228 | 409 | 399
130 | 2009004228 | 409 | 399
131 | 2009004228 | 409 | 399
132 | 2009004228 | 409 | 399
133 | 2009004228 | 408.3333 | 398.3333
134 | 2009004228 | 407.6667 | 397.6667
135 | 2009004228 | 407 | 397
136 | 2009004228 | 407 | 397
137 | 2009004228 | 407 | 397
138 | 2009004228 | 407 | 397
139 | 2009004228 | 407 | 397
140 | 2009004228 | 407 | 397
141 | 2009004228 | 407 | 397
142 | 2009004228 | 406 | 396
143 | 2009004228 | 405 | 395
0 | 2008002815 | 343 | 333
1 | 2008002815 | 344 | 334
2 | 2008002815 | 345 | 335
3 | 2008002815 | 346 | 336
4 | 2008002815 | 348 | 338
5 | 2008002815 | 350 | 340
6 | 2008002815 | 352 | 342
7 | 2008002815 | 353 | 343
8 | 2008002815 | 354 | 344
9 | 2008002815 | 355 | 345
10 | 2008002815 | 356.6667 | 346.6667
11 | 2008002815 | 358.3333 | 348.3333
12 | 2008002815 | 360 | 350
13 | 2008002815 | 363.6667 | 353.6667
14 | 2008002815 | 367.3333 | 357.3333
15 | 2008002815 | 371 | 361
16 | 2008002815 | 373.3333 | 363.3333
17 | 2008002815 | 375.6667 | 365.6667
18 | 2008002815 | 378 | 368
19 | 2008002815 | 378.6667 | 368.6667
20 | 2008002815 | 379.3333 | 369.3333
21 | 2008002815 | 380 | 370
22 | 2008002815 | 381.3333 | 371.3333
23 | 2008002815 | 382.6667 | 372.6667
24 | 2008002815 | 384 | 374
25 | 2008002815 | 385.3333 | 375.3333
26 | 2008002815 | 386.6667 | 376.6667
27 | 2008002815 | 388 | 378
28 | 2008002815 | 387 | 377
29 | 2008002815 | 386 | 376
30 | 2008002815 | 385 | 375
31 | 2008002815 | 383 | 373
32 | 2008002815 | 381 | 371
33 | 2008002815 | 379 | 369
34 | 2008002815 | 378.3333 | 368.3333
35 | 2008002815 | 377.6667 | 367.6667
36 | 2008002815 | 377 | 367
37 | 2008002815 | 377.3333 | 367.3333
38 | 2008002815 | 377.6667 | 367.6667
39 | 2008002815 | 378 | 368
40 | 2008002815 | 379.6667 | 369.6667
41 | 2008002815 | 381.3333 | 371.3333
42 | 2008002815 | 383 | 373
43 | 2008002815 | 385.3333 | 375.3333
44 | 2008002815 | 387.6667 | 377.6667
45 | 2008002815 | 390 | 380
46 | 2008002815 | 391.3333 | 381.3333
47 | 2008002815 | 392.6667 | 382.6667
48 | 2008002815 | 394 | 384
49 | 2008002815 | 393.3333 | 383.3333
50 | 2008002815 | 392.6667 | 382.6667
51 | 2008002815 | 392 | 382
52 | 2008002815 | 387.6667 | 377.6667
53 | 2008002815 | 383.3333 | 373.3333
54 | 2008002815 | 379 | 369
55 | 2008002815 | 372.3333 | 362.3333
56 | 2008002815 | 365.6667 | 355.6667
57 | 2008002815 | 359 | 349
58 | 2008002815 | 353.6667 | 343.6667
59 | 2008002815 | 348.3333 | 338.3333
60 | 2008002815 | 343 | 333
61 | 2008002815 | 338.3333 | 328.3333
62 | 2008002815 | 333.6667 | 323.6667
63 | 2008002815 | 329 | 319
64 | 2008002815 | 326 | 316
65 | 2008002815 | 323 | 313
66 | 2008002815 | 320 | 310
67 | 2008002815 | 318.3333 | 308.3333
68 | 2008002815 | 316.6667 | 306.6667
69 | 2008002815 | 315 | 305
70 | 2008002815 | 315.3333 | 305.3333
71 | 2008002815 | 315.6667 | 305.6667
72 | 2008002815 | 316 | 306
73 | 2008002815 | 316.3333 | 306.3333
74 | 2008002815 | 316.6667 | 306.6667
75 | 2008002815 | 317 | 307
76 | 2008002815 | 316.3333 | 306.3333
77 | 2008002815 | 315.6667 | 305.6667
78 | 2008002815 | 315 | 305
79 | 2008002815 | 314.6667 | 304.6667
80 | 2008002815 | 314.3333 | 304.3333
81 | 2008002815 | 314 | 304
82 | 2008002815 | 316.3333 | 306.3333
83 | 2008002815 | 318.6667 | 308.6667
84 | 2008002815 | 321 | 311
85 | 2008002815 | 323.3333 | 313.3333
86 | 2008002815 | 325.6667 | 315.6667
87 | 2008002815 | 328 | 318
88 | 2008002815 | 328.3333 | 318.3333
89 | 2008002815 | 328.6667 | 318.6667
90 | 2008002815 | 329 | 339
91 | 2008002815 | 329 | 339
92 | 2008002815 | 329 | 339
93 | 2008002815 | 329 | 339
94 | 2008002815 | 328.6667 | 338.6667
95 | 2008002815 | 328.3333 | 338.3333
96 | 2008002815 | 328 | 338
97 | 2008002815 | 327.6667 | 337.6667
98 | 2008002815 | 327.3333 | 337.3333
99 | 2008002815 | 327 | 337
100 | 2008002815 | 328.6667 | 338.6667
101 | 2008002815 | 330.3333 | 340.3333
102 | 2008002815 | 332 | 342
103 | 2008002815 | 334.3333 | 344.3333
104 | 2008002815 | 336.6667 | 346.6667
105 | 2008002815 | 339 | 349
106 | 2008002815 | 339.3333 | 349.3333
107 | 2008002815 | 339.6667 | 349.6667
108 | 2008002815 | 340 | 350
109 | 2008002815 | 342.3333 | 352.3333
110 | 2008002815 | 344.6667 | 354.6667
111 | 2008002815 | 347 | 357
112 | 2008002815 | 349.6667 | 359.6667
113 | 2008002815 | 352.3333 | 362.3333
114 | 2008002815 | 355 | 365
115 | 2008002815 | 360.3333 | 370.3333
116 | 2008002815 | 365.6667 | 375.6667
117 | 2008002815 | 371 | 381
118 | 2008002815 | 373.6667 | 383.6667
119 | 2008002815 | 376.3333 | 386.3333
120 | 2008002815 | 379 | 389
121 | 2008002815 | 383.3333 | 393.3333
122 | 2008002815 | 387.6667 | 377.6667
123 | 2008002815 | 392 | 382
124 | 2008002815 | 395.3333 | 385.3333
125 | 2008002815 | 398.6667 | 388.6667
126 | 2008002815 | 402 | 392
127 | 2008002815 | 404.3333 | 394.3333
128 | 2008002815 | 406.6667 | 396.6667
129 | 2008002815 | 409 | 399
130 | 2008002815 | 409 | 399
131 | 2008002815 | 409 | 399
132 | 2008002815 | 409 | 399
133 | 2008002815 | 408.3333 | 398.3333
134 | 2008002815 | 407.6667 | 397.6667
135 | 2008002815 | 407 | 397
136 | 2008002815 | 407 | 397
137 | 2008002815 | 407 | 397
138 | 2008002815 | 407 | 397
139 | 2008002815 | 407 | 397
140 | 2008002815 | 407 | 397
141 | 2008002815 | 407 | 397
142 | 2008002815 | 406 | 396
143 | 2008002815 | 405 | 395
0 | 2004000630 | 343 | 333
1 | 2004000630 | 344 | 334
2 | 2004000630 | 345 | 335
3 | 2004000630 | 346 | 336
4 | 2004000630 | 348 | 338
5 | 2004000630 | 350 | 340
6 | 2004000630 | 352 | 342
7 | 2004000630 | 353 | 343
8 | 2004000630 | 354 | 344
9 | 2004000630 | 355 | 345
10 | 2004000630 | 356.6667 | 346.6667
11 | 2004000630 | 358.3333 | 348.3333
12 | 2004000630 | 360 | 350
13 | 2004000630 | 363.6667 | 353.6667
14 | 2004000630 | 367.3333 | 357.3333
15 | 2004000630 | 371 | 361
16 | 2004000630 | 373.3333 | 363.3333
17 | 2004000630 | 375.6667 | 365.6667
18 | 2004000630 | 378 | 368
19 | 2004000630 | 378.6667 | 368.6667
20 | 2004000630 | 379.3333 | 369.3333
21 | 2004000630 | 380 | 370
22 | 2004000630 | 381.3333 | 371.3333
23 | 2004000630 | 382.6667 | 372.6667
24 | 2004000630 | 384 | 374
25 | 2004000630 | 385.3333 | 375.3333
26 | 2004000630 | 386.6667 | 376.6667
27 | 2004000630 | 388 | 378
28 | 2004000630 | 387 | 377
29 | 2004000630 | 386 | 376
30 | 2004000630 | 385 | 375
31 | 2004000630 | 383 | 373
32 | 2004000630 | 381 | 371
33 | 2004000630 | 379 | 369
34 | 2004000630 | 378.3333 | 368.3333
35 | 2004000630 | 377.6667 | 367.6667
36 | 2004000630 | 377 | 367
37 | 2004000630 | 377.3333 | 367.3333
38 | 2004000630 | 377.6667 | 367.6667
39 | 2004000630 | 378 | 368
40 | 2004000630 | 379.6667 | 369.6667
41 | 2004000630 | 381.3333 | 371.3333
42 | 2004000630 | 383 | 373
43 | 2004000630 | 385.3333 | 375.3333
44 | 2004000630 | 387.6667 | 377.6667
45 | 2004000630 | 390 | 380
46 | 2004000630 | 391.3333 | 381.3333
47 | 2004000630 | 392.6667 | 382.6667
48 | 2004000630 | 394 | 384
49 | 2004000630 | 393.3333 | 383.3333
50 | 2004000630 | 392.6667 | 382.6667
51 | 2004000630 | 392 | 382
52 | 2004000630 | 387.6667 | 377.6667
53 | 2004000630 | 383.3333 | 373.3333
54 | 2004000630 | 379 | 369
55 | 2004000630 | 372.3333 | 362.3333
56 | 2004000630 | 365.6667 | 355.6667
57 | 2004000630 | 359 | 349
58 | 2004000630 | 353.6667 | 343.6667
59 | 2004000630 | 348.3333 | 338.3333
60 | 2004000630 | 343 | 333
61 | 2004000630 | 338.3333 | 328.3333
62 | 2004000630 | 333.6667 | 323.6667
63 | 2004000630 | 329 | 319
64 | 2004000630 | 326 | 316
65 | 2004000630 | 323 | 313
66 | 2004000630 | 320 | 310
67 | 2004000630 | 318.3333 | 308.3333
68 | 2004000630 | 316.6667 | 306.6667
69 | 2004000630 | 315 | 305
70 | 2004000630 | 315.3333 | 305.3333
71 | 2004000630 | 315.6667 | 305.6667
72 | 2004000630 | 316 | 306
73 | 2004000630 | 316.3333 | 306.3333
74 | 2004000630 | 316.6667 | 306.6667
75 | 2004000630 | 317 | 307
76 | 2004000630 | 316.3333 | 306.3333
77 | 2004000630 | 315.6667 | 305.6667
78 | 2004000630 | 315 | 305
79 | 2004000630 | 314.6667 | 304.6667
80 | 2004000630 | 314.3333 | 304.3333
81 | 2004000630 | 314 | 304
82 | 2004000630 | 316.3333 | 306.3333
83 | 2004000630 | 318.6667 | 308.6667
84 | 2004000630 | 321 | 311
85 | 2004000630 | 323.3333 | 313.3333
86 | 2004000630 | 325.6667 | 315.6667
87 | 2004000630 | 328 | 318
88 | 2004000630 | 328.3333 | 318.3333
89 | 2004000630 | 328.6667 | 318.6667
90 | 2004000630 | 329 | 339
91 | 2004000630 | 329 | 339
92 | 2004000630 | 329 | 339
93 | 2004000630 | 329 | 339
94 | 2004000630 | 328.6667 | 338.6667
95 | 2004000630 | 328.3333 | 338.3333
96 | 2004000630 | 328 | 338
97 | 2004000630 | 327.6667 | 337.6667
98 | 2004000630 | 327.3333 | 337.3333
99 | 2004000630 | 327 | 337
100 | 2004000630 | 328.6667 | 338.6667
101 | 2004000630 | 330.3333 | 340.3333
102 | 2004000630 | 332 | 342
103 | 2004000630 | 334.3333 | 344.3333
104 | 2004000630 | 336.6667 | 346.6667
105 | 2004000630 | 339 | 349
106 | 2004000630 | 339.3333 | 349.3333
107 | 2004000630 | 339.6667 | 349.6667
108 | 2004000630 | 340 | 350
109 | 2004000630 | 342.3333 | 352.3333
110 | 2004000630 | 344.6667 | 354.6667
111 | 2004000630 | 347 | 357
112 | 2004000630 | 349.6667 | 359.6667
113 | 2004000630 | 352.3333 | 362.3333
114 | 2004000630 | 355 | 365
115 | 2004000630 | 360.3333 | 370.3333
116 | 2004000630 | 365.6667 | 375.6667
117 | 2004000630 | 371 | 381
118 | 2004000630 | 373.6667 | 383.6667
119 | 2004000630 | 376.3333 | 386.3333
120 | 2004000630 | 379 | 389
121 | 2004000630 | 383.3333 | 393.3333
122 | 2004000630 | 387.6667 | 377.6667
123 | 2004000630 | 392 | 382
124 | 2004000630 | 395.3333 | 385.3333
125 | 2004000630 | 398.6667 | 388.6667
126 | 2004000630 | 402 | 392
127 | 2004000630 | 404.3333 | 394.3333
128 | 2004000630 | 406.6667 | 396.6667
129 | 2004000630 | 409 | 399
130 | 2004000630 | 409 | 399
131 | 2004000630 | 409 | 399
132 | 2004000630 | 409 | 399
133 | 2004000630 | 408.3333 | 398.3333
134 | 2004000630 | 407.6667 | 397.6667
135 | 2004000630 | 407 | 397
136 | 2004000630 | 407 | 397
137 | 2004000630 | 407 | 397
138 | 2004000630 | 407 | 397
139 | 2004000630 | 407 | 397
140 | 2004000630 | 407 | 397
141 | 2004000630 | 407 | 397
142 | 2004000630 | 406 | 396
143 | 2004000630 | 405 | 395
0 | 2007005635 | 343 | 333
1 | 2007005635 | 344 | 334
2 | 2007005635 | 345 | 335
3 | 2007005635 | 346 | 336
4 | 2007005635 | 348 | 338
5 | 2007005635 | 350 | 340
6 | 2007005635 | 352 | 342
7 | 2007005635 | 353 | 343
8 | 2007005635 | 354 | 344
9 | 2007005635 | 355 | 345
10 | 2007005635 | 356.6667 | 346.6667
11 | 2007005635 | 358.3333 | 348.3333
12 | 2007005635 | 360 | 350
13 | 2007005635 | 363.6667 | 353.6667
14 | 2007005635 | 367.3333 | 357.3333
15 | 2007005635 | 371 | 361
16 | 2007005635 | 373.3333 | 363.3333
17 | 2007005635 | 375.6667 | 365.6667
18 | 2007005635 | 378 | 368
19 | 2007005635 | 378.6667 | 368.6667
20 | 2007005635 | 379.3333 | 369.3333
21 | 2007005635 | 380 | 370
22 | 2007005635 | 381.3333 | 371.3333
23 | 2007005635 | 382.6667 | 372.6667
24 | 2007005635 | 384 | 374
25 | 2007005635 | 385.3333 | 375.3333
26 | 2007005635 | 386.6667 | 376.6667
27 | 2007005635 | 388 | 378
28 | 2007005635 | 387 | 377
29 | 2007005635 | 386 | 376
30 | 2007005635 | 385 | 375
31 | 2007005635 | 383 | 373
32 | 2007005635 | 381 | 371
33 | 2007005635 | 379 | 369
34 | 2007005635 | 378.3333 | 368.3333
35 | 2007005635 | 377.6667 | 367.6667
36 | 2007005635 | 377 | 367
37 | 2007005635 | 377.3333 | 367.3333
38 | 2007005635 | 377.6667 | 367.6667
39 | 2007005635 | 378 | 368
40 | 2007005635 | 379.6667 | 369.6667
41 | 2007005635 | 381.3333 | 371.3333
42 | 2007005635 | 383 | 373
43 | 2007005635 | 385.3333 | 375.3333
44 | 2007005635 | 387.6667 | 377.6667
45 | 2007005635 | 390 | 380
46 | 2007005635 | 391.3333 | 381.3333
47 | 2007005635 | 392.6667 | 382.6667
48 | 2007005635 | 394 | 384
49 | 2007005635 | 393.3333 | 383.3333
50 | 2007005635 | 392.6667 | 382.6667
51 | 2007005635 | 392 | 382
52 | 2007005635 | 387.6667 | 377.6667
53 | 2007005635 | 383.3333 | 373.3333
54 | 2007005635 | 379 | 369
55 | 2007005635 | 372.3333 | 362.3333
56 | 2007005635 | 365.6667 | 355.6667
57 | 2007005635 | 359 | 349
58 | 2007005635 | 353.6667 | 343.6667
59 | 2007005635 | 348.3333 | 338.3333
60 | 2007005635 | 343 | 333
61 | 2007005635 | 338.3333 | 328.3333
62 | 2007005635 | 333.6667 | 323.6667
63 | 2007005635 | 329 | 319
64 | 2007005635 | 326 | 316
65 | 2007005635 | 323 | 313
66 | 2007005635 | 320 | 310
67 | 2007005635 | 318.3333 | 308.3333
68 | 2007005635 | 316.6667 | 306.6667
69 | 2007005635 | 315 | 305
70 | 2007005635 | 315.3333 | 305.3333
71 | 2007005635 | 315.6667 | 305.6667
72 | 2007005635 | 316 | 306
73 | 2007005635 | 316.3333 | 306.3333
74 | 2007005635 | 316.6667 | 306.6667
75 | 2007005635 | 317 | 307
76 | 2007005635 | 316.3333 | 306.3333
77 | 2007005635 | 315.6667 | 305.6667
78 | 2007005635 | 315 | 305
79 | 2007005635 | 314.6667 | 304.6667
80 | 2007005635 | 314.3333 | 304.3333
81 | 2007005635 | 314 | 304
82 | 2007005635 | 316.3333 | 306.3333
83 | 2007005635 | 318.6667 | 308.6667
84 | 2007005635 | 321 | 311
85 | 2007005635 | 323.3333 | 313.3333
86 | 2007005635 | 325.6667 | 315.6667
87 | 2007005635 | 328 | 318
88 | 2007005635 | 328.3333 | 318.3333
89 | 2007005635 | 328.6667 | 318.6667
90 | 2007005635 | 329 | 339
91 | 2007005635 | 329 | 339
92 | 2007005635 | 329 | 339
93 | 2007005635 | 329 | 339
94 | 2007005635 | 328.6667 | 338.6667
95 | 2007005635 | 328.3333 | 338.3333
96 | 2007005635 | 328 | 338
97 | 2007005635 | 327.6667 | 337.6667
98 | 2007005635 | 327.3333 | 337.3333
99 | 2007005635 | 327 | 337
100 | 2007005635 | 328.6667 | 338.6667
101 | 2007005635 | 330.3333 | 340.3333
102 | 2007005635 | 332 | 342
103 | 2007005635 | 334.3333 | 344.3333
104 | 2007005635 | 336.6667 | 346.6667
105 | 2007005635 | 339 | 349
106 | 2007005635 | 339.3333 | 349.3333
107 | 2007005635 | 339.6667 | 349.6667
108 | 2007005635 | 340 | 350
109 | 2007005635 | 342.3333 | 352.3333
110 | 2007005635 | 344.6667 | 354.6667
111 | 2007005635 | 347 | 357
112 | 2007005635 | 349.6667 | 359.6667
113 | 2007005635 | 352.3333 | 362.3333
114 | 2007005635 | 355 | 365
115 | 2007005635 | 360.3333 | 370.3333
116 | 2007005635 | 365.6667 | 375.6667
117 | 2007005635 | 371 | 381
118 | 2007005635 | 373.6667 | 383.6667
119 | 2007005635 | 376.3333 | 386.3333
120 | 2007005635 | 379 | 389
121 | 2007005635 | 383.3333 | 393.3333
122 | 2007005635 | 387.6667 | 377.6667
123 | 2007005635 | 392 | 382
124 | 2007005635 | 395.3333 | 385.3333
125 | 2007005635 | 398.6667 | 388.6667
126 | 2007005635 | 402 | 392
127 | 2007005635 | 404.3333 | 394.3333
128 | 2007005635 | 406.6667 | 396.6667
129 | 2007005635 | 409 | 399
130 | 2007005635 | 409 | 399
131 | 2007005635 | 409 | 399
132 | 2007005635 | 409 | 399
133 | 2007005635 | 408.3333 | 398.3333
134 | 2007005635 | 407.6667 | 397.6667
135 | 2007005635 | 407 | 397
136 | 2007005635 | 407 | 397
137 | 2007005635 | 407 | 397
138 | 2007005635 | 407 | 397
139 | 2007005635 | 407 | 397
140 | 2007005635 | 407 | 397
141 | 2007005635 | 407 | 397
142 | 2007005635 | 406 | 396
143 | 2007005635 | 405 | 395
0 | 2005002113 | 343 | 333
1 | 2005002113 | 344 | 334
2 | 2005002113 | 345 | 335
3 | 2005002113 | 346 | 336
4 | 2005002113 | 348 | 338
5 | 2005002113 | 350 | 340
6 | 2005002113 | 352 | 342
7 | 2005002113 | 353 | 343
8 | 2005002113 | 354 | 344
9 | 2005002113 | 355 | 345
10 | 2005002113 | 356.6667 | 346.6667
11 | 2005002113 | 358.3333 | 348.3333
12 | 2005002113 | 360 | 350
13 | 2005002113 | 363.6667 | 353.6667
14 | 2005002113 | 367.3333 | 357.3333
15 | 2005002113 | 371 | 361
16 | 2005002113 | 373.3333 | 363.3333
17 | 2005002113 | 375.6667 | 365.6667
18 | 2005002113 | 378 | 368
19 | 2005002113 | 378.6667 | 368.6667
20 | 2005002113 | 379.3333 | 369.3333
21 | 2005002113 | 380 | 370
22 | 2005002113 | 381.3333 | 371.3333
23 | 2005002113 | 382.6667 | 372.6667
24 | 2005002113 | 384 | 374
25 | 2005002113 | 385.3333 | 375.3333
26 | 2005002113 | 386.6667 | 376.6667
27 | 2005002113 | 388 | 378
28 | 2005002113 | 387 | 377
29 | 2005002113 | 386 | 376
30 | 2005002113 | 385 | 375
31 | 2005002113 | 383 | 373
32 | 2005002113 | 381 | 371
33 | 2005002113 | 379 | 369
34 | 2005002113 | 378.3333 | 368.3333
35 | 2005002113 | 377.6667 | 367.6667
36 | 2005002113 | 377 | 367
37 | 2005002113 | 377.3333 | 367.3333
38 | 2005002113 | 377.6667 | 367.6667
39 | 2005002113 | 378 | 368
40 | 2005002113 | 379.6667 | 369.6667
41 | 2005002113 | 381.3333 | 371.3333
42 | 2005002113 | 383 | 373
43 | 2005002113 | 385.3333 | 375.3333
44 | 2005002113 | 387.6667 | 377.6667
45 | 2005002113 | 390 | 380
46 | 2005002113 | 391.3333 | 381.3333
47 | 2005002113 | 392.6667 | 382.6667
48 | 2005002113 | 394 | 384
49 | 2005002113 | 393.3333 | 383.3333
50 | 2005002113 | 392.6667 | 382.6667
51 | 2005002113 | 392 | 382
52 | 2005002113 | 387.6667 | 377.6667
53 | 2005002113 | 383.3333 | 373.3333
54 | 2005002113 | 379 | 369
55 | 2005002113 | 372.3333 | 362.3333
56 | 2005002113 | 365.6667 | 355.6667
57 | 2005002113 | 359 | 349
58 | 2005002113 | 353.6667 | 343.6667
59 | 2005002113 | 348.3333 | 338.3333
60 | 2005002113 | 343 | 333
61 | 2005002113 | 338.3333 | 328.3333
62 | 2005002113 | 333.6667 | 323.6667
63 | 2005002113 | 329 | 319
64 | 2005002113 | 326 | 316
65 | 2005002113 | 323 | 313
66 | 2005002113 | 320 | 310
67 | 2005002113 | 318.3333 | 308.3333
68 | 2005002113 | 316.6667 | 306.6667
69 | 2005002113 | 315 | 305
70 | 2005002113 | 315.3333 | 305.3333
71 | 2005002113 | 315.6667 | 305.6667
72 | 2005002113 | 316 | 306
73 | 2005002113 | 316.3333 | 306.3333
74 | 2005002113 | 316.6667 | 306.6667
75 | 2005002113 | 317 | 307
76 | 2005002113 | 316.3333 | 306.3333
77 | 2005002113 | 315.6667 | 305.6667
78 | 2005002113 | 315 | 305
79 | 2005002113 | 314.6667 | 304.6667
80 | 2005002113 | 314.3333 | 304.3333
81 | 2005002113 | 314 | 304
82 | 2005002113 | 316.3333 | 306.3333
83 | 2005002113 | 318.6667 | 308.6667
84 | 2005002113 | 321 | 311
85 | 2005002113 | 323.3333 | 313.3333
86 | 2005002113 | 325.6667 | 315.6667
87 | 2005002113 | 328 | 318
88 | 2005002113 | 328.3333 | 318.3333
89 | 2005002113 | 328.6667 | 318.6667
90 | 2005002113 | 329 | 339
91 | 2005002113 | 329 | 339
92 | 2005002113 | 329 | 339
93 | 2005002113 | 329 | 339
94 | 2005002113 | 328.6667 | 338.6667
95 | 2005002113 | 328.3333 | 338.3333
96 | 2005002113 | 328 | 338
97 | 2005002113 | 327.6667 | 337.6667
98 | 2005002113 | 327.3333 | 337.3333
99 | 2005002113 | 327 | 337
100 | 2005002113 | 328.6667 | 338.6667
101 | 2005002113 | 330.3333 | 340.3333
102 | 2005002113 | 332 | 342
103 | 2005002113 | 334.3333 | 344.3333
104 | 2005002113 | 336.6667 | 346.6667
105 | 2005002113 | 339 | 349
106 | 2005002113 | 339.3333 | 349.3333
107 | 2005002113 | 339.6667 | 349.6667
108 | 2005002113 | 340 | 350
109 | 2005002113 | 342.3333 | 352.3333
110 | 2005002113 | 344.6667 | 354.6667
111 | 2005002113 | 347 | 357
112 | 2005002113 | 349.6667 | 359.6667
113 | 2005002113 | 352.3333 | 362.3333
114 | 2005002113 | 355 | 365
115 | 2005002113 | 360.3333 | 370.3333
116 | 2005002113 | 365.6667 | 375.6667
117 | 2005002113 | 371 | 381
118 | 2005002113 | 373.6667 | 383.6667
119 | 2005002113 | 376.3333 | 386.3333
120 | 2005002113 | 379 | 389
121 | 2005002113 | 383.3333 | 393.3333
122 | 2005002113 | 387.6667 | 377.6667
123 | 2005002113 | 392 | 382
124 | 2005002113 | 395.3333 | 385.3333
125 | 2005002113 | 398.6667 | 388.6667
126 | 2005002113 | 402 | 392
127 | 2005002113 | 404.3333 | 394.3333
128 | 2005002113 | 406.6667 | 396.6667
129 | 2005002113 | 409 | 399
130 | 2005002113 | 409 | 399
131 | 2005002113 | 409 | 399
132 | 2005002113 | 409 | 399
133 | 2005002113 | 408.3333 | 398.3333
134 | 2005002113 | 407.6667 | 397.6667
135 | 2005002113 | 407 | 397
136 | 2005002113 | 407 | 397
137 | 2005002113 | 407 | 397
138 | 2005002113 | 407 | 397
139 | 2005002113 | 407 | 397
140 | 2005002113 | 407 | 397
141 | 2005002113 | 407 | 397
142 | 2005002113 | 406 | 396
143 | 2005002113 | 405 | 395
0 | 2011008730 | 343 | 333
1 | 2011008730 | 344 | 334
2 | 2011008730 | 345 | 335
3 | 2011008730 | 346 | 336
4 | 2011008730 | 348 | 338
5 | 2011008730 | 350 | 340
6 | 2011008730 | 352 | 342
7 | 2011008730 | 353 | 343
8 | 2011008730 | 354 | 344
9 | 2011008730 | 355 | 345
10 | 2011008730 | 356.6667 | 346.6667
11 | 2011008730 | 358.3333 | 348.3333
12 | 2011008730 | 360 | 350
13 | 2011008730 | 363.6667 | 353.6667
14 | 2011008730 | 367.3333 | 357.3333
15 | 2011008730 | 371 | 361
16 | 2011008730 | 373.3333 | 363.3333
17 | 2011008730 | 375.6667 | 365.6667
18 | 2011008730 | 378 | 368
19 | 2011008730 | 378.6667 | 368.6667
20 | 2011008730 | 379.3333 | 369.3333
21 | 2011008730 | 380 | 370
22 | 2011008730 | 381.3333 | 371.3333
23 | 2011008730 | 382.6667 | 372.6667
24 | 2011008730 | 384 | 374
25 | 2011008730 | 385.3333 | 375.3333
26 | 2011008730 | 386.6667 | 376.6667
27 | 2011008730 | 388 | 378
28 | 2011008730 | 387 | 377
29 | 2011008730 | 386 | 376
30 | 2011008730 | 385 | 375
31 | 2011008730 | 383 | 373
32 | 2011008730 | 381 | 371
33 | 2011008730 | 379 | 369
34 | 2011008730 | 378.3333 | 368.3333
35 | 2011008730 | 377.6667 | 367.6667
36 | 2011008730 | 377 | 367
37 | 2011008730 | 377.3333 | 367.3333
38 | 2011008730 | 377.6667 | 367.6667
39 | 2011008730 | 378 | 368
40 | 2011008730 | 379.6667 | 369.6667
41 | 2011008730 | 381.3333 | 371.3333
42 | 2011008730 | 383 | 373
43 | 2011008730 | 385.3333 | 375.3333
44 | 2011008730 | 387.6667 | 377.6667
45 | 2011008730 | 390 | 380
46 | 2011008730 | 391.3333 | 381.3333
47 | 2011008730 | 392.6667 | 382.6667
48 | 2011008730 | 394 | 384
49 | 2011008730 | 393.3333 | 383.3333
50 | 2011008730 | 392.6667 | 382.6667
51 | 2011008730 | 392 | 382
52 | 2011008730 | 387.6667 | 377.6667
53 | 2011008730 | 383.3333 | 373.3333
54 | 2011008730 | 379 | 369
55 | 2011008730 | 372.3333 | 362.3333
56 | 2011008730 | 365.6667 | 355.6667
57 | 2011008730 | 359 | 349
58 | 2011008730 | 353.6667 | 343.6667
59 | 2011008730 | 348.3333 | 338.3333
60 | 2011008730 | 343 | 333
61 | 2011008730 | 338.3333 | 328.3333
62 | 2011008730 | 333.6667 | 323.6667
63 | 2011008730 | 329 | 319
64 | 2011008730 | 326 | 316
65 | 2011008730 | 323 | 313
66 | 2011008730 | 320 | 310
67 | 2011008730 | 318.3333 | 308.3333
68 | 2011008730 | 316.6667 | 306.6667
69 | 2011008730 | 315 | 305
70 | 2011008730 | 315.3333 | 305.3333
71 | 2011008730 | 315.6667 | 305.6667
72 | 2011008730 | 316 | 306
73 | 2011008730 | 316.3333 | 306.3333
74 | 2011008730 | 316.6667 | 306.6667
75 | 2011008730 | 317 | 307
76 | 2011008730 | 316.3333 | 306.3333
77 | 2011008730 | 315.6667 | 305.6667
78 | 2011008730 | 315 | 305
79 | 2011008730 | 314.6667 | 304.6667
80 | 2011008730 | 314.3333 | 304.3333
81 | 2011008730 | 314 | 304
82 | 2011008730 | 316.3333 | 306.3333
83 | 2011008730 | 318.6667 | 308.6667
84 | 2011008730 | 321 | 311
85 | 2011008730 | 323.3333 | 313.3333
86 | 2011008730 | 325.6667 | 315.6667
87 | 2011008730 | 328 | 318
88 | 2011008730 | 328.3333 | 318.3333
89 | 2011008730 | 328.6667 | 318.6667
90 | 2011008730 | 329 | 339
91 | 2011008730 | 329 | 339
92 | 2011008730 | 329 | 339
93 | 2011008730 | 329 | 339
94 | 2011008730 | 328.6667 | 338.6667
95 | 2011008730 | 328.3333 | 338.3333
96 | 2011008730 | 328 | 338
97 | 2011008730 | 327.6667 | 337.6667
98 | 2011008730 | 327.3333 | 337.3333
99 | 2011008730 | 327 | 337
100 | 2011008730 | 328.6667 | 338.6667
101 | 2011008730 | 330.3333 | 340.3333
102 | 2011008730 | 332 | 342
103 | 2011008730 | 334.3333 | 344.3333
104 | 2011008730 | 336.6667 | 346.6667
105 | 2011008730 | 339 | 349
106 | 2011008730 | 339.3333 | 349.3333
107 | 2011008730 | 339.6667 | 349.6667
108 | 2011008730 | 340 | 350
109 | 2011008730 | 342.3333 | 352.3333
110 | 2011008730 | 344.6667 | 354.6667
111 | 2011008730 | 347 | 357
112 | 2011008730 | 349.6667 | 359.6667
113 | 2011008730 | 352.3333 | 362.3333
114 | 2011008730 | 355 | 365
115 | 2011008730 | 360.3333 | 370.3333
116 | 2011008730 | 365.6667 | 375.6667
117 | 2011008730 | 371 | 381
118 | 2011008730 | 373.6667 | 383.6667
119 | 2011008730 | 376.3333 | 386.3333
120 | 2011008730 | 379 | 389
121 | 2011008730 | 383.3333 | 393.3333
122 | 2011008730 | 387.6667 | 377.6667
123 | 2011008730 | 392 | 382
124 | 2011008730 | 395.3333 | 385.3333
125 | 2011008730 | 398.6667 | 388.6667
126 | 2011008730 | 402 | 392
127 | 2011008730 | 404.3333 | 394.3333
128 | 2011008730 | 406.6667 | 396.6667
129 | 2011008730 | 409 | 399
130 | 2011008730 | 409 | 399
131 | 2011008730 | 409 | 399
132 | 2011008730 | 409 | 399
133 | 2011008730 | 408.3333 | 398.3333
134 | 2011008730 | 407.6667 | 397.6667
135 | 2011008730 | 407 | 397
136 | 2011008730 | 407 | 397
137 | 2011008730 | 407 | 397
138 | 2011008730 | 407 | 397
139 | 2011008730 | 407 | 397
140 | 2011008730 | 407 | 397
141 | 2011008730 | 407 | 397
142 | 2011008730 | 406 | 396
143 | 2011008730 | 405 | 395
0 | 2004007566 | 343 | 333
1 | 2004007566 | 344 | 334
2 | 2004007566 | 345 | 335
3 | 2004007566 | 346 | 336
4 | 2004007566 | 348 | 338
5 | 2004007566 | 350 | 340
6 | 2004007566 | 352 | 342
7 | 2004007566 | 353 | 343
8 | 2004007566 | 354 | 344
9 | 2004007566 | 355 | 345
10 | 2004007566 | 356.6667 | 346.6667
11 | 2004007566 | 358.3333 | 348.3333
12 | 2004007566 | 360 | 350
13 | 2004007566 | 363.6667 | 353.6667
14 | 2004007566 | 367.3333 | 357.3333
15 | 2004007566 | 371 | 361
16 | 2004007566 | 373.3333 | 363.3333
17 | 2004007566 | 375.6667 | 365.6667
18 | 2004007566 | 378 | 368
19 | 2004007566 | 378.6667 | 368.6667
20 | 2004007566 | 379.3333 | 369.3333
21 | 2004007566 | 380 | 370
22 | 2004007566 | 381.3333 | 371.3333
23 | 2004007566 | 382.6667 | 372.6667
24 | 2004007566 | 384 | 374
25 | 2004007566 | 385.3333 | 375.3333
26 | 2004007566 | 386.6667 | 376.6667
27 | 2004007566 | 388 | 378
28 | 2004007566 | 387 | 377
29 | 2004007566 | 386 | 376
30 | 2004007566 | 385 | 375
31 | 2004007566 | 383 | 373
32 | 2004007566 | 381 | 371
33 | 2004007566 | 379 | 369
34 | 2004007566 | 378.3333 | 368.3333
35 | 2004007566 | 377.6667 | 367.6667
36 | 2004007566 | 377 | 367
37 | 2004007566 | 377.3333 | 367.3333
38 | 2004007566 | 377.6667 | 367.6667
39 | 2004007566 | 378 | 368
40 | 2004007566 | 379.6667 | 369.6667
41 | 2004007566 | 381.3333 | 371.3333
42 | 2004007566 | 383 | 373
43 | 2004007566 | 385.3333 | 375.3333
44 | 2004007566 | 387.6667 | 377.6667
45 | 2004007566 | 390 | 380
46 | 2004007566 | 391.3333 | 381.3333
47 | 2004007566 | 392.6667 | 382.6667
48 | 2004007566 | 394 | 384
49 | 2004007566 | 393.3333 | 383.3333
50 | 2004007566 | 392.6667 | 382.6667
51 | 2004007566 | 392 | 382
52 | 2004007566 | 387.6667 | 377.6667
53 | 2004007566 | 383.3333 | 373.3333
54 | 2004007566 | 379 | 369
55 | 2004007566 | 372.3333 | 362.3333
56 | 2004007566 | 365.6667 | 355.6667
57 | 2004007566 | 359 | 349
58 | 2004007566 | 353.6667 | 343.6667
59 | 2004007566 | 348.3333 | 338.3333
60 | 2004007566 | 343 | 333
61 | 2004007566 | 338.3333 | 328.3333
62 | 2004007566 | 333.6667 | 323.6667
63 | 2004007566 | 329 | 319
64 | 2004007566 | 326 | 316
65 | 2004007566 | 323 | 313
66 | 2004007566 | 320 | 310
67 | 2004007566 | 318.3333 | 308.3333
68 | 2004007566 | 316.6667 | 306.6667
69 | 2004007566 | 315 | 305
70 | 2004007566 | 315.3333 | 305.3333
71 | 2004007566 | 315.6667 | 305.6667
72 | 2004007566 | 316 | 306
73 | 2004007566 | 316.3333 | 306.3333
74 | 2004007566 | 316.6667 | 306.6667
75 | 2004007566 | 317 | 307
76 | 2004007566 | 316.3333 | 306.3333
77 | 2004007566 | 315.6667 | 305.6667
78 | 2004007566 | 315 | 305
79 | 2004007566 | 314.6667 | 304.6667
80 | 2004007566 | 314.3333 | 304.3333
81 | 2004007566 | 314 | 304
82 | 2004007566 | 316.3333 | 306.3333
83 | 2004007566 | 318.6667 | 308.6667
84 | 2004007566 | 321 | 311
85 | 2004007566 | 323.3333 | 313.3333
86 | 2004007566 | 325.6667 | 315.6667
87 | 2004007566 | 328 | 318
88 | 2004007566 | 328.3333 | 318.3333
89 | 2004007566 | 328.6667 | 318.6667
90 | 2004007566 | 329 | 339
91 | 2004007566 | 329 | 339
92 | 2004007566 | 329 | 339
93 | 2004007566 | 329 | 339
94 | 2004007566 | 328.6667 | 338.6667
95 | 2004007566 | 328.3333 | 338.3333
96 | 2004007566 | 328 | 338
97 | 2004007566 | 327.6667 | 337.6667
98 | 2004007566 | 327.3333 | 337.3333
99 | 2004007566 | 327 | 337
100 | 2004007566 | 328.6667 | 338.6667
101 | 2004007566 | 330.3333 | 340.3333
102 | 2004007566 | 332 | 342
103 | 2004007566 | 334.3333 | 344.3333
104 | 2004007566 | 336.6667 | 346.6667
105 | 2004007566 | 339 | 349
106 | 2004007566 | 339.3333 | 349.3333
107 | 2004007566 | 339.6667 | 349.6667
108 | 2004007566 | 340 | 350
109 | 2004007566 | 342.3333 | 352.3333
110 | 2004007566 | 344.6667 | 354.6667
111 | 2004007566 | 347 | 357
112 | 2004007566 | 349.6667 | 359.6667
113 | 2004007566 | 352.3333 | 362.3333
114 | 2004007566 | 355 | 365
115 | 2004007566 | 360.3333 | 370.3333
116 | 2004007566 | 365.6667 | 375.6667
117 | 2004007566 | 371 | 381
118 | 2004007566 | 373.6667 | 383.6667
119 | 2004007566 | 376.3333 | 386.3333
120 | 2004007566 | 379 | 389
121 | 2004007566 | 383.3333 | 393.3333
122 | 2004007566 | 387.6667 | 377.6667
123 | 2004007566 | 392 | 382
124 | 2004007566 | 395.3333 | 385.3333
125 | 2004007566 | 398.6667 | 388.6667
126 | 2004007566 | 402 | 392
127 | 2004007566 | 404.3333 | 394.3333
128 | 2004007566 | 406.6667 | 396.6667
129 | 2004007566 | 409 | 399
130 | 2004007566 | 409 | 399
131 | 2004007566 | 409 | 399
132 | 2004007566 | 409 | 399
133 | 2004007566 | 408.3333 | 398.3333
134 | 2004007566 | 407.6667 | 397.6667
135 | 2004007566 | 407 | 397
136 | 2004007566 | 407 | 397
137 | 2004007566 | 407 | 397
138 | 2004007566 | 407 | 397
139 | 2004007566 | 407 | 397
140 | 2004007566 | 407 | 397
141 | 2004007566 | 407 | 397
142 | 2004007566 | 406 | 396
143 | 2004007566 | 405 | 395
0 | 2005011190 | 343 | 333
1 | 2005011190 | 344 | 334
2 | 2005011190 | 345 | 335
3 | 2005011190 | 346 | 336
4 | 2005011190 | 348 | 338
5 | 2005011190 | 350 | 340
6 | 2005011190 | 352 | 342
7 | 2005011190 | 353 | 343
8 | 2005011190 | 354 | 344
9 | 2005011190 | 355 | 345
10 | 2005011190 | 356.6667 | 346.6667
11 | 2005011190 | 358.3333 | 348.3333
12 | 2005011190 | 360 | 350
13 | 2005011190 | 363.6667 | 353.6667
14 | 2005011190 | 367.3333 | 357.3333
15 | 2005011190 | 371 | 361
16 | 2005011190 | 373.3333 | 363.3333
17 | 2005011190 | 375.6667 | 365.6667
18 | 2005011190 | 378 | 368
19 | 2005011190 | 378.6667 | 368.6667
20 | 2005011190 | 379.3333 | 369.3333
21 | 2005011190 | 380 | 370
22 | 2005011190 | 381.3333 | 371.3333
23 | 2005011190 | 382.6667 | 372.6667
24 | 2005011190 | 384 | 374
25 | 2005011190 | 385.3333 | 375.3333
26 | 2005011190 | 386.6667 | 376.6667
27 | 2005011190 | 388 | 378
28 | 2005011190 | 387 | 377
29 | 2005011190 | 386 | 376
30 | 2005011190 | 385 | 375
31 | 2005011190 | 383 | 373
32 | 2005011190 | 381 | 371
33 | 2005011190 | 379 | 369
34 | 2005011190 | 378.3333 | 368.3333
35 | 2005011190 | 377.6667 | 367.6667
36 | 2005011190 | 377 | 367
37 | 2005011190 | 377.3333 | 367.3333
38 | 2005011190 | 377.6667 | 367.6667
39 | 2005011190 | 378 | 368
40 | 2005011190 | 379.6667 | 369.6667
41 | 2005011190 | 381.3333 | 371.3333
42 | 2005011190 | 383 | 373
43 | 2005011190 | 385.3333 | 375.3333
44 | 2005011190 | 387.6667 | 377.6667
45 | 2005011190 | 390 | 380
46 | 2005011190 | 391.3333 | 381.3333
47 | 2005011190 | 392.6667 | 382.6667
48 | 2005011190 | 394 | 384
49 | 2005011190 | 393.3333 | 383.3333
50 | 2005011190 | 392.6667 | 382.6667
51 | 2005011190 | 392 | 382
52 | 2005011190 | 387.6667 | 377.6667
53 | 2005011190 | 383.3333 | 373.3333
54 | 2005011190 | 379 | 369
55 | 2005011190 | 372.3333 | 362.3333
56 | 2005011190 | 365.6667 | 355.6667
57 | 2005011190 | 359 | 349
58 | 2005011190 | 353.6667 | 343.6667
59 | 2005011190 | 348.3333 | 338.3333
60 | 2005011190 | 343 | 333
61 | 2005011190 | 338.3333 | 328.3333
62 | 2005011190 | 333.6667 | 323.6667
63 | 2005011190 | 329 | 319
64 | 2005011190 | 326 | 316
65 | 2005011190 | 323 | 313
66 | 2005011190 | 320 | 310
67 | 2005011190 | 318.3333 | 308.3333
68 | 2005011190 | 316.6667 | 306.6667
69 | 2005011190 | 315 | 305
70 | 2005011190 | 315.3333 | 305.3333
71 | 2005011190 | 315.6667 | 305.6667
72 | 2005011190 | 316 | 306
73 | 2005011190 | 316.3333 | 306.3333
74 | 2005011190 | 316.6667 | 306.6667
75 | 2005011190 | 317 | 307
76 | 2005011190 | 316.3333 | 306.3333
77 | 2005011190 | 315.6667 | 305.6667
78 | 2005011190 | 315 | 305
79 | 2005011190 | 314.6667 | 304.6667
80 | 2005011190 | 314.3333 | 304.3333
81 | 2005011190 | 314 | 304
82 | 2005011190 | 316.3333 | 306.3333
83 | 2005011190 | 318.6667 | 308.6667
84 | 2005011190 | 321 | 311
85 | 2005011190 | 323.3333 | 313.3333
86 | 2005011190 | 325.6667 | 315.6667
87 | 2005011190 | 328 | 318
88 | 2005011190 | 328.3333 | 318.3333
89 | 2005011190 | 328.6667 | 318.6667
90 | 2005011190 | 329 | 339
91 | 2005011190 | 329 | 339
92 | 2005011190 | 329 | 339
93 | 2005011190 | 329 | 339
94 | 2005011190 | 328.6667 | 338.6667
95 | 2005011190 | 328.3333 | 338.3333
96 | 2005011190 | 328 | 338
97 | 2005011190 | 327.6667 | 337.6667
98 | 2005011190 | 327.3333 | 337.3333
99 | 2005011190 | 327 | 337
100 | 2005011190 | 328.6667 | 338.6667
101 | 2005011190 | 330.3333 | 340.3333
102 | 2005011190 | 332 | 342
103 | 2005011190 | 334.3333 | 344.3333
104 | 2005011190 | 336.6667 | 346.6667
105 | 2005011190 | 339 | 349
106 | 2005011190 | 339.3333 | 349.3333
107 | 2005011190 | 339.6667 | 349.6667
108 | 2005011190 | 340 | 350
109 | 2005011190 | 342.3333 | 352.3333
110 | 2005011190 | 344.6667 | 354.6667
111 | 2005011190 | 347 | 357
112 | 2005011190 | 349.6667 | 359.6667
113 | 2005011190 | 352.3333 | 362.3333
114 | 2005011190 | 355 | 365
115 | 2005011190 | 360.3333 | 370.3333
116 | 2005011190 | 365.6667 | 375.6667
117 | 2005011190 | 371 | 381
118 | 2005011190 | 373.6667 | 383.6667
119 | 2005011190 | 376.3333 | 386.3333
120 | 2005011190 | 379 | 389
121 | 2005011190 | 383.3333 | 393.3333
122 | 2005011190 | 387.6667 | 377.6667
123 | 2005011190 | 392 | 382
124 | 2005011190 | 395.3333 | 385.3333
125 | 2005011190 | 398.6667 | 388.6667
126 | 2005011190 | 402 | 392
127 | 2005011190 | 404.3333 | 394.3333
128 | 2005011190 | 406.6667 | 396.6667
129 | 2005011190 | 409 | 399
130 | 2005011190 | 409 | 399
131 | 2005011190 | 409 | 399
132 | 2005011190 | 409 | 399
133 | 2005011190 | 408.3333 | 398.3333
134 | 2005011190 | 407.6667 | 397.6667
135 | 2005011190 | 407 | 397
136 | 2005011190 | 407 | 397
137 | 2005011190 | 407 | 397
138 | 2005011190 | 407 | 397
139 | 2005011190 | 407 | 397
140 | 2005011190 | 407 | 397
141 | 2005011190 | 407 | 397
142 | 2005011190 | 406 | 396
143 | 2005011190 | 405 | 395
0 | 2007006855 | 343 | 333
1 | 2007006855 | 344 | 334
2 | 2007006855 | 345 | 335
3 | 2007006855 | 346 | 336
4 | 2007006855 | 348 | 338
5 | 2007006855 | 350 | 340
6 | 2007006855 | 352 | 342
7 | 2007006855 | 353 | 343
8 | 2007006855 | 354 | 344
9 | 2007006855 | 355 | 345
10 | 2007006855 | 356.6667 | 346.6667
11 | 2007006855 | 358.3333 | 348.3333
12 | 2007006855 | 360 | 350
13 | 2007006855 | 363.6667 | 353.6667
14 | 2007006855 | 367.3333 | 357.3333
15 | 2007006855 | 371 | 361
16 | 2007006855 | 373.3333 | 363.3333
17 | 2007006855 | 375.6667 | 365.6667
18 | 2007006855 | 378 | 368
19 | 2007006855 | 378.6667 | 368.6667
20 | 2007006855 | 379.3333 | 369.3333
21 | 2007006855 | 380 | 370
22 | 2007006855 | 381.3333 | 371.3333
23 | 2007006855 | 382.6667 | 372.6667
24 | 2007006855 | 384 | 374
25 | 2007006855 | 385.3333 | 375.3333
26 | 2007006855 | 386.6667 | 376.6667
27 | 2007006855 | 388 | 378
28 | 2007006855 | 387 | 377
29 | 2007006855 | 386 | 376
30 | 2007006855 | 385 | 375
31 | 2007006855 | 383 | 373
32 | 2007006855 | 381 | 371
33 | 2007006855 | 379 | 369
34 | 2007006855 | 378.3333 | 368.3333
35 | 2007006855 | 377.6667 | 367.6667
36 | 2007006855 | 377 | 367
37 | 2007006855 | 377.3333 | 367.3333
38 | 2007006855 | 377.6667 | 367.6667
39 | 2007006855 | 378 | 368
40 | 2007006855 | 379.6667 | 369.6667
41 | 2007006855 | 381.3333 | 371.3333
42 | 2007006855 | 383 | 373
43 | 2007006855 | 385.3333 | 375.3333
44 | 2007006855 | 387.6667 | 377.6667
45 | 2007006855 | 390 | 380
46 | 2007006855 | 391.3333 | 381.3333
47 | 2007006855 | 392.6667 | 382.6667
48 | 2007006855 | 394 | 384
49 | 2007006855 | 393.3333 | 383.3333
50 | 2007006855 | 392.6667 | 382.6667
51 | 2007006855 | 392 | 382
52 | 2007006855 | 387.6667 | 377.6667
53 | 2007006855 | 383.3333 | 373.3333
54 | 2007006855 | 379 | 369
55 | 2007006855 | 372.3333 | 362.3333
56 | 2007006855 | 365.6667 | 355.6667
57 | 2007006855 | 359 | 349
58 | 2007006855 | 353.6667 | 343.6667
59 | 2007006855 | 348.3333 | 338.3333
60 | 2007006855 | 343 | 333
61 | 2007006855 | 338.3333 | 328.3333
62 | 2007006855 | 333.6667 | 323.6667
63 | 2007006855 | 329 | 319
64 | 2007006855 | 326 | 316
65 | 2007006855 | 323 | 313
66 | 2007006855 | 320 | 310
67 | 2007006855 | 318.3333 | 308.3333
68 | 2007006855 | 316.6667 | 306.6667
69 | 2007006855 | 315 | 305
70 | 2007006855 | 315.3333 | 305.3333
71 | 2007006855 | 315.6667 | 305.6667
72 | 2007006855 | 316 | 306
73 | 2007006855 | 316.3333 | 306.3333
74 | 2007006855 | 316.6667 | 306.6667
75 | 2007006855 | 317 | 307
76 | 2007006855 | 316.3333 | 306.3333
77 | 2007006855 | 315.6667 | 305.6667
78 | 2007006855 | 315 | 305
79 | 2007006855 | 314.6667 | 304.6667
80 | 2007006855 | 314.3333 | 304.3333
81 | 2007006855 | 314 | 304
82 | 2007006855 | 316.3333 | 306.3333
83 | 2007006855 | 318.6667 | 308.6667
84 | 2007006855 | 321 | 311
85 | 2007006855 | 323.3333 | 313.3333
86 | 2007006855 | 325.6667 | 315.6667
87 | 2007006855 | 328 | 318
88 | 2007006855 | 328.3333 | 318.3333
89 | 2007006855 | 328.6667 | 318.6667
90 | 2007006855 | 329 | 339
91 | 2007006855 | 329 | 339
92 | 2007006855 | 329 | 339
93 | 2007006855 | 329 | 339
94 | 2007006855 | 328.6667 | 338.6667
95 | 2007006855 | 328.3333 | 338.3333
96 | 2007006855 | 328 | 338
97 | 2007006855 | 327.6667 | 337.6667
98 | 2007006855 | 327.3333 | 337.3333
99 | 2007006855 | 327 | 337
100 | 2007006855 | 328.6667 | 338.6667
101 | 2007006855 | 330.3333 | 340.3333
102 | 2007006855 | 332 | 342
103 | 2007006855 | 334.3333 | 344.3333
104 | 2007006855 | 336.6667 | 346.6667
105 | 2007006855 | 339 | 349
106 | 2007006855 | 339.3333 | 349.3333
107 | 2007006855 | 339.6667 | 349.6667
108 | 2007006855 | 340 | 350
109 | 2007006855 | 342.3333 | 352.3333
110 | 2007006855 | 344.6667 | 354.6667
111 | 2007006855 | 347 | 357
112 | 2007006855 | 349.6667 | 359.6667
113 | 2007006855 | 352.3333 | 362.3333
114 | 2007006855 | 355 | 365
115 | 2007006855 | 360.3333 | 370.3333
116 | 2007006855 | 365.6667 | 375.6667
117 | 2007006855 | 371 | 381
118 | 2007006855 | 373.6667 | 383.6667
119 | 2007006855 | 376.3333 | 386.3333
120 | 2007006855 | 379 | 389
121 | 2007006855 | 383.3333 | 393.3333
122 | 2007006855 | 387.6667 | 377.6667
123 | 2007006855 | 392 | 382
124 | 2007006855 | 395.3333 | 385.3333
125 | 2007006855 | 398.6667 | 388.6667
126 | 2007006855 | 402 | 392
127 | 2007006855 | 404.3333 | 394.3333
128 | 2007006855 | 406.6667 | 396.6667
129 | 2007006855 | 409 | 399
130 | 2007006855 | 409 | 399
131 | 2007006855 | 409 | 399
132 | 2007006855 | 409 | 399
133 | 2007006855 | 408.3333 | 398.3333
134 | 2007006855 | 407.6667 | 397.6667
135 | 2007006855 | 407 | 397
136 | 2007006855 | 407 | 397
137 | 2007006855 | 407 | 397
138 | 2007006855 | 407 | 397
139 | 2007006855 | 407 | 397
140 | 2007006855 | 407 | 397
141 | 2007006855 | 407 | 397
142 | 2007006855 | 406 | 396
143 | 2007006855 | 405 | 395
0 | 2007009787 | 343 | 333
1 | 2007009787 | 344 | 334
2 | 2007009787 | 345 | 335
3 | 2007009787 | 346 | 336
4 | 2007009787 | 348 | 338
5 | 2007009787 | 350 | 340
6 | 2007009787 | 352 | 342
7 | 2007009787 | 353 | 343
8 | 2007009787 | 354 | 344
9 | 2007009787 | 355 | 345
10 | 2007009787 | 356.6667 | 346.6667
11 | 2007009787 | 358.3333 | 348.3333
12 | 2007009787 | 360 | 350
13 | 2007009787 | 363.6667 | 353.6667
14 | 2007009787 | 367.3333 | 357.3333
15 | 2007009787 | 371 | 361
16 | 2007009787 | 373.3333 | 363.3333
17 | 2007009787 | 375.6667 | 365.6667
18 | 2007009787 | 378 | 368
19 | 2007009787 | 378.6667 | 368.6667
20 | 2007009787 | 379.3333 | 369.3333
21 | 2007009787 | 380 | 370
22 | 2007009787 | 381.3333 | 371.3333
23 | 2007009787 | 382.6667 | 372.6667
24 | 2007009787 | 384 | 374
25 | 2007009787 | 385.3333 | 375.3333
26 | 2007009787 | 386.6667 | 376.6667
27 | 2007009787 | 388 | 378
28 | 2007009787 | 387 | 377
29 | 2007009787 | 386 | 376
30 | 2007009787 | 385 | 375
31 | 2007009787 | 383 | 373
32 | 2007009787 | 381 | 371
33 | 2007009787 | 379 | 369
34 | 2007009787 | 378.3333 | 368.3333
35 | 2007009787 | 377.6667 | 367.6667
36 | 2007009787 | 377 | 367
37 | 2007009787 | 377.3333 | 367.3333
38 | 2007009787 | 377.6667 | 367.6667
39 | 2007009787 | 378 | 368
40 | 2007009787 | 379.6667 | 369.6667
41 | 2007009787 | 381.3333 | 371.3333
42 | 2007009787 | 383 | 373
43 | 2007009787 | 385.3333 | 375.3333
44 | 2007009787 | 387.6667 | 377.6667
45 | 2007009787 | 390 | 380
46 | 2007009787 | 391.3333 | 381.3333
47 | 2007009787 | 392.6667 | 382.6667
48 | 2007009787 | 394 | 384
49 | 2007009787 | 393.3333 | 383.3333
50 | 2007009787 | 392.6667 | 382.6667
51 | 2007009787 | 392 | 382
52 | 2007009787 | 387.6667 | 377.6667
53 | 2007009787 | 383.3333 | 373.3333
54 | 2007009787 | 379 | 369
55 | 2007009787 | 372.3333 | 362.3333
56 | 2007009787 | 365.6667 | 355.6667
57 | 2007009787 | 359 | 349
58 | 2007009787 | 353.6667 | 343.6667
59 | 2007009787 | 348.3333 | 338.3333
60 | 2007009787 | 343 | 333
61 | 2007009787 | 338.3333 | 328.3333
62 | 2007009787 | 333.6667 | 323.6667
63 | 2007009787 | 329 | 319
64 | 2007009787 | 326 | 316
65 | 2007009787 | 323 | 313
66 | 2007009787 | 320 | 310
67 | 2007009787 | 318.3333 | 308.3333
68 | 2007009787 | 316.6667 | 306.6667
69 | 2007009787 | 315 | 305
70 | 2007009787 | 315.3333 | 305.3333
71 | 2007009787 | 315.6667 | 305.6667
72 | 2007009787 | 316 | 306
73 | 2007009787 | 316.3333 | 306.3333
74 | 2007009787 | 316.6667 | 306.6667
75 | 2007009787 | 317 | 307
76 | 2007009787 | 316.3333 | 306.3333
77 | 2007009787 | 315.6667 | 305.6667
78 | 2007009787 | 315 | 305
79 | 2007009787 | 314.6667 | 304.6667
80 | 2007009787 | 314.3333 | 304.3333
81 | 2007009787 | 314 | 304
82 | 2007009787 | 316.3333 | 306.3333
83 | 2007009787 | 318.6667 | 308.6667
84 | 2007009787 | 321 | 311
85 | 2007009787 | 323.3333 | 313.3333
86 | 2007009787 | 325.6667 | 315.6667
87 | 2007009787 | 328 | 318
88 | 2007009787 | 328.3333 | 318.3333
89 | 2007009787 | 328.6667 | 318.6667
90 | 2007009787 | 329 | 339
91 | 2007009787 | 329 | 339
92 | 2007009787 | 329 | 339
93 | 2007009787 | 329 | 339
94 | 2007009787 | 328.6667 | 338.6667
95 | 2007009787 | 328.3333 | 338.3333
96 | 2007009787 | 328 | 338
97 | 2007009787 | 327.6667 | 337.6667
98 | 2007009787 | 327.3333 | 337.3333
99 | 2007009787 | 327 | 337
100 | 2007009787 | 328.6667 | 338.6667
101 | 2007009787 | 330.3333 | 340.3333
102 | 2007009787 | 332 | 342
103 | 2007009787 | 334.3333 | 344.3333
104 | 2007009787 | 336.6667 | 346.6667
105 | 2007009787 | 339 | 349
106 | 2007009787 | 339.3333 | 349.3333
107 | 2007009787 | 339.6667 | 349.6667
108 | 2007009787 | 340 | 350
109 | 2007009787 | 342.3333 | 352.3333
110 | 2007009787 | 344.6667 | 354.6667
111 | 2007009787 | 347 | 357
112 | 2007009787 | 349.6667 | 359.6667
113 | 2007009787 | 352.3333 | 362.3333
114 | 2007009787 | 355 | 365
115 | 2007009787 | 360.3333 | 370.3333
116 | 2007009787 | 365.6667 | 375.6667
117 | 2007009787 | 371 | 381
118 | 2007009787 | 373.6667 | 383.6667
119 | 2007009787 | 376.3333 | 386.3333
120 | 2007009787 | 379 | 389
121 | 2007009787 | 383.3333 | 393.3333
122 | 2007009787 | 387.6667 | 377.6667
123 | 2007009787 | 392 | 382
124 | 2007009787 | 395.3333 | 385.3333
125 | 2007009787 | 398.6667 | 388.6667
126 | 2007009787 | 402 | 392
127 | 2007009787 | 404.3333 | 394.3333
128 | 2007009787 | 406.6667 | 396.6667
129 | 2007009787 | 409 | 399
130 | 2007009787 | 409 | 399
131 | 2007009787 | 409 | 399
132 | 2007009787 | 409 | 399
133 | 2007009787 | 408.3333 | 398.3333
134 | 2007009787 | 407.6667 | 397.6667
135 | 2007009787 | 407 | 397
136 | 2007009787 | 407 | 397
137 | 2007009787 | 407 | 397
138 | 2007009787 | 407 | 397
139 | 2007009787 | 407 | 397
140 | 2007009787 | 407 | 397
141 | 2007009787 | 407 | 397
142 | 2007009787 | 406 | 396
143 | 2007009787 | 405 | 395
0 | 2015006135 | 343 | 333
1 | 2015006135 | 344 | 334
2 | 2015006135 | 345 | 335
3 | 2015006135 | 346 | 336
4 | 2015006135 | 348 | 338
5 | 2015006135 | 350 | 340
6 | 2015006135 | 352 | 342
7 | 2015006135 | 353 | 343
8 | 2015006135 | 354 | 344
9 | 2015006135 | 355 | 345
10 | 2015006135 | 356.6667 | 346.6667
11 | 2015006135 | 358.3333 | 348.3333
12 | 2015006135 | 360 | 350
13 | 2015006135 | 363.6667 | 353.6667
14 | 2015006135 | 367.3333 | 357.3333
15 | 2015006135 | 371 | 361
16 | 2015006135 | 373.3333 | 363.3333
17 | 2015006135 | 375.6667 | 365.6667
18 | 2015006135 | 378 | 368
19 | 2015006135 | 378.6667 | 368.6667
20 | 2015006135 | 379.3333 | 369.3333
21 | 2015006135 | 380 | 370
22 | 2015006135 | 381.3333 | 371.3333
23 | 2015006135 | 382.6667 | 372.6667
24 | 2015006135 | 384 | 374
25 | 2015006135 | 385.3333 | 375.3333
26 | 2015006135 | 386.6667 | 376.6667
27 | 2015006135 | 388 | 378
28 | 2015006135 | 387 | 377
29 | 2015006135 | 386 | 376
30 | 2015006135 | 385 | 375
31 | 2015006135 | 383 | 373
32 | 2015006135 | 381 | 371
33 | 2015006135 | 379 | 369
34 | 2015006135 | 378.3333 | 368.3333
35 | 2015006135 | 377.6667 | 367.6667
36 | 2015006135 | 377 | 367
37 | 2015006135 | 377.3333 | 367.3333
38 | 2015006135 | 377.6667 | 367.6667
39 | 2015006135 | 378 | 368
40 | 2015006135 | 379.6667 | 369.6667
41 | 2015006135 | 381.3333 | 371.3333
42 | 2015006135 | 383 | 373
43 | 2015006135 | 385.3333 | 375.3333
44 | 2015006135 | 387.6667 | 377.6667
45 | 2015006135 | 390 | 380
46 | 2015006135 | 391.3333 | 381.3333
47 | 2015006135 | 392.6667 | 382.6667
48 | 2015006135 | 394 | 384
49 | 2015006135 | 393.3333 | 383.3333
50 | 2015006135 | 392.6667 | 382.6667
51 | 2015006135 | 392 | 382
52 | 2015006135 | 387.6667 | 377.6667
53 | 2015006135 | 383.3333 | 373.3333
54 | 2015006135 | 379 | 369
55 | 2015006135 | 372.3333 | 362.3333
56 | 2015006135 | 365.6667 | 355.6667
57 | 2015006135 | 359 | 349
58 | 2015006135 | 353.6667 | 343.6667
59 | 2015006135 | 348.3333 | 338.3333
60 | 2015006135 | 343 | 333
61 | 2015006135 | 338.3333 | 328.3333
62 | 2015006135 | 333.6667 | 323.6667
63 | 2015006135 | 329 | 319
64 | 2015006135 | 326 | 316
65 | 2015006135 | 323 | 313
66 | 2015006135 | 320 | 310
67 | 2015006135 | 318.3333 | 308.3333
68 | 2015006135 | 316.6667 | 306.6667
69 | 2015006135 | 315 | 305
70 | 2015006135 | 315.3333 | 305.3333
71 | 2015006135 | 315.6667 | 305.6667
72 | 2015006135 | 316 | 306
73 | 2015006135 | 316.3333 | 306.3333
74 | 2015006135 | 316.6667 | 306.6667
75 | 2015006135 | 317 | 307
76 | 2015006135 | 316.3333 | 306.3333
77 | 2015006135 | 315.6667 | 305.6667
78 | 2015006135 | 315 | 305
79 | 2015006135 | 314.6667 | 304.6667
80 | 2015006135 | 314.3333 | 304.3333
81 | 2015006135 | 314 | 304
82 | 2015006135 | 316.3333 | 306.3333
83 | 2015006135 | 318.6667 | 308.6667
84 | 2015006135 | 321 | 311
85 | 2015006135 | 323.3333 | 313.3333
86 | 2015006135 | 325.6667 | 315.6667
87 | 2015006135 | 328 | 318
88 | 2015006135 | 328.3333 | 318.3333
89 | 2015006135 | 328.6667 | 318.6667
90 | 2015006135 | 329 | 339
91 | 2015006135 | 329 | 339
92 | 2015006135 | 329 | 339
93 | 2015006135 | 329 | 339
94 | 2015006135 | 328.6667 | 338.6667
95 | 2015006135 | 328.3333 | 338.3333
96 | 2015006135 | 328 | 338
97 | 2015006135 | 327.6667 | 337.6667
98 | 2015006135 | 327.3333 | 337.3333
99 | 2015006135 | 327 | 337
100 | 2015006135 | 328.6667 | 338.6667
101 | 2015006135 | 330.3333 | 340.3333
102 | 2015006135 | 332 | 342
103 | 2015006135 | 334.3333 | 344.3333
104 | 2015006135 | 336.6667 | 346.6667
105 | 2015006135 | 339 | 349
106 | 2015006135 | 339.3333 | 349.3333
107 | 2015006135 | 339.6667 | 349.6667
108 | 2015006135 | 340 | 350
109 | 2015006135 | 342.3333 | 352.3333
110 | 2015006135 | 344.6667 | 354.6667
111 | 2015006135 | 347 | 357
112 | 2015006135 | 349.6667 | 359.6667
113 | 2015006135 | 352.3333 | 362.3333
114 | 2015006135 | 355 | 365
115 | 2015006135 | 360.3333 | 370.3333
116 | 2015006135 | 365.6667 | 375.6667
117 | 2015006135 | 371 | 381
118 | 2015006135 | 373.6667 | 383.6667
119 | 2015006135 | 376.3333 | 386.3333
120 | 2015006135 | 379 | 389
121 | 2015006135 | 383.3333 | 393.3333
122 | 2015006135 | 387.6667 | 377.6667
123 | 2015006135 | 392 | 382
124 | 2015006135 | 395.3333 | 385.3333
125 | 2015006135 | 398.6667 | 388.6667
126 | 2015006135 | 402 | 392
127 | 2015006135 | 404.3333 | 394.3333
128 | 2015006135 | 406.6667 | 396.6667
129 | 2015006135 | 409 | 399
130 | 2015006135 | 409 | 399
131 | 2015006135 | 409 | 399
132 | 2015006135 | 409 | 399
133 | 2015006135 | 408.3333 | 398.3333
134 | 2015006135 | 407.6667 | 397.6667
135 | 2015006135 | 407 | 397
136 | 2015006135 | 407 | 397
137 | 2015006135 | 407 | 397
138 | 2015006135 | 407 | 397
139 | 2015006135 | 407 | 397
140 | 2015006135 | 407 | 397
141 | 2015006135 | 407 | 397
142 | 2015006135 | 406 | 396
143 | 2015006135 | 405 | 395
0 | 2005000520 | 343 | 333
1 | 2005000520 | 344 | 334
2 | 2005000520 | 345 | 335
3 | 2005000520 | 346 | 336
4 | 2005000520 | 348 | 338
5 | 2005000520 | 350 | 340
6 | 2005000520 | 352 | 342
7 | 2005000520 | 353 | 343
8 | 2005000520 | 354 | 344
9 | 2005000520 | 355 | 345
10 | 2005000520 | 356.6667 | 346.6667
11 | 2005000520 | 358.3333 | 348.3333
12 | 2005000520 | 360 | 350
13 | 2005000520 | 363.6667 | 353.6667
14 | 2005000520 | 367.3333 | 357.3333
15 | 2005000520 | 371 | 361
16 | 2005000520 | 373.3333 | 363.3333
17 | 2005000520 | 375.6667 | 365.6667
18 | 2005000520 | 378 | 368
19 | 2005000520 | 378.6667 | 368.6667
20 | 2005000520 | 379.3333 | 369.3333
21 | 2005000520 | 380 | 370
22 | 2005000520 | 381.3333 | 371.3333
23 | 2005000520 | 382.6667 | 372.6667
24 | 2005000520 | 384 | 374
25 | 2005000520 | 385.3333 | 375.3333
26 | 2005000520 | 386.6667 | 376.6667
27 | 2005000520 | 388 | 378
28 | 2005000520 | 387 | 377
29 | 2005000520 | 386 | 376
30 | 2005000520 | 385 | 375
31 | 2005000520 | 383 | 373
32 | 2005000520 | 381 | 371
33 | 2005000520 | 379 | 369
34 | 2005000520 | 378.3333 | 368.3333
35 | 2005000520 | 377.6667 | 367.6667
36 | 2005000520 | 377 | 367
37 | 2005000520 | 377.3333 | 367.3333
38 | 2005000520 | 377.6667 | 367.6667
39 | 2005000520 | 378 | 368
40 | 2005000520 | 379.6667 | 369.6667
41 | 2005000520 | 381.3333 | 371.3333
42 | 2005000520 | 383 | 373
43 | 2005000520 | 385.3333 | 375.3333
44 | 2005000520 | 387.6667 | 377.6667
45 | 2005000520 | 390 | 380
46 | 2005000520 | 391.3333 | 381.3333
47 | 2005000520 | 392.6667 | 382.6667
48 | 2005000520 | 394 | 384
49 | 2005000520 | 393.3333 | 383.3333
50 | 2005000520 | 392.6667 | 382.6667
51 | 2005000520 | 392 | 382
52 | 2005000520 | 387.6667 | 377.6667
53 | 2005000520 | 383.3333 | 373.3333
54 | 2005000520 | 379 | 369
55 | 2005000520 | 372.3333 | 362.3333
56 | 2005000520 | 365.6667 | 355.6667
57 | 2005000520 | 359 | 349
58 | 2005000520 | 353.6667 | 343.6667
59 | 2005000520 | 348.3333 | 338.3333
60 | 2005000520 | 343 | 333
61 | 2005000520 | 338.3333 | 328.3333
62 | 2005000520 | 333.6667 | 323.6667
63 | 2005000520 | 329 | 319
64 | 2005000520 | 326 | 316
65 | 2005000520 | 323 | 313
66 | 2005000520 | 320 | 310
67 | 2005000520 | 318.3333 | 308.3333
68 | 2005000520 | 316.6667 | 306.6667
69 | 2005000520 | 315 | 305
70 | 2005000520 | 315.3333 | 305.3333
71 | 2005000520 | 315.6667 | 305.6667
72 | 2005000520 | 316 | 306
73 | 2005000520 | 316.3333 | 306.3333
74 | 2005000520 | 316.6667 | 306.6667
75 | 2005000520 | 317 | 307
76 | 2005000520 | 316.3333 | 306.3333
77 | 2005000520 | 315.6667 | 305.6667
78 | 2005000520 | 315 | 305
79 | 2005000520 | 314.6667 | 304.6667
80 | 2005000520 | 314.3333 | 304.3333
81 | 2005000520 | 314 | 304
82 | 2005000520 | 316.3333 | 306.3333
83 | 2005000520 | 318.6667 | 308.6667
84 | 2005000520 | 321 | 311
85 | 2005000520 | 323.3333 | 313.3333
86 | 2005000520 | 325.6667 | 315.6667
87 | 2005000520 | 328 | 318
88 | 2005000520 | 328.3333 | 318.3333
89 | 2005000520 | 328.6667 | 318.6667
90 | 2005000520 | 329 | 339
91 | 2005000520 | 329 | 339
92 | 2005000520 | 329 | 339
93 | 2005000520 | 329 | 339
94 | 2005000520 | 328.6667 | 338.6667
95 | 2005000520 | 328.3333 | 338.3333
96 | 2005000520 | 328 | 338
97 | 2005000520 | 327.6667 | 337.6667
98 | 2005000520 | 327.3333 | 337.3333
99 | 2005000520 | 327 | 337
100 | 2005000520 | 328.6667 | 338.6667
101 | 2005000520 | 330.3333 | 340.3333
102 | 2005000520 | 332 | 342
103 | 2005000520 | 334.3333 | 344.3333
104 | 2005000520 | 336.6667 | 346.6667
105 | 2005000520 | 339 | 349
106 | 2005000520 | 339.3333 | 349.3333
107 | 2005000520 | 339.6667 | 349.6667
108 | 2005000520 | 340 | 350
109 | 2005000520 | 342.3333 | 352.3333
110 | 2005000520 | 344.6667 | 354.6667
111 | 2005000520 | 347 | 357
112 | 2005000520 | 349.6667 | 359.6667
113 | 2005000520 | 352.3333 | 362.3333
114 | 2005000520 | 355 | 365
115 | 2005000520 | 360.3333 | 370.3333
116 | 2005000520 | 365.6667 | 375.6667
117 | 2005000520 | 371 | 381
118 | 2005000520 | 373.6667 | 383.6667
119 | 2005000520 | 376.3333 | 386.3333
120 | 2005000520 | 379 | 389
121 | 2005000520 | 383.3333 | 393.3333
122 | 2005000520 | 387.6667 | 377.6667
123 | 2005000520 | 392 | 382
124 | 2005000520 | 395.3333 | 385.3333
125 | 2005000520 | 398.6667 | 388.6667
126 | 2005000520 | 402 | 392
127 | 2005000520 | 404.3333 | 394.3333
128 | 2005000520 | 406.6667 | 396.6667
129 | 2005000520 | 409 | 399
130 | 2005000520 | 409 | 399
131 | 2005000520 | 409 | 399
132 | 2005000520 | 409 | 399
133 | 2005000520 | 408.3333 | 398.3333
134 | 2005000520 | 407.6667 | 397.6667
135 | 2005000520 | 407 | 397
136 | 2005000520 | 407 | 397
137 | 2005000520 | 407 | 397
138 | 2005000520 | 407 | 397
139 | 2005000520 | 407 | 397
140 | 2005000520 | 407 | 397
141 | 2005000520 | 407 | 397
142 | 2005000520 | 406 | 396
143 | 2005000520 | 405 | 395
0 | 2011008980 | 343 | 333
1 | 2011008980 | 344 | 334
2 | 2011008980 | 345 | 335
3 | 2011008980 | 346 | 336
4 | 2011008980 | 348 | 338
5 | 2011008980 | 350 | 340
6 | 2011008980 | 352 | 342
7 | 2011008980 | 353 | 343
8 | 2011008980 | 354 | 344
9 | 2011008980 | 355 | 345
10 | 2011008980 | 356.6667 | 346.6667
11 | 2011008980 | 358.3333 | 348.3333
12 | 2011008980 | 360 | 350
13 | 2011008980 | 363.6667 | 353.6667
14 | 2011008980 | 367.3333 | 357.3333
15 | 2011008980 | 371 | 361
16 | 2011008980 | 373.3333 | 363.3333
17 | 2011008980 | 375.6667 | 365.6667
18 | 2011008980 | 378 | 368
19 | 2011008980 | 378.6667 | 368.6667
20 | 2011008980 | 379.3333 | 369.3333
21 | 2011008980 | 380 | 370
22 | 2011008980 | 381.3333 | 371.3333
23 | 2011008980 | 382.6667 | 372.6667
24 | 2011008980 | 384 | 374
25 | 2011008980 | 385.3333 | 375.3333
26 | 2011008980 | 386.6667 | 376.6667
27 | 2011008980 | 388 | 378
28 | 2011008980 | 387 | 377
29 | 2011008980 | 386 | 376
30 | 2011008980 | 385 | 375
31 | 2011008980 | 383 | 373
32 | 2011008980 | 381 | 371
33 | 2011008980 | 379 | 369
34 | 2011008980 | 378.3333 | 368.3333
35 | 2011008980 | 377.6667 | 367.6667
36 | 2011008980 | 377 | 367
37 | 2011008980 | 377.3333 | 367.3333
38 | 2011008980 | 377.6667 | 367.6667
39 | 2011008980 | 378 | 368
40 | 2011008980 | 379.6667 | 369.6667
41 | 2011008980 | 381.3333 | 371.3333
42 | 2011008980 | 383 | 373
43 | 2011008980 | 385.3333 | 375.3333
44 | 2011008980 | 387.6667 | 377.6667
45 | 2011008980 | 390 | 380
46 | 2011008980 | 391.3333 | 381.3333
47 | 2011008980 | 392.6667 | 382.6667
48 | 2011008980 | 394 | 384
49 | 2011008980 | 393.3333 | 383.3333
50 | 2011008980 | 392.6667 | 382.6667
51 | 2011008980 | 392 | 382
52 | 2011008980 | 387.6667 | 377.6667
53 | 2011008980 | 383.3333 | 373.3333
54 | 2011008980 | 379 | 369
55 | 2011008980 | 372.3333 | 362.3333
56 | 2011008980 | 365.6667 | 355.6667
57 | 2011008980 | 359 | 349
58 | 2011008980 | 353.6667 | 343.6667
59 | 2011008980 | 348.3333 | 338.3333
60 | 2011008980 | 343 | 333
61 | 2011008980 | 338.3333 | 328.3333
62 | 2011008980 | 333.6667 | 323.6667
63 | 2011008980 | 329 | 319
64 | 2011008980 | 326 | 316
65 | 2011008980 | 323 | 313
66 | 2011008980 | 320 | 310
67 | 2011008980 | 318.3333 | 308.3333
68 | 2011008980 | 316.6667 | 306.6667
69 | 2011008980 | 315 | 305
70 | 2011008980 | 315.3333 | 305.3333
71 | 2011008980 | 315.6667 | 305.6667
72 | 2011008980 | 316 | 306
73 | 2011008980 | 316.3333 | 306.3333
74 | 2011008980 | 316.6667 | 306.6667
75 | 2011008980 | 317 | 307
76 | 2011008980 | 316.3333 | 306.3333
77 | 2011008980 | 315.6667 | 305.6667
78 | 2011008980 | 315 | 305
79 | 2011008980 | 314.6667 | 304.6667
80 | 2011008980 | 314.3333 | 304.3333
81 | 2011008980 | 314 | 304
82 | 2011008980 | 316.3333 | 306.3333
83 | 2011008980 | 318.6667 | 308.6667
84 | 2011008980 | 321 | 311
85 | 2011008980 | 323.3333 | 313.3333
86 | 2011008980 | 325.6667 | 315.6667
87 | 2011008980 | 328 | 318
88 | 2011008980 | 328.3333 | 318.3333
89 | 2011008980 | 328.6667 | 318.6667
90 | 2011008980 | 329 | 339
91 | 2011008980 | 329 | 339
92 | 2011008980 | 329 | 339
93 | 2011008980 | 329 | 339
94 | 2011008980 | 328.6667 | 338.6667
95 | 2011008980 | 328.3333 | 338.3333
96 | 2011008980 | 328 | 338
97 | 2011008980 | 327.6667 | 337.6667
98 | 2011008980 | 327.3333 | 337.3333
99 | 2011008980 | 327 | 337
100 | 2011008980 | 328.6667 | 338.6667
101 | 2011008980 | 330.3333 | 340.3333
102 | 2011008980 | 332 | 342
103 | 2011008980 | 334.3333 | 344.3333
104 | 2011008980 | 336.6667 | 346.6667
105 | 2011008980 | 339 | 349
106 | 2011008980 | 339.3333 | 349.3333
107 | 2011008980 | 339.6667 | 349.6667
108 | 2011008980 | 340 | 350
109 | 2011008980 | 342.3333 | 352.3333
110 | 2011008980 | 344.6667 | 354.6667
111 | 2011008980 | 347 | 357
112 | 2011008980 | 349.6667 | 359.6667
113 | 2011008980 | 352.3333 | 362.3333
114 | 2011008980 | 355 | 365
115 | 2011008980 | 360.3333 | 370.3333
116 | 2011008980 | 365.6667 | 375.6667
117 | 2011008980 | 371 | 381
118 | 2011008980 | 373.6667 | 383.6667
119 | 2011008980 | 376.3333 | 386.3333
120 | 2011008980 | 379 | 389
121 | 2011008980 | 383.3333 | 393.3333
122 | 2011008980 | 387.6667 | 377.6667
123 | 2011008980 | 392 | 382
124 | 2011008980 | 395.3333 | 385.3333
125 | 2011008980 | 398.6667 | 388.6667
126 | 2011008980 | 402 | 392
127 | 2011008980 | 404.3333 | 394.3333
128 | 2011008980 | 406.6667 | 396.6667
129 | 2011008980 | 409 | 399
130 | 2011008980 | 409 | 399
131 | 2011008980 | 409 | 399
132 | 2011008980 | 409 | 399
133 | 2011008980 | 408.3333 | 398.3333
134 | 2011008980 | 407.6667 | 397.6667
135 | 2011008980 | 407 | 397
136 | 2011008980 | 407 | 397
137 | 2011008980 | 407 | 397
138 | 2011008980 | 407 | 397
139 | 2011008980 | 407 | 397
140 | 2011008980 | 407 | 397
141 | 2011008980 | 407 | 397
142 | 2011008980 | 406 | 396
143 | 2011008980 | 405 | 395
0 | 2015002120 | 343 | 333
1 | 2015002120 | 344 | 334
2 | 2015002120 | 345 | 335
3 | 2015002120 | 346 | 336
4 | 2015002120 | 348 | 338
5 | 2015002120 | 350 | 340
6 | 2015002120 | 352 | 342
7 | 2015002120 | 353 | 343
8 | 2015002120 | 354 | 344
9 | 2015002120 | 355 | 345
10 | 2015002120 | 356.6667 | 346.6667
11 | 2015002120 | 358.3333 | 348.3333
12 | 2015002120 | 360 | 350
13 | 2015002120 | 363.6667 | 353.6667
14 | 2015002120 | 367.3333 | 357.3333
15 | 2015002120 | 371 | 361
16 | 2015002120 | 373.3333 | 363.3333
17 | 2015002120 | 375.6667 | 365.6667
18 | 2015002120 | 378 | 368
19 | 2015002120 | 378.6667 | 368.6667
20 | 2015002120 | 379.3333 | 369.3333
21 | 2015002120 | 380 | 370
22 | 2015002120 | 381.3333 | 371.3333
23 | 2015002120 | 382.6667 | 372.6667
24 | 2015002120 | 384 | 374
25 | 2015002120 | 385.3333 | 375.3333
26 | 2015002120 | 386.6667 | 376.6667
27 | 2015002120 | 388 | 378
28 | 2015002120 | 387 | 377
29 | 2015002120 | 386 | 376
30 | 2015002120 | 385 | 375
31 | 2015002120 | 383 | 373
32 | 2015002120 | 381 | 371
33 | 2015002120 | 379 | 369
34 | 2015002120 | 378.3333 | 368.3333
35 | 2015002120 | 377.6667 | 367.6667
36 | 2015002120 | 377 | 367
37 | 2015002120 | 377.3333 | 367.3333
38 | 2015002120 | 377.6667 | 367.6667
39 | 2015002120 | 378 | 368
40 | 2015002120 | 379.6667 | 369.6667
41 | 2015002120 | 381.3333 | 371.3333
42 | 2015002120 | 383 | 373
43 | 2015002120 | 385.3333 | 375.3333
44 | 2015002120 | 387.6667 | 377.6667
45 | 2015002120 | 390 | 380
46 | 2015002120 | 391.3333 | 381.3333
47 | 2015002120 | 392.6667 | 382.6667
48 | 2015002120 | 394 | 384
49 | 2015002120 | 393.3333 | 383.3333
50 | 2015002120 | 392.6667 | 382.6667
51 | 2015002120 | 392 | 382
52 | 2015002120 | 387.6667 | 377.6667
53 | 2015002120 | 383.3333 | 373.3333
54 | 2015002120 | 379 | 369
55 | 2015002120 | 372.3333 | 362.3333
56 | 2015002120 | 365.6667 | 355.6667
57 | 2015002120 | 359 | 349
58 | 2015002120 | 353.6667 | 343.6667
59 | 2015002120 | 348.3333 | 338.3333
60 | 2015002120 | 343 | 333
61 | 2015002120 | 338.3333 | 328.3333
62 | 2015002120 | 333.6667 | 323.6667
63 | 2015002120 | 329 | 319
64 | 2015002120 | 326 | 316
65 | 2015002120 | 323 | 313
66 | 2015002120 | 320 | 310
67 | 2015002120 | 318.3333 | 308.3333
68 | 2015002120 | 316.6667 | 306.6667
69 | 2015002120 | 315 | 305
70 | 2015002120 | 315.3333 | 305.3333
71 | 2015002120 | 315.6667 | 305.6667
72 | 2015002120 | 316 | 306
73 | 2015002120 | 316.3333 | 306.3333
74 | 2015002120 | 316.6667 | 306.6667
75 | 2015002120 | 317 | 307
76 | 2015002120 | 316.3333 | 306.3333
77 | 2015002120 | 315.6667 | 305.6667
78 | 2015002120 | 315 | 305
79 | 2015002120 | 314.6667 | 304.6667
80 | 2015002120 | 314.3333 | 304.3333
81 | 2015002120 | 314 | 304
82 | 2015002120 | 316.3333 | 306.3333
83 | 2015002120 | 318.6667 | 308.6667
84 | 2015002120 | 321 | 311
85 | 2015002120 | 323.3333 | 313.3333
86 | 2015002120 | 325.6667 | 315.6667
87 | 2015002120 | 328 | 318
88 | 2015002120 | 328.3333 | 318.3333
89 | 2015002120 | 328.6667 | 318.6667
90 | 2015002120 | 329 | 339
91 | 2015002120 | 329 | 339
92 | 2015002120 | 329 | 339
93 | 2015002120 | 329 | 339
94 | 2015002120 | 328.6667 | 338.6667
95 | 2015002120 | 328.3333 | 338.3333
96 | 2015002120 | 328 | 338
97 | 2015002120 | 327.6667 | 337.6667
98 | 2015002120 | 327.3333 | 337.3333
99 | 2015002120 | 327 | 337
100 | 2015002120 | 328.6667 | 338.6667
101 | 2015002120 | 330.3333 | 340.3333
102 | 2015002120 | 332 | 342
103 | 2015002120 | 334.3333 | 344.3333
104 | 2015002120 | 336.6667 | 346.6667
105 | 2015002120 | 339 | 349
106 | 2015002120 | 339.3333 | 349.3333
107 | 2015002120 | 339.6667 | 349.6667
108 | 2015002120 | 340 | 350
109 | 2015002120 | 342.3333 | 352.3333
110 | 2015002120 | 344.6667 | 354.6667
111 | 2015002120 | 347 | 357
112 | 2015002120 | 349.6667 | 359.6667
113 | 2015002120 | 352.3333 | 362.3333
114 | 2015002120 | 355 | 365
115 | 2015002120 | 360.3333 | 370.3333
116 | 2015002120 | 365.6667 | 375.6667
117 | 2015002120 | 371 | 381
118 | 2015002120 | 373.6667 | 383.6667
119 | 2015002120 | 376.3333 | 386.3333
120 | 2015002120 | 379 | 389
121 | 2015002120 | 383.3333 | 393.3333
122 | 2015002120 | 387.6667 | 377.6667
123 | 2015002120 | 392 | 382
124 | 2015002120 | 395.3333 | 385.3333
125 | 2015002120 | 398.6667 | 388.6667
126 | 2015002120 | 402 | 392
127 | 2015002120 | 404.3333 | 394.3333
128 | 2015002120 | 406.6667 | 396.6667
129 | 2015002120 | 409 | 399
130 | 2015002120 | 409 | 399
131 | 2015002120 | 409 | 399
132 | 2015002120 | 409 | 399
133 | 2015002120 | 408.3333 | 398.3333
134 | 2015002120 | 407.6667 | 397.6667
135 | 2015002120 | 407 | 397
136 | 2015002120 | 407 | 397
137 | 2015002120 | 407 | 397
138 | 2015002120 | 407 | 397
139 | 2015002120 | 407 | 397
140 | 2015002120 | 407 | 397
141 | 2015002120 | 407 | 397
142 | 2015002120 | 406 | 396
143 | 2015002120 | 405 | 395
0 | 2006007967 | 343 | 333
1 | 2006007967 | 344 | 334
2 | 2006007967 | 345 | 335
3 | 2006007967 | 346 | 336
4 | 2006007967 | 348 | 338
5 | 2006007967 | 350 | 340
6 | 2006007967 | 352 | 342
7 | 2006007967 | 353 | 343
8 | 2006007967 | 354 | 344
9 | 2006007967 | 355 | 345
10 | 2006007967 | 356.6667 | 346.6667
11 | 2006007967 | 358.3333 | 348.3333
12 | 2006007967 | 360 | 350
13 | 2006007967 | 363.6667 | 353.6667
14 | 2006007967 | 367.3333 | 357.3333
15 | 2006007967 | 371 | 361
16 | 2006007967 | 373.3333 | 363.3333
17 | 2006007967 | 375.6667 | 365.6667
18 | 2006007967 | 378 | 368
19 | 2006007967 | 378.6667 | 368.6667
20 | 2006007967 | 379.3333 | 369.3333
21 | 2006007967 | 380 | 370
22 | 2006007967 | 381.3333 | 371.3333
23 | 2006007967 | 382.6667 | 372.6667
24 | 2006007967 | 384 | 374
25 | 2006007967 | 385.3333 | 375.3333
26 | 2006007967 | 386.6667 | 376.6667
27 | 2006007967 | 388 | 378
28 | 2006007967 | 387 | 377
29 | 2006007967 | 386 | 376
30 | 2006007967 | 385 | 375
31 | 2006007967 | 383 | 373
32 | 2006007967 | 381 | 371
33 | 2006007967 | 379 | 369
34 | 2006007967 | 378.3333 | 368.3333
35 | 2006007967 | 377.6667 | 367.6667
36 | 2006007967 | 377 | 367
37 | 2006007967 | 377.3333 | 367.3333
38 | 2006007967 | 377.6667 | 367.6667
39 | 2006007967 | 378 | 368
40 | 2006007967 | 379.6667 | 369.6667
41 | 2006007967 | 381.3333 | 371.3333
42 | 2006007967 | 383 | 373
43 | 2006007967 | 385.3333 | 375.3333
44 | 2006007967 | 387.6667 | 377.6667
45 | 2006007967 | 390 | 380
46 | 2006007967 | 391.3333 | 381.3333
47 | 2006007967 | 392.6667 | 382.6667
48 | 2006007967 | 394 | 384
49 | 2006007967 | 393.3333 | 383.3333
50 | 2006007967 | 392.6667 | 382.6667
51 | 2006007967 | 392 | 382
52 | 2006007967 | 387.6667 | 377.6667
53 | 2006007967 | 383.3333 | 373.3333
54 | 2006007967 | 379 | 369
55 | 2006007967 | 372.3333 | 362.3333
56 | 2006007967 | 365.6667 | 355.6667
57 | 2006007967 | 359 | 349
58 | 2006007967 | 353.6667 | 343.6667
59 | 2006007967 | 348.3333 | 338.3333
60 | 2006007967 | 343 | 333
61 | 2006007967 | 338.3333 | 328.3333
62 | 2006007967 | 333.6667 | 323.6667
63 | 2006007967 | 329 | 319
64 | 2006007967 | 326 | 316
65 | 2006007967 | 323 | 313
66 | 2006007967 | 320 | 310
67 | 2006007967 | 318.3333 | 308.3333
68 | 2006007967 | 316.6667 | 306.6667
69 | 2006007967 | 315 | 305
70 | 2006007967 | 315.3333 | 305.3333
71 | 2006007967 | 315.6667 | 305.6667
72 | 2006007967 | 316 | 306
73 | 2006007967 | 316.3333 | 306.3333
74 | 2006007967 | 316.6667 | 306.6667
75 | 2006007967 | 317 | 307
76 | 2006007967 | 316.3333 | 306.3333
77 | 2006007967 | 315.6667 | 305.6667
78 | 2006007967 | 315 | 305
79 | 2006007967 | 314.6667 | 304.6667
80 | 2006007967 | 314.3333 | 304.3333
81 | 2006007967 | 314 | 304
82 | 2006007967 | 316.3333 | 306.3333
83 | 2006007967 | 318.6667 | 308.6667
84 | 2006007967 | 321 | 311
85 | 2006007967 | 323.3333 | 313.3333
86 | 2006007967 | 325.6667 | 315.6667
87 | 2006007967 | 328 | 318
88 | 2006007967 | 328.3333 | 318.3333
89 | 2006007967 | 328.6667 | 318.6667
90 | 2006007967 | 329 | 339
91 | 2006007967 | 329 | 339
92 | 2006007967 | 329 | 339
93 | 2006007967 | 329 | 339
94 | 2006007967 | 328.6667 | 338.6667
95 | 2006007967 | 328.3333 | 338.3333
96 | 2006007967 | 328 | 338
97 | 2006007967 | 327.6667 | 337.6667
98 | 2006007967 | 327.3333 | 337.3333
99 | 2006007967 | 327 | 337
100 | 2006007967 | 328.6667 | 338.6667
101 | 2006007967 | 330.3333 | 340.3333
102 | 2006007967 | 332 | 342
103 | 2006007967 | 334.3333 | 344.3333
104 | 2006007967 | 336.6667 | 346.6667
105 | 2006007967 | 339 | 349
106 | 2006007967 | 339.3333 | 349.3333
107 | 2006007967 | 339.6667 | 349.6667
108 | 2006007967 | 340 | 350
109 | 2006007967 | 342.3333 | 352.3333
110 | 2006007967 | 344.6667 | 354.6667
111 | 2006007967 | 347 | 357
112 | 2006007967 | 349.6667 | 359.6667
113 | 2006007967 | 352.3333 | 362.3333
114 | 2006007967 | 355 | 365
115 | 2006007967 | 360.3333 | 370.3333
116 | 2006007967 | 365.6667 | 375.6667
117 | 2006007967 | 371 | 381
118 | 2006007967 | 373.6667 | 383.6667
119 | 2006007967 | 376.3333 | 386.3333
120 | 2006007967 | 379 | 389
121 | 2006007967 | 383.3333 | 393.3333
122 | 2006007967 | 387.6667 | 377.6667
123 | 2006007967 | 392 | 382
124 | 2006007967 | 395.3333 | 385.3333
125 | 2006007967 | 398.6667 | 388.6667
126 | 2006007967 | 402 | 392
127 | 2006007967 | 404.3333 | 394.3333
128 | 2006007967 | 406.6667 | 396.6667
129 | 2006007967 | 409 | 399
130 | 2006007967 | 409 | 399
131 | 2006007967 | 409 | 399
132 | 2006007967 | 409 | 399
133 | 2006007967 | 408.3333 | 398.3333
134 | 2006007967 | 407.6667 | 397.6667
135 | 2006007967 | 407 | 397
136 | 2006007967 | 407 | 397
137 | 2006007967 | 407 | 397
138 | 2006007967 | 407 | 397
139 | 2006007967 | 407 | 397
140 | 2006007967 | 407 | 397
141 | 2006007967 | 407 | 397
142 | 2006007967 | 406 | 396
143 | 2006007967 | 405 | 395
0 | 2016009009 | 343 | 333
1 | 2016009009 | 344 | 334
2 | 2016009009 | 345 | 335
3 | 2016009009 | 346 | 336
4 | 2016009009 | 348 | 338
5 | 2016009009 | 350 | 340
6 | 2016009009 | 352 | 342
7 | 2016009009 | 353 | 343
8 | 2016009009 | 354 | 344
9 | 2016009009 | 355 | 345
10 | 2016009009 | 356.6667 | 346.6667
11 | 2016009009 | 358.3333 | 348.3333
12 | 2016009009 | 360 | 350
13 | 2016009009 | 363.6667 | 353.6667
14 | 2016009009 | 367.3333 | 357.3333
15 | 2016009009 | 371 | 361
16 | 2016009009 | 373.3333 | 363.3333
17 | 2016009009 | 375.6667 | 365.6667
18 | 2016009009 | 378 | 368
19 | 2016009009 | 378.6667 | 368.6667
20 | 2016009009 | 379.3333 | 369.3333
21 | 2016009009 | 380 | 370
22 | 2016009009 | 381.3333 | 371.3333
23 | 2016009009 | 382.6667 | 372.6667
24 | 2016009009 | 384 | 374
25 | 2016009009 | 385.3333 | 375.3333
26 | 2016009009 | 386.6667 | 376.6667
27 | 2016009009 | 388 | 378
28 | 2016009009 | 387 | 377
29 | 2016009009 | 386 | 376
30 | 2016009009 | 385 | 375
31 | 2016009009 | 383 | 373
32 | 2016009009 | 381 | 371
33 | 2016009009 | 379 | 369
34 | 2016009009 | 378.3333 | 368.3333
35 | 2016009009 | 377.6667 | 367.6667
36 | 2016009009 | 377 | 367
37 | 2016009009 | 377.3333 | 367.3333
38 | 2016009009 | 377.6667 | 367.6667
39 | 2016009009 | 378 | 368
40 | 2016009009 | 379.6667 | 369.6667
41 | 2016009009 | 381.3333 | 371.3333
42 | 2016009009 | 383 | 373
43 | 2016009009 | 385.3333 | 375.3333
44 | 2016009009 | 387.6667 | 377.6667
45 | 2016009009 | 390 | 380
46 | 2016009009 | 391.3333 | 381.3333
47 | 2016009009 | 392.6667 | 382.6667
48 | 2016009009 | 394 | 384
49 | 2016009009 | 393.3333 | 383.3333
50 | 2016009009 | 392.6667 | 382.6667
51 | 2016009009 | 392 | 382
52 | 2016009009 | 387.6667 | 377.6667
53 | 2016009009 | 383.3333 | 373.3333
54 | 2016009009 | 379 | 369
55 | 2016009009 | 372.3333 | 362.3333
56 | 2016009009 | 365.6667 | 355.6667
57 | 2016009009 | 359 | 349
58 | 2016009009 | 353.6667 | 343.6667
59 | 2016009009 | 348.3333 | 338.3333
60 | 2016009009 | 343 | 333
61 | 2016009009 | 338.3333 | 328.3333
62 | 2016009009 | 333.6667 | 323.6667
63 | 2016009009 | 329 | 319
64 | 2016009009 | 326 | 316
65 | 2016009009 | 323 | 313
66 | 2016009009 | 320 | 310
67 | 2016009009 | 318.3333 | 308.3333
68 | 2016009009 | 316.6667 | 306.6667
69 | 2016009009 | 315 | 305
70 | 2016009009 | 315.3333 | 305.3333
71 | 2016009009 | 315.6667 | 305.6667
72 | 2016009009 | 316 | 306
73 | 2016009009 | 316.3333 | 306.3333
74 | 2016009009 | 316.6667 | 306.6667
75 | 2016009009 | 317 | 307
76 | 2016009009 | 316.3333 | 306.3333
77 | 2016009009 | 315.6667 | 305.6667
78 | 2016009009 | 315 | 305
79 | 2016009009 | 314.6667 | 304.6667
80 | 2016009009 | 314.3333 | 304.3333
81 | 2016009009 | 314 | 304
82 | 2016009009 | 316.3333 | 306.3333
83 | 2016009009 | 318.6667 | 308.6667
84 | 2016009009 | 321 | 311
85 | 2016009009 | 323.3333 | 313.3333
86 | 2016009009 | 325.6667 | 315.6667
87 | 2016009009 | 328 | 318
88 | 2016009009 | 328.3333 | 318.3333
89 | 2016009009 | 328.6667 | 318.6667
90 | 2016009009 | 329 | 339
91 | 2016009009 | 329 | 339
92 | 2016009009 | 329 | 339
93 | 2016009009 | 329 | 339
94 | 2016009009 | 328.6667 | 338.6667
95 | 2016009009 | 328.3333 | 338.3333
96 | 2016009009 | 328 | 338
97 | 2016009009 | 327.6667 | 337.6667
98 | 2016009009 | 327.3333 | 337.3333
99 | 2016009009 | 327 | 337
100 | 2016009009 | 328.6667 | 338.6667
101 | 2016009009 | 330.3333 | 340.3333
102 | 2016009009 | 332 | 342
103 | 2016009009 | 334.3333 | 344.3333
104 | 2016009009 | 336.6667 | 346.6667
105 | 2016009009 | 339 | 349
106 | 2016009009 | 339.3333 | 349.3333
107 | 2016009009 | 339.6667 | 349.6667
108 | 2016009009 | 340 | 350
109 | 2016009009 | 342.3333 | 352.3333
110 | 2016009009 | 344.6667 | 354.6667
111 | 2016009009 | 347 | 357
112 | 2016009009 | 349.6667 | 359.6667
113 | 2016009009 | 352.3333 | 362.3333
114 | 2016009009 | 355 | 365
115 | 2016009009 | 360.3333 | 370.3333
116 | 2016009009 | 365.6667 | 375.6667
117 | 2016009009 | 371 | 381
118 | 2016009009 | 373.6667 | 383.6667
119 | 2016009009 | 376.3333 | 386.3333
120 | 2016009009 | 379 | 389
121 | 2016009009 | 383.3333 | 393.3333
122 | 2016009009 | 387.6667 | 377.6667
123 | 2016009009 | 392 | 382
124 | 2016009009 | 395.3333 | 385.3333
125 | 2016009009 | 398.6667 | 388.6667
126 | 2016009009 | 402 | 392
127 | 2016009009 | 404.3333 | 394.3333
128 | 2016009009 | 406.6667 | 396.6667
129 | 2016009009 | 409 | 399
130 | 2016009009 | 409 | 399
131 | 2016009009 | 409 | 399
132 | 2016009009 | 409 | 399
133 | 2016009009 | 408.3333 | 398.3333
134 | 2016009009 | 407.6667 | 397.6667
135 | 2016009009 | 407 | 397
136 | 2016009009 | 407 | 397
137 | 2016009009 | 407 | 397
138 | 2016009009 | 407 | 397
139 | 2016009009 | 407 | 397
140 | 2016009009 | 407 | 397
141 | 2016009009 | 407 | 397
142 | 2016009009 | 406 | 396
143 | 2016009009 | 405 | 395
0 | 2011009726 | 343 | 333
1 | 2011009726 | 344 | 334
2 | 2011009726 | 345 | 335
3 | 2011009726 | 346 | 336
4 | 2011009726 | 348 | 338
5 | 2011009726 | 350 | 340
6 | 2011009726 | 352 | 342
7 | 2011009726 | 353 | 343
8 | 2011009726 | 354 | 344
9 | 2011009726 | 355 | 345
10 | 2011009726 | 356.6667 | 346.6667
11 | 2011009726 | 358.3333 | 348.3333
12 | 2011009726 | 360 | 350
13 | 2011009726 | 363.6667 | 353.6667
14 | 2011009726 | 367.3333 | 357.3333
15 | 2011009726 | 371 | 361
16 | 2011009726 | 373.3333 | 363.3333
17 | 2011009726 | 375.6667 | 365.6667
18 | 2011009726 | 378 | 368
19 | 2011009726 | 378.6667 | 368.6667
20 | 2011009726 | 379.3333 | 369.3333
21 | 2011009726 | 380 | 370
22 | 2011009726 | 381.3333 | 371.3333
23 | 2011009726 | 382.6667 | 372.6667
24 | 2011009726 | 384 | 374
25 | 2011009726 | 385.3333 | 375.3333
26 | 2011009726 | 386.6667 | 376.6667
27 | 2011009726 | 388 | 378
28 | 2011009726 | 387 | 377
29 | 2011009726 | 386 | 376
30 | 2011009726 | 385 | 375
31 | 2011009726 | 383 | 373
32 | 2011009726 | 381 | 371
33 | 2011009726 | 379 | 369
34 | 2011009726 | 378.3333 | 368.3333
35 | 2011009726 | 377.6667 | 367.6667
36 | 2011009726 | 377 | 367
37 | 2011009726 | 377.3333 | 367.3333
38 | 2011009726 | 377.6667 | 367.6667
39 | 2011009726 | 378 | 368
40 | 2011009726 | 379.6667 | 369.6667
41 | 2011009726 | 381.3333 | 371.3333
42 | 2011009726 | 383 | 373
43 | 2011009726 | 385.3333 | 375.3333
44 | 2011009726 | 387.6667 | 377.6667
45 | 2011009726 | 390 | 380
46 | 2011009726 | 391.3333 | 381.3333
47 | 2011009726 | 392.6667 | 382.6667
48 | 2011009726 | 394 | 384
49 | 2011009726 | 393.3333 | 383.3333
50 | 2011009726 | 392.6667 | 382.6667
51 | 2011009726 | 392 | 382
52 | 2011009726 | 387.6667 | 377.6667
53 | 2011009726 | 383.3333 | 373.3333
54 | 2011009726 | 379 | 369
55 | 2011009726 | 372.3333 | 362.3333
56 | 2011009726 | 365.6667 | 355.6667
57 | 2011009726 | 359 | 349
58 | 2011009726 | 353.6667 | 343.6667
59 | 2011009726 | 348.3333 | 338.3333
60 | 2011009726 | 343 | 333
61 | 2011009726 | 338.3333 | 328.3333
62 | 2011009726 | 333.6667 | 323.6667
63 | 2011009726 | 329 | 319
64 | 2011009726 | 326 | 316
65 | 2011009726 | 323 | 313
66 | 2011009726 | 320 | 310
67 | 2011009726 | 318.3333 | 308.3333
68 | 2011009726 | 316.6667 | 306.6667
69 | 2011009726 | 315 | 305
70 | 2011009726 | 315.3333 | 305.3333
71 | 2011009726 | 315.6667 | 305.6667
72 | 2011009726 | 316 | 306
73 | 2011009726 | 316.3333 | 306.3333
74 | 2011009726 | 316.6667 | 306.6667
75 | 2011009726 | 317 | 307
76 | 2011009726 | 316.3333 | 306.3333
77 | 2011009726 | 315.6667 | 305.6667
78 | 2011009726 | 315 | 305
79 | 2011009726 | 314.6667 | 304.6667
80 | 2011009726 | 314.3333 | 304.3333
81 | 2011009726 | 314 | 304
82 | 2011009726 | 316.3333 | 306.3333
83 | 2011009726 | 318.6667 | 308.6667
84 | 2011009726 | 321 | 311
85 | 2011009726 | 323.3333 | 313.3333
86 | 2011009726 | 325.6667 | 315.6667
87 | 2011009726 | 328 | 318
88 | 2011009726 | 328.3333 | 318.3333
89 | 2011009726 | 328.6667 | 318.6667
90 | 2011009726 | 329 | 339
91 | 2011009726 | 329 | 339
92 | 2011009726 | 329 | 339
93 | 2011009726 | 329 | 339
94 | 2011009726 | 328.6667 | 338.6667
95 | 2011009726 | 328.3333 | 338.3333
96 | 2011009726 | 328 | 338
97 | 2011009726 | 327.6667 | 337.6667
98 | 2011009726 | 327.3333 | 337.3333
99 | 2011009726 | 327 | 337
100 | 2011009726 | 328.6667 | 338.6667
101 | 2011009726 | 330.3333 | 340.3333
102 | 2011009726 | 332 | 342
103 | 2011009726 | 334.3333 | 344.3333
104 | 2011009726 | 336.6667 | 346.6667
105 | 2011009726 | 339 | 349
106 | 2011009726 | 339.3333 | 349.3333
107 | 2011009726 | 339.6667 | 349.6667
108 | 2011009726 | 340 | 350
109 | 2011009726 | 342.3333 | 352.3333
110 | 2011009726 | 344.6667 | 354.6667
111 | 2011009726 | 347 | 357
112 | 2011009726 | 349.6667 | 359.6667
113 | 2011009726 | 352.3333 | 362.3333
114 | 2011009726 | 355 | 365
115 | 2011009726 | 360.3333 | 370.3333
116 | 2011009726 | 365.6667 | 375.6667
117 | 2011009726 | 371 | 381
118 | 2011009726 | 373.6667 | 383.6667
119 | 2011009726 | 376.3333 | 386.3333
120 | 2011009726 | 379 | 389
121 | 2011009726 | 383.3333 | 393.3333
122 | 2011009726 | 387.6667 | 377.6667
123 | 2011009726 | 392 | 382
124 | 2011009726 | 395.3333 | 385.3333
125 | 2011009726 | 398.6667 | 388.6667
126 | 2011009726 | 402 | 392
127 | 2011009726 | 404.3333 | 394.3333
128 | 2011009726 | 406.6667 | 396.6667
129 | 2011009726 | 409 | 399
130 | 2011009726 | 409 | 399
131 | 2011009726 | 409 | 399
132 | 2011009726 | 409 | 399
133 | 2011009726 | 408.3333 | 398.3333
134 | 2011009726 | 407.6667 | 397.6667
135 | 2011009726 | 407 | 397
136 | 2011009726 | 407 | 397
137 | 2011009726 | 407 | 397
138 | 2011009726 | 407 | 397
139 | 2011009726 | 407 | 397
140 | 2011009726 | 407 | 397
141 | 2011009726 | 407 | 397
142 | 2011009726 | 406 | 396
143 | 2011009726 | 405 | 395
0 | 2013001679 | 343 | 333
1 | 2013001679 | 344 | 334
2 | 2013001679 | 345 | 335
3 | 2013001679 | 346 | 336
4 | 2013001679 | 348 | 338
5 | 2013001679 | 350 | 340
6 | 2013001679 | 352 | 342
7 | 2013001679 | 353 | 343
8 | 2013001679 | 354 | 344
9 | 2013001679 | 355 | 345
10 | 2013001679 | 356.6667 | 346.6667
11 | 2013001679 | 358.3333 | 348.3333
12 | 2013001679 | 360 | 350
13 | 2013001679 | 363.6667 | 353.6667
14 | 2013001679 | 367.3333 | 357.3333
15 | 2013001679 | 371 | 361
16 | 2013001679 | 373.3333 | 363.3333
17 | 2013001679 | 375.6667 | 365.6667
18 | 2013001679 | 378 | 368
19 | 2013001679 | 378.6667 | 368.6667
20 | 2013001679 | 379.3333 | 369.3333
21 | 2013001679 | 380 | 370
22 | 2013001679 | 381.3333 | 371.3333
23 | 2013001679 | 382.6667 | 372.6667
24 | 2013001679 | 384 | 374
25 | 2013001679 | 385.3333 | 375.3333
26 | 2013001679 | 386.6667 | 376.6667
27 | 2013001679 | 388 | 378
28 | 2013001679 | 387 | 377
29 | 2013001679 | 386 | 376
30 | 2013001679 | 385 | 375
31 | 2013001679 | 383 | 373
32 | 2013001679 | 381 | 371
33 | 2013001679 | 379 | 369
34 | 2013001679 | 378.3333 | 368.3333
35 | 2013001679 | 377.6667 | 367.6667
36 | 2013001679 | 377 | 367
37 | 2013001679 | 377.3333 | 367.3333
38 | 2013001679 | 377.6667 | 367.6667
39 | 2013001679 | 378 | 368
40 | 2013001679 | 379.6667 | 369.6667
41 | 2013001679 | 381.3333 | 371.3333
42 | 2013001679 | 383 | 373
43 | 2013001679 | 385.3333 | 375.3333
44 | 2013001679 | 387.6667 | 377.6667
45 | 2013001679 | 390 | 380
46 | 2013001679 | 391.3333 | 381.3333
47 | 2013001679 | 392.6667 | 382.6667
48 | 2013001679 | 394 | 384
49 | 2013001679 | 393.3333 | 383.3333
50 | 2013001679 | 392.6667 | 382.6667
51 | 2013001679 | 392 | 382
52 | 2013001679 | 387.6667 | 377.6667
53 | 2013001679 | 383.3333 | 373.3333
54 | 2013001679 | 379 | 369
55 | 2013001679 | 372.3333 | 362.3333
56 | 2013001679 | 365.6667 | 355.6667
57 | 2013001679 | 359 | 349
58 | 2013001679 | 353.6667 | 343.6667
59 | 2013001679 | 348.3333 | 338.3333
60 | 2013001679 | 343 | 333
61 | 2013001679 | 338.3333 | 328.3333
62 | 2013001679 | 333.6667 | 323.6667
63 | 2013001679 | 329 | 319
64 | 2013001679 | 326 | 316
65 | 2013001679 | 323 | 313
66 | 2013001679 | 320 | 310
67 | 2013001679 | 318.3333 | 308.3333
68 | 2013001679 | 316.6667 | 306.6667
69 | 2013001679 | 315 | 305
70 | 2013001679 | 315.3333 | 305.3333
71 | 2013001679 | 315.6667 | 305.6667
72 | 2013001679 | 316 | 306
73 | 2013001679 | 316.3333 | 306.3333
74 | 2013001679 | 316.6667 | 306.6667
75 | 2013001679 | 317 | 307
76 | 2013001679 | 316.3333 | 306.3333
77 | 2013001679 | 315.6667 | 305.6667
78 | 2013001679 | 315 | 305
79 | 2013001679 | 314.6667 | 304.6667
80 | 2013001679 | 314.3333 | 304.3333
81 | 2013001679 | 314 | 304
82 | 2013001679 | 316.3333 | 306.3333
83 | 2013001679 | 318.6667 | 308.6667
84 | 2013001679 | 321 | 311
85 | 2013001679 | 323.3333 | 313.3333
86 | 2013001679 | 325.6667 | 315.6667
87 | 2013001679 | 328 | 318
88 | 2013001679 | 328.3333 | 318.3333
89 | 2013001679 | 328.6667 | 318.6667
90 | 2013001679 | 329 | 339
91 | 2013001679 | 329 | 339
92 | 2013001679 | 329 | 339
93 | 2013001679 | 329 | 339
94 | 2013001679 | 328.6667 | 338.6667
95 | 2013001679 | 328.3333 | 338.3333
96 | 2013001679 | 328 | 338
97 | 2013001679 | 327.6667 | 337.6667
98 | 2013001679 | 327.3333 | 337.3333
99 | 2013001679 | 327 | 337
100 | 2013001679 | 328.6667 | 338.6667
101 | 2013001679 | 330.3333 | 340.3333
102 | 2013001679 | 332 | 342
103 | 2013001679 | 334.3333 | 344.3333
104 | 2013001679 | 336.6667 | 346.6667
105 | 2013001679 | 339 | 349
106 | 2013001679 | 339.3333 | 349.3333
107 | 2013001679 | 339.6667 | 349.6667
108 | 2013001679 | 340 | 350
109 | 2013001679 | 342.3333 | 352.3333
110 | 2013001679 | 344.6667 | 354.6667
111 | 2013001679 | 347 | 357
112 | 2013001679 | 349.6667 | 359.6667
113 | 2013001679 | 352.3333 | 362.3333
114 | 2013001679 | 355 | 365
115 | 2013001679 | 360.3333 | 370.3333
116 | 2013001679 | 365.6667 | 375.6667
117 | 2013001679 | 371 | 381
118 | 2013001679 | 373.6667 | 383.6667
119 | 2013001679 | 376.3333 | 386.3333
120 | 2013001679 | 379 | 389
121 | 2013001679 | 383.3333 | 393.3333
122 | 2013001679 | 387.6667 | 377.6667
123 | 2013001679 | 392 | 382
124 | 2013001679 | 395.3333 | 385.3333
125 | 2013001679 | 398.6667 | 388.6667
126 | 2013001679 | 402 | 392
127 | 2013001679 | 404.3333 | 394.3333
128 | 2013001679 | 406.6667 | 396.6667
129 | 2013001679 | 409 | 399
130 | 2013001679 | 409 | 399
131 | 2013001679 | 409 | 399
132 | 2013001679 | 409 | 399
133 | 2013001679 | 408.3333 | 398.3333
134 | 2013001679 | 407.6667 | 397.6667
135 | 2013001679 | 407 | 397
136 | 2013001679 | 407 | 397
137 | 2013001679 | 407 | 397
138 | 2013001679 | 407 | 397
139 | 2013001679 | 407 | 397
140 | 2013001679 | 407 | 397
141 | 2013001679 | 407 | 397
142 | 2013001679 | 406 | 396
143 | 2013001679 | 405 | 395
0 | 2002008926 | 343 | 333
1 | 2002008926 | 344 | 334
2 | 2002008926 | 345 | 335
3 | 2002008926 | 346 | 336
4 | 2002008926 | 348 | 338
5 | 2002008926 | 350 | 340
6 | 2002008926 | 352 | 342
7 | 2002008926 | 353 | 343
8 | 2002008926 | 354 | 344
9 | 2002008926 | 355 | 345
10 | 2002008926 | 356.6667 | 346.6667
11 | 2002008926 | 358.3333 | 348.3333
12 | 2002008926 | 360 | 350
13 | 2002008926 | 363.6667 | 353.6667
14 | 2002008926 | 367.3333 | 357.3333
15 | 2002008926 | 371 | 361
16 | 2002008926 | 373.3333 | 363.3333
17 | 2002008926 | 375.6667 | 365.6667
18 | 2002008926 | 378 | 368
19 | 2002008926 | 378.6667 | 368.6667
20 | 2002008926 | 379.3333 | 369.3333
21 | 2002008926 | 380 | 370
22 | 2002008926 | 381.3333 | 371.3333
23 | 2002008926 | 382.6667 | 372.6667
24 | 2002008926 | 384 | 374
25 | 2002008926 | 385.3333 | 375.3333
26 | 2002008926 | 386.6667 | 376.6667
27 | 2002008926 | 388 | 378
28 | 2002008926 | 387 | 377
29 | 2002008926 | 386 | 376
30 | 2002008926 | 385 | 375
31 | 2002008926 | 383 | 373
32 | 2002008926 | 381 | 371
33 | 2002008926 | 379 | 369
34 | 2002008926 | 378.3333 | 368.3333
35 | 2002008926 | 377.6667 | 367.6667
36 | 2002008926 | 377 | 367
37 | 2002008926 | 377.3333 | 367.3333
38 | 2002008926 | 377.6667 | 367.6667
39 | 2002008926 | 378 | 368
40 | 2002008926 | 379.6667 | 369.6667
41 | 2002008926 | 381.3333 | 371.3333
42 | 2002008926 | 383 | 373
43 | 2002008926 | 385.3333 | 375.3333
44 | 2002008926 | 387.6667 | 377.6667
45 | 2002008926 | 390 | 380
46 | 2002008926 | 391.3333 | 381.3333
47 | 2002008926 | 392.6667 | 382.6667
48 | 2002008926 | 394 | 384
49 | 2002008926 | 393.3333 | 383.3333
50 | 2002008926 | 392.6667 | 382.6667
51 | 2002008926 | 392 | 382
52 | 2002008926 | 387.6667 | 377.6667
53 | 2002008926 | 383.3333 | 373.3333
54 | 2002008926 | 379 | 369
55 | 2002008926 | 372.3333 | 362.3333
56 | 2002008926 | 365.6667 | 355.6667
57 | 2002008926 | 359 | 349
58 | 2002008926 | 353.6667 | 343.6667
59 | 2002008926 | 348.3333 | 338.3333
60 | 2002008926 | 343 | 333
61 | 2002008926 | 338.3333 | 328.3333
62 | 2002008926 | 333.6667 | 323.6667
63 | 2002008926 | 329 | 319
64 | 2002008926 | 326 | 316
65 | 2002008926 | 323 | 313
66 | 2002008926 | 320 | 310
67 | 2002008926 | 318.3333 | 308.3333
68 | 2002008926 | 316.6667 | 306.6667
69 | 2002008926 | 315 | 305
70 | 2002008926 | 315.3333 | 305.3333
71 | 2002008926 | 315.6667 | 305.6667
72 | 2002008926 | 316 | 306
73 | 2002008926 | 316.3333 | 306.3333
74 | 2002008926 | 316.6667 | 306.6667
75 | 2002008926 | 317 | 307
76 | 2002008926 | 316.3333 | 306.3333
77 | 2002008926 | 315.6667 | 305.6667
78 | 2002008926 | 315 | 305
79 | 2002008926 | 314.6667 | 304.6667
80 | 2002008926 | 314.3333 | 304.3333
81 | 2002008926 | 314 | 304
82 | 2002008926 | 316.3333 | 306.3333
83 | 2002008926 | 318.6667 | 308.6667
84 | 2002008926 | 321 | 311
85 | 2002008926 | 323.3333 | 313.3333
86 | 2002008926 | 325.6667 | 315.6667
87 | 2002008926 | 328 | 318
88 | 2002008926 | 328.3333 | 318.3333
89 | 2002008926 | 328.6667 | 318.6667
90 | 2002008926 | 329 | 339
91 | 2002008926 | 329 | 339
92 | 2002008926 | 329 | 339
93 | 2002008926 | 329 | 339
94 | 2002008926 | 328.6667 | 338.6667
95 | 2002008926 | 328.3333 | 338.3333
96 | 2002008926 | 328 | 338
97 | 2002008926 | 327.6667 | 337.6667
98 | 2002008926 | 327.3333 | 337.3333
99 | 2002008926 | 327 | 337
100 | 2002008926 | 328.6667 | 338.6667
101 | 2002008926 | 330.3333 | 340.3333
102 | 2002008926 | 332 | 342
103 | 2002008926 | 334.3333 | 344.3333
104 | 2002008926 | 336.6667 | 346.6667
105 | 2002008926 | 339 | 349
106 | 2002008926 | 339.3333 | 349.3333
107 | 2002008926 | 339.6667 | 349.6667
108 | 2002008926 | 340 | 350
109 | 2002008926 | 342.3333 | 352.3333
110 | 2002008926 | 344.6667 | 354.6667
111 | 2002008926 | 347 | 357
112 | 2002008926 | 349.6667 | 359.6667
113 | 2002008926 | 352.3333 | 362.3333
114 | 2002008926 | 355 | 365
115 | 2002008926 | 360.3333 | 370.3333
116 | 2002008926 | 365.6667 | 375.6667
117 | 2002008926 | 371 | 381
118 | 2002008926 | 373.6667 | 383.6667
119 | 2002008926 | 376.3333 | 386.3333
120 | 2002008926 | 379 | 389
121 | 2002008926 | 383.3333 | 393.3333
122 | 2002008926 | 387.6667 | 377.6667
123 | 2002008926 | 392 | 382
124 | 2002008926 | 395.3333 | 385.3333
125 | 2002008926 | 398.6667 | 388.6667
126 | 2002008926 | 402 | 392
127 | 2002008926 | 404.3333 | 394.3333
128 | 2002008926 | 406.6667 | 396.6667
129 | 2002008926 | 409 | 399
130 | 2002008926 | 409 | 399
131 | 2002008926 | 409 | 399
132 | 2002008926 | 409 | 399
133 | 2002008926 | 408.3333 | 398.3333
134 | 2002008926 | 407.6667 | 397.6667
135 | 2002008926 | 407 | 397
136 | 2002008926 | 407 | 397
137 | 2002008926 | 407 | 397
138 | 2002008926 | 407 | 397
139 | 2002008926 | 407 | 397
140 | 2002008926 | 407 | 397
141 | 2002008926 | 407 | 397
142 | 2002008926 | 406 | 396
143 | 2002008926 | 405 | 395
0 | 2016003772 | 343 | 333
1 | 2016003772 | 344 | 334
2 | 2016003772 | 345 | 335
3 | 2016003772 | 346 | 336
4 | 2016003772 | 348 | 338
5 | 2016003772 | 350 | 340
6 | 2016003772 | 352 | 342
7 | 2016003772 | 353 | 343
8 | 2016003772 | 354 | 344
9 | 2016003772 | 355 | 345
10 | 2016003772 | 356.6667 | 346.6667
11 | 2016003772 | 358.3333 | 348.3333
12 | 2016003772 | 360 | 350
13 | 2016003772 | 363.6667 | 353.6667
14 | 2016003772 | 367.3333 | 357.3333
15 | 2016003772 | 371 | 361
16 | 2016003772 | 373.3333 | 363.3333
17 | 2016003772 | 375.6667 | 365.6667
18 | 2016003772 | 378 | 368
19 | 2016003772 | 378.6667 | 368.6667
20 | 2016003772 | 379.3333 | 369.3333
21 | 2016003772 | 380 | 370
22 | 2016003772 | 381.3333 | 371.3333
23 | 2016003772 | 382.6667 | 372.6667
24 | 2016003772 | 384 | 374
25 | 2016003772 | 385.3333 | 375.3333
26 | 2016003772 | 386.6667 | 376.6667
27 | 2016003772 | 388 | 378
28 | 2016003772 | 387 | 377
29 | 2016003772 | 386 | 376
30 | 2016003772 | 385 | 375
31 | 2016003772 | 383 | 373
32 | 2016003772 | 381 | 371
33 | 2016003772 | 379 | 369
34 | 2016003772 | 378.3333 | 368.3333
35 | 2016003772 | 377.6667 | 367.6667
36 | 2016003772 | 377 | 367
37 | 2016003772 | 377.3333 | 367.3333
38 | 2016003772 | 377.6667 | 367.6667
39 | 2016003772 | 378 | 368
40 | 2016003772 | 379.6667 | 369.6667
41 | 2016003772 | 381.3333 | 371.3333
42 | 2016003772 | 383 | 373
43 | 2016003772 | 385.3333 | 375.3333
44 | 2016003772 | 387.6667 | 377.6667
45 | 2016003772 | 390 | 380
46 | 2016003772 | 391.3333 | 381.3333
47 | 2016003772 | 392.6667 | 382.6667
48 | 2016003772 | 394 | 384
49 | 2016003772 | 393.3333 | 383.3333
50 | 2016003772 | 392.6667 | 382.6667
51 | 2016003772 | 392 | 382
52 | 2016003772 | 387.6667 | 377.6667
53 | 2016003772 | 383.3333 | 373.3333
54 | 2016003772 | 379 | 369
55 | 2016003772 | 372.3333 | 362.3333
56 | 2016003772 | 365.6667 | 355.6667
57 | 2016003772 | 359 | 349
58 | 2016003772 | 353.6667 | 343.6667
59 | 2016003772 | 348.3333 | 338.3333
60 | 2016003772 | 343 | 333
61 | 2016003772 | 338.3333 | 328.3333
62 | 2016003772 | 333.6667 | 323.6667
63 | 2016003772 | 329 | 319
64 | 2016003772 | 326 | 316
65 | 2016003772 | 323 | 313
66 | 2016003772 | 320 | 310
67 | 2016003772 | 318.3333 | 308.3333
68 | 2016003772 | 316.6667 | 306.6667
69 | 2016003772 | 315 | 305
70 | 2016003772 | 315.3333 | 305.3333
71 | 2016003772 | 315.6667 | 305.6667
72 | 2016003772 | 316 | 306
73 | 2016003772 | 316.3333 | 306.3333
74 | 2016003772 | 316.6667 | 306.6667
75 | 2016003772 | 317 | 307
76 | 2016003772 | 316.3333 | 306.3333
77 | 2016003772 | 315.6667 | 305.6667
78 | 2016003772 | 315 | 305
79 | 2016003772 | 314.6667 | 304.6667
80 | 2016003772 | 314.3333 | 304.3333
81 | 2016003772 | 314 | 304
82 | 2016003772 | 316.3333 | 306.3333
83 | 2016003772 | 318.6667 | 308.6667
84 | 2016003772 | 321 | 311
85 | 2016003772 | 323.3333 | 313.3333
86 | 2016003772 | 325.6667 | 315.6667
87 | 2016003772 | 328 | 318
88 | 2016003772 | 328.3333 | 318.3333
89 | 2016003772 | 328.6667 | 318.6667
90 | 2016003772 | 329 | 339
91 | 2016003772 | 329 | 339
92 | 2016003772 | 329 | 339
93 | 2016003772 | 329 | 339
94 | 2016003772 | 328.6667 | 338.6667
95 | 2016003772 | 328.3333 | 338.3333
96 | 2016003772 | 328 | 338
97 | 2016003772 | 327.6667 | 337.6667
98 | 2016003772 | 327.3333 | 337.3333
99 | 2016003772 | 327 | 337
100 | 2016003772 | 328.6667 | 338.6667
101 | 2016003772 | 330.3333 | 340.3333
102 | 2016003772 | 332 | 342
103 | 2016003772 | 334.3333 | 344.3333
104 | 2016003772 | 336.6667 | 346.6667
105 | 2016003772 | 339 | 349
106 | 2016003772 | 339.3333 | 349.3333
107 | 2016003772 | 339.6667 | 349.6667
108 | 2016003772 | 340 | 350
109 | 2016003772 | 342.3333 | 352.3333
110 | 2016003772 | 344.6667 | 354.6667
111 | 2016003772 | 347 | 357
112 | 2016003772 | 349.6667 | 359.6667
113 | 2016003772 | 352.3333 | 362.3333
114 | 2016003772 | 355 | 365
115 | 2016003772 | 360.3333 | 370.3333
116 | 2016003772 | 365.6667 | 375.6667
117 | 2016003772 | 371 | 381
118 | 2016003772 | 373.6667 | 383.6667
119 | 2016003772 | 376.3333 | 386.3333
120 | 2016003772 | 379 | 389
121 | 2016003772 | 383.3333 | 393.3333
122 | 2016003772 | 387.6667 | 377.6667
123 | 2016003772 | 392 | 382
124 | 2016003772 | 395.3333 | 385.3333
125 | 2016003772 | 398.6667 | 388.6667
126 | 2016003772 | 402 | 392
127 | 2016003772 | 404.3333 | 394.3333
128 | 2016003772 | 406.6667 | 396.6667
129 | 2016003772 | 409 | 399
130 | 2016003772 | 409 | 399
131 | 2016003772 | 409 | 399
132 | 2016003772 | 409 | 399
133 | 2016003772 | 408.3333 | 398.3333
134 | 2016003772 | 407.6667 | 397.6667
135 | 2016003772 | 407 | 397
136 | 2016003772 | 407 | 397
137 | 2016003772 | 407 | 397
138 | 2016003772 | 407 | 397
139 | 2016003772 | 407 | 397
140 | 2016003772 | 407 | 397
141 | 2016003772 | 407 | 397
142 | 2016003772 | 406 | 396
143 | 2016003772 | 405 | 395
0 | 2007005525 | 343 | 333
1 | 2007005525 | 344 | 334
2 | 2007005525 | 345 | 335
3 | 2007005525 | 346 | 336
4 | 2007005525 | 348 | 338
5 | 2007005525 | 350 | 340
6 | 2007005525 | 352 | 342
7 | 2007005525 | 353 | 343
8 | 2007005525 | 354 | 344
9 | 2007005525 | 355 | 345
10 | 2007005525 | 356.6667 | 346.6667
11 | 2007005525 | 358.3333 | 348.3333
12 | 2007005525 | 360 | 350
13 | 2007005525 | 363.6667 | 353.6667
14 | 2007005525 | 367.3333 | 357.3333
15 | 2007005525 | 371 | 361
16 | 2007005525 | 373.3333 | 363.3333
17 | 2007005525 | 375.6667 | 365.6667
18 | 2007005525 | 378 | 368
19 | 2007005525 | 378.6667 | 368.6667
20 | 2007005525 | 379.3333 | 369.3333
21 | 2007005525 | 380 | 370
22 | 2007005525 | 381.3333 | 371.3333
23 | 2007005525 | 382.6667 | 372.6667
24 | 2007005525 | 384 | 374
25 | 2007005525 | 385.3333 | 375.3333
26 | 2007005525 | 386.6667 | 376.6667
27 | 2007005525 | 388 | 378
28 | 2007005525 | 387 | 377
29 | 2007005525 | 386 | 376
30 | 2007005525 | 385 | 375
31 | 2007005525 | 383 | 373
32 | 2007005525 | 381 | 371
33 | 2007005525 | 379 | 369
34 | 2007005525 | 378.3333 | 368.3333
35 | 2007005525 | 377.6667 | 367.6667
36 | 2007005525 | 377 | 367
37 | 2007005525 | 377.3333 | 367.3333
38 | 2007005525 | 377.6667 | 367.6667
39 | 2007005525 | 378 | 368
40 | 2007005525 | 379.6667 | 369.6667
41 | 2007005525 | 381.3333 | 371.3333
42 | 2007005525 | 383 | 373
43 | 2007005525 | 385.3333 | 375.3333
44 | 2007005525 | 387.6667 | 377.6667
45 | 2007005525 | 390 | 380
46 | 2007005525 | 391.3333 | 381.3333
47 | 2007005525 | 392.6667 | 382.6667
48 | 2007005525 | 394 | 384
49 | 2007005525 | 393.3333 | 383.3333
50 | 2007005525 | 392.6667 | 382.6667
51 | 2007005525 | 392 | 382
52 | 2007005525 | 387.6667 | 377.6667
53 | 2007005525 | 383.3333 | 373.3333
54 | 2007005525 | 379 | 369
55 | 2007005525 | 372.3333 | 362.3333
56 | 2007005525 | 365.6667 | 355.6667
57 | 2007005525 | 359 | 349
58 | 2007005525 | 353.6667 | 343.6667
59 | 2007005525 | 348.3333 | 338.3333
60 | 2007005525 | 343 | 333
61 | 2007005525 | 338.3333 | 328.3333
62 | 2007005525 | 333.6667 | 323.6667
63 | 2007005525 | 329 | 319
64 | 2007005525 | 326 | 316
65 | 2007005525 | 323 | 313
66 | 2007005525 | 320 | 310
67 | 2007005525 | 318.3333 | 308.3333
68 | 2007005525 | 316.6667 | 306.6667
69 | 2007005525 | 315 | 305
70 | 2007005525 | 315.3333 | 305.3333
71 | 2007005525 | 315.6667 | 305.6667
72 | 2007005525 | 316 | 306
73 | 2007005525 | 316.3333 | 306.3333
74 | 2007005525 | 316.6667 | 306.6667
75 | 2007005525 | 317 | 307
76 | 2007005525 | 316.3333 | 306.3333
77 | 2007005525 | 315.6667 | 305.6667
78 | 2007005525 | 315 | 305
79 | 2007005525 | 314.6667 | 304.6667
80 | 2007005525 | 314.3333 | 304.3333
81 | 2007005525 | 314 | 304
82 | 2007005525 | 316.3333 | 306.3333
83 | 2007005525 | 318.6667 | 308.6667
84 | 2007005525 | 321 | 311
85 | 2007005525 | 323.3333 | 313.3333
86 | 2007005525 | 325.6667 | 315.6667
87 | 2007005525 | 328 | 318
88 | 2007005525 | 328.3333 | 318.3333
89 | 2007005525 | 328.6667 | 318.6667
90 | 2007005525 | 329 | 339
91 | 2007005525 | 329 | 339
92 | 2007005525 | 329 | 339
93 | 2007005525 | 329 | 339
94 | 2007005525 | 328.6667 | 338.6667
95 | 2007005525 | 328.3333 | 338.3333
96 | 2007005525 | 328 | 338
97 | 2007005525 | 327.6667 | 337.6667
98 | 2007005525 | 327.3333 | 337.3333
99 | 2007005525 | 327 | 337
100 | 2007005525 | 328.6667 | 338.6667
101 | 2007005525 | 330.3333 | 340.3333
102 | 2007005525 | 332 | 342
103 | 2007005525 | 334.3333 | 344.3333
104 | 2007005525 | 336.6667 | 346.6667
105 | 2007005525 | 339 | 349
106 | 2007005525 | 339.3333 | 349.3333
107 | 2007005525 | 339.6667 | 349.6667
108 | 2007005525 | 340 | 350
109 | 2007005525 | 342.3333 | 352.3333
110 | 2007005525 | 344.6667 | 354.6667
111 | 2007005525 | 347 | 357
112 | 2007005525 | 349.6667 | 359.6667
113 | 2007005525 | 352.3333 | 362.3333
114 | 2007005525 | 355 | 365
115 | 2007005525 | 360.3333 | 370.3333
116 | 2007005525 | 365.6667 | 375.6667
117 | 2007005525 | 371 | 381
118 | 2007005525 | 373.6667 | 383.6667
119 | 2007005525 | 376.3333 | 386.3333
120 | 2007005525 | 379 | 389
121 | 2007005525 | 383.3333 | 393.3333
122 | 2007005525 | 387.6667 | 377.6667
123 | 2007005525 | 392 | 382
124 | 2007005525 | 395.3333 | 385.3333
125 | 2007005525 | 398.6667 | 388.6667
126 | 2007005525 | 402 | 392
127 | 2007005525 | 404.3333 | 394.3333
128 | 2007005525 | 406.6667 | 396.6667
129 | 2007005525 | 409 | 399
130 | 2007005525 | 409 | 399
131 | 2007005525 | 409 | 399
132 | 2007005525 | 409 | 399
133 | 2007005525 | 408.3333 | 398.3333
134 | 2007005525 | 407.6667 | 397.6667
135 | 2007005525 | 407 | 397
136 | 2007005525 | 407 | 397
137 | 2007005525 | 407 | 397
138 | 2007005525 | 407 | 397
139 | 2007005525 | 407 | 397
140 | 2007005525 | 407 | 397
141 | 2007005525 | 407 | 397
142 | 2007005525 | 406 | 396
143 | 2007005525 | 405 | 395
0 | 2013003046 | 343 | 333
1 | 2013003046 | 344 | 334
2 | 2013003046 | 345 | 335
3 | 2013003046 | 346 | 336
4 | 2013003046 | 348 | 338
5 | 2013003046 | 350 | 340
6 | 2013003046 | 352 | 342
7 | 2013003046 | 353 | 343
8 | 2013003046 | 354 | 344
9 | 2013003046 | 355 | 345
10 | 2013003046 | 356.6667 | 346.6667
11 | 2013003046 | 358.3333 | 348.3333
12 | 2013003046 | 360 | 350
13 | 2013003046 | 363.6667 | 353.6667
14 | 2013003046 | 367.3333 | 357.3333
15 | 2013003046 | 371 | 361
16 | 2013003046 | 373.3333 | 363.3333
17 | 2013003046 | 375.6667 | 365.6667
18 | 2013003046 | 378 | 368
19 | 2013003046 | 378.6667 | 368.6667
20 | 2013003046 | 379.3333 | 369.3333
21 | 2013003046 | 380 | 370
22 | 2013003046 | 381.3333 | 371.3333
23 | 2013003046 | 382.6667 | 372.6667
24 | 2013003046 | 384 | 374
25 | 2013003046 | 385.3333 | 375.3333
26 | 2013003046 | 386.6667 | 376.6667
27 | 2013003046 | 388 | 378
28 | 2013003046 | 387 | 377
29 | 2013003046 | 386 | 376
30 | 2013003046 | 385 | 375
31 | 2013003046 | 383 | 373
32 | 2013003046 | 381 | 371
33 | 2013003046 | 379 | 369
34 | 2013003046 | 378.3333 | 368.3333
35 | 2013003046 | 377.6667 | 367.6667
36 | 2013003046 | 377 | 367
37 | 2013003046 | 377.3333 | 367.3333
38 | 2013003046 | 377.6667 | 367.6667
39 | 2013003046 | 378 | 368
40 | 2013003046 | 379.6667 | 369.6667
41 | 2013003046 | 381.3333 | 371.3333
42 | 2013003046 | 383 | 373
43 | 2013003046 | 385.3333 | 375.3333
44 | 2013003046 | 387.6667 | 377.6667
45 | 2013003046 | 390 | 380
46 | 2013003046 | 391.3333 | 381.3333
47 | 2013003046 | 392.6667 | 382.6667
48 | 2013003046 | 394 | 384
49 | 2013003046 | 393.3333 | 383.3333
50 | 2013003046 | 392.6667 | 382.6667
51 | 2013003046 | 392 | 382
52 | 2013003046 | 387.6667 | 377.6667
53 | 2013003046 | 383.3333 | 373.3333
54 | 2013003046 | 379 | 369
55 | 2013003046 | 372.3333 | 362.3333
56 | 2013003046 | 365.6667 | 355.6667
57 | 2013003046 | 359 | 349
58 | 2013003046 | 353.6667 | 343.6667
59 | 2013003046 | 348.3333 | 338.3333
60 | 2013003046 | 343 | 333
61 | 2013003046 | 338.3333 | 328.3333
62 | 2013003046 | 333.6667 | 323.6667
63 | 2013003046 | 329 | 319
64 | 2013003046 | 326 | 316
65 | 2013003046 | 323 | 313
66 | 2013003046 | 320 | 310
67 | 2013003046 | 318.3333 | 308.3333
68 | 2013003046 | 316.6667 | 306.6667
69 | 2013003046 | 315 | 305
70 | 2013003046 | 315.3333 | 305.3333
71 | 2013003046 | 315.6667 | 305.6667
72 | 2013003046 | 316 | 306
73 | 2013003046 | 316.3333 | 306.3333
74 | 2013003046 | 316.6667 | 306.6667
75 | 2013003046 | 317 | 307
76 | 2013003046 | 316.3333 | 306.3333
77 | 2013003046 | 315.6667 | 305.6667
78 | 2013003046 | 315 | 305
79 | 2013003046 | 314.6667 | 304.6667
80 | 2013003046 | 314.3333 | 304.3333
81 | 2013003046 | 314 | 304
82 | 2013003046 | 316.3333 | 306.3333
83 | 2013003046 | 318.6667 | 308.6667
84 | 2013003046 | 321 | 311
85 | 2013003046 | 323.3333 | 313.3333
86 | 2013003046 | 325.6667 | 315.6667
87 | 2013003046 | 328 | 318
88 | 2013003046 | 328.3333 | 318.3333
89 | 2013003046 | 328.6667 | 318.6667
90 | 2013003046 | 329 | 339
91 | 2013003046 | 329 | 339
92 | 2013003046 | 329 | 339
93 | 2013003046 | 329 | 339
94 | 2013003046 | 328.6667 | 338.6667
95 | 2013003046 | 328.3333 | 338.3333
96 | 2013003046 | 328 | 338
97 | 2013003046 | 327.6667 | 337.6667
98 | 2013003046 | 327.3333 | 337.3333
99 | 2013003046 | 327 | 337
100 | 2013003046 | 328.6667 | 338.6667
101 | 2013003046 | 330.3333 | 340.3333
102 | 2013003046 | 332 | 342
103 | 2013003046 | 334.3333 | 344.3333
104 | 2013003046 | 336.6667 | 346.6667
105 | 2013003046 | 339 | 349
106 | 2013003046 | 339.3333 | 349.3333
107 | 2013003046 | 339.6667 | 349.6667
108 | 2013003046 | 340 | 350
109 | 2013003046 | 342.3333 | 352.3333
110 | 2013003046 | 344.6667 | 354.6667
111 | 2013003046 | 347 | 357
112 | 2013003046 | 349.6667 | 359.6667
113 | 2013003046 | 352.3333 | 362.3333
114 | 2013003046 | 355 | 365
115 | 2013003046 | 360.3333 | 370.3333
116 | 2013003046 | 365.6667 | 375.6667
117 | 2013003046 | 371 | 381
118 | 2013003046 | 373.6667 | 383.6667
119 | 2013003046 | 376.3333 | 386.3333
120 | 2013003046 | 379 | 389
121 | 2013003046 | 383.3333 | 393.3333
122 | 2013003046 | 387.6667 | 377.6667
123 | 2013003046 | 392 | 382
124 | 2013003046 | 395.3333 | 385.3333
125 | 2013003046 | 398.6667 | 388.6667
126 | 2013003046 | 402 | 392
127 | 2013003046 | 404.3333 | 394.3333
128 | 2013003046 | 406.6667 | 396.6667
129 | 2013003046 | 409 | 399
130 | 2013003046 | 409 | 399
131 | 2013003046 | 409 | 399
132 | 2013003046 | 409 | 399
133 | 2013003046 | 408.3333 | 398.3333
134 | 2013003046 | 407.6667 | 397.6667
135 | 2013003046 | 407 | 397
136 | 2013003046 | 407 | 397
137 | 2013003046 | 407 | 397
138 | 2013003046 | 407 | 397
139 | 2013003046 | 407 | 397
140 | 2013003046 | 407 | 397
141 | 2013003046 | 407 | 397
142 | 2013003046 | 406 | 396
143 | 2013003046 | 405 | 395
0 | 2015007569 | 343 | 333
1 | 2015007569 | 344 | 334
2 | 2015007569 | 345 | 335
3 | 2015007569 | 346 | 336
4 | 2015007569 | 348 | 338
5 | 2015007569 | 350 | 340
6 | 2015007569 | 352 | 342
7 | 2015007569 | 353 | 343
8 | 2015007569 | 354 | 344
9 | 2015007569 | 355 | 345
10 | 2015007569 | 356.6667 | 346.6667
11 | 2015007569 | 358.3333 | 348.3333
12 | 2015007569 | 360 | 350
13 | 2015007569 | 363.6667 | 353.6667
14 | 2015007569 | 367.3333 | 357.3333
15 | 2015007569 | 371 | 361
16 | 2015007569 | 373.3333 | 363.3333
17 | 2015007569 | 375.6667 | 365.6667
18 | 2015007569 | 378 | 368
19 | 2015007569 | 378.6667 | 368.6667
20 | 2015007569 | 379.3333 | 369.3333
21 | 2015007569 | 380 | 370
22 | 2015007569 | 381.3333 | 371.3333
23 | 2015007569 | 382.6667 | 372.6667
24 | 2015007569 | 384 | 374
25 | 2015007569 | 385.3333 | 375.3333
26 | 2015007569 | 386.6667 | 376.6667
27 | 2015007569 | 388 | 378
28 | 2015007569 | 387 | 377
29 | 2015007569 | 386 | 376
30 | 2015007569 | 385 | 375
31 | 2015007569 | 383 | 373
32 | 2015007569 | 381 | 371
33 | 2015007569 | 379 | 369
34 | 2015007569 | 378.3333 | 368.3333
35 | 2015007569 | 377.6667 | 367.6667
36 | 2015007569 | 377 | 367
37 | 2015007569 | 377.3333 | 367.3333
38 | 2015007569 | 377.6667 | 367.6667
39 | 2015007569 | 378 | 368
40 | 2015007569 | 379.6667 | 369.6667
41 | 2015007569 | 381.3333 | 371.3333
42 | 2015007569 | 383 | 373
43 | 2015007569 | 385.3333 | 375.3333
44 | 2015007569 | 387.6667 | 377.6667
45 | 2015007569 | 390 | 380
46 | 2015007569 | 391.3333 | 381.3333
47 | 2015007569 | 392.6667 | 382.6667
48 | 2015007569 | 394 | 384
49 | 2015007569 | 393.3333 | 383.3333
50 | 2015007569 | 392.6667 | 382.6667
51 | 2015007569 | 392 | 382
52 | 2015007569 | 387.6667 | 377.6667
53 | 2015007569 | 383.3333 | 373.3333
54 | 2015007569 | 379 | 369
55 | 2015007569 | 372.3333 | 362.3333
56 | 2015007569 | 365.6667 | 355.6667
57 | 2015007569 | 359 | 349
58 | 2015007569 | 353.6667 | 343.6667
59 | 2015007569 | 348.3333 | 338.3333
60 | 2015007569 | 343 | 333
61 | 2015007569 | 338.3333 | 328.3333
62 | 2015007569 | 333.6667 | 323.6667
63 | 2015007569 | 329 | 319
64 | 2015007569 | 326 | 316
65 | 2015007569 | 323 | 313
66 | 2015007569 | 320 | 310
67 | 2015007569 | 318.3333 | 308.3333
68 | 2015007569 | 316.6667 | 306.6667
69 | 2015007569 | 315 | 305
70 | 2015007569 | 315.3333 | 305.3333
71 | 2015007569 | 315.6667 | 305.6667
72 | 2015007569 | 316 | 306
73 | 2015007569 | 316.3333 | 306.3333
74 | 2015007569 | 316.6667 | 306.6667
75 | 2015007569 | 317 | 307
76 | 2015007569 | 316.3333 | 306.3333
77 | 2015007569 | 315.6667 | 305.6667
78 | 2015007569 | 315 | 305
79 | 2015007569 | 314.6667 | 304.6667
80 | 2015007569 | 314.3333 | 304.3333
81 | 2015007569 | 314 | 304
82 | 2015007569 | 316.3333 | 306.3333
83 | 2015007569 | 318.6667 | 308.6667
84 | 2015007569 | 321 | 311
85 | 2015007569 | 323.3333 | 313.3333
86 | 2015007569 | 325.6667 | 315.6667
87 | 2015007569 | 328 | 318
88 | 2015007569 | 328.3333 | 318.3333
89 | 2015007569 | 328.6667 | 318.6667
90 | 2015007569 | 329 | 339
91 | 2015007569 | 329 | 339
92 | 2015007569 | 329 | 339
93 | 2015007569 | 329 | 339
94 | 2015007569 | 328.6667 | 338.6667
95 | 2015007569 | 328.3333 | 338.3333
96 | 2015007569 | 328 | 338
97 | 2015007569 | 327.6667 | 337.6667
98 | 2015007569 | 327.3333 | 337.3333
99 | 2015007569 | 327 | 337
100 | 2015007569 | 328.6667 | 338.6667
101 | 2015007569 | 330.3333 | 340.3333
102 | 2015007569 | 332 | 342
103 | 2015007569 | 334.3333 | 344.3333
104 | 2015007569 | 336.6667 | 346.6667
105 | 2015007569 | 339 | 349
106 | 2015007569 | 339.3333 | 349.3333
107 | 2015007569 | 339.6667 | 349.6667
108 | 2015007569 | 340 | 350
109 | 2015007569 | 342.3333 | 352.3333
110 | 2015007569 | 344.6667 | 354.6667
111 | 2015007569 | 347 | 357
112 | 2015007569 | 349.6667 | 359.6667
113 | 2015007569 | 352.3333 | 362.3333
114 | 2015007569 | 355 | 365
115 | 2015007569 | 360.3333 | 370.3333
116 | 2015007569 | 365.6667 | 375.6667
117 | 2015007569 | 371 | 381
118 | 2015007569 | 373.6667 | 383.6667
119 | 2015007569 | 376.3333 | 386.3333
120 | 2015007569 | 379 | 389
121 | 2015007569 | 383.3333 | 393.3333
122 | 2015007569 | 387.6667 | 377.6667
123 | 2015007569 | 392 | 382
124 | 2015007569 | 395.3333 | 385.3333
125 | 2015007569 | 398.6667 | 388.6667
126 | 2015007569 | 402 | 392
127 | 2015007569 | 404.3333 | 394.3333
128 | 2015007569 | 406.6667 | 396.6667
129 | 2015007569 | 409 | 399
130 | 2015007569 | 409 | 399
131 | 2015007569 | 409 | 399
132 | 2015007569 | 409 | 399
133 | 2015007569 | 408.3333 | 398.3333
134 | 2015007569 | 407.6667 | 397.6667
135 | 2015007569 | 407 | 397
136 | 2015007569 | 407 | 397
137 | 2015007569 | 407 | 397
138 | 2015007569 | 407 | 397
139 | 2015007569 | 407 | 397
140 | 2015007569 | 407 | 397
141 | 2015007569 | 407 | 397
142 | 2015007569 | 406 | 396
143 | 2015007569 | 405 | 395
0 | 2002003988 | 343 | 333
1 | 2002003988 | 344 | 334
2 | 2002003988 | 345 | 335
3 | 2002003988 | 346 | 336
4 | 2002003988 | 348 | 338
5 | 2002003988 | 350 | 340
6 | 2002003988 | 352 | 342
7 | 2002003988 | 353 | 343
8 | 2002003988 | 354 | 344
9 | 2002003988 | 355 | 345
10 | 2002003988 | 356.6667 | 346.6667
11 | 2002003988 | 358.3333 | 348.3333
12 | 2002003988 | 360 | 350
13 | 2002003988 | 363.6667 | 353.6667
14 | 2002003988 | 367.3333 | 357.3333
15 | 2002003988 | 371 | 361
16 | 2002003988 | 373.3333 | 363.3333
17 | 2002003988 | 375.6667 | 365.6667
18 | 2002003988 | 378 | 368
19 | 2002003988 | 378.6667 | 368.6667
20 | 2002003988 | 379.3333 | 369.3333
21 | 2002003988 | 380 | 370
22 | 2002003988 | 381.3333 | 371.3333
23 | 2002003988 | 382.6667 | 372.6667
24 | 2002003988 | 384 | 374
25 | 2002003988 | 385.3333 | 375.3333
26 | 2002003988 | 386.6667 | 376.6667
27 | 2002003988 | 388 | 378
28 | 2002003988 | 387 | 377
29 | 2002003988 | 386 | 376
30 | 2002003988 | 385 | 375
31 | 2002003988 | 383 | 373
32 | 2002003988 | 381 | 371
33 | 2002003988 | 379 | 369
34 | 2002003988 | 378.3333 | 368.3333
35 | 2002003988 | 377.6667 | 367.6667
36 | 2002003988 | 377 | 367
37 | 2002003988 | 377.3333 | 367.3333
38 | 2002003988 | 377.6667 | 367.6667
39 | 2002003988 | 378 | 368
40 | 2002003988 | 379.6667 | 369.6667
41 | 2002003988 | 381.3333 | 371.3333
42 | 2002003988 | 383 | 373
43 | 2002003988 | 385.3333 | 375.3333
44 | 2002003988 | 387.6667 | 377.6667
45 | 2002003988 | 390 | 380
46 | 2002003988 | 391.3333 | 381.3333
47 | 2002003988 | 392.6667 | 382.6667
48 | 2002003988 | 394 | 384
49 | 2002003988 | 393.3333 | 383.3333
50 | 2002003988 | 392.6667 | 382.6667
51 | 2002003988 | 392 | 382
52 | 2002003988 | 387.6667 | 377.6667
53 | 2002003988 | 383.3333 | 373.3333
54 | 2002003988 | 379 | 369
55 | 2002003988 | 372.3333 | 362.3333
56 | 2002003988 | 365.6667 | 355.6667
57 | 2002003988 | 359 | 349
58 | 2002003988 | 353.6667 | 343.6667
59 | 2002003988 | 348.3333 | 338.3333
60 | 2002003988 | 343 | 333
61 | 2002003988 | 338.3333 | 328.3333
62 | 2002003988 | 333.6667 | 323.6667
63 | 2002003988 | 329 | 319
64 | 2002003988 | 326 | 316
65 | 2002003988 | 323 | 313
66 | 2002003988 | 320 | 310
67 | 2002003988 | 318.3333 | 308.3333
68 | 2002003988 | 316.6667 | 306.6667
69 | 2002003988 | 315 | 305
70 | 2002003988 | 315.3333 | 305.3333
71 | 2002003988 | 315.6667 | 305.6667
72 | 2002003988 | 316 | 306
73 | 2002003988 | 316.3333 | 306.3333
74 | 2002003988 | 316.6667 | 306.6667
75 | 2002003988 | 317 | 307
76 | 2002003988 | 316.3333 | 306.3333
77 | 2002003988 | 315.6667 | 305.6667
78 | 2002003988 | 315 | 305
79 | 2002003988 | 314.6667 | 304.6667
80 | 2002003988 | 314.3333 | 304.3333
81 | 2002003988 | 314 | 304
82 | 2002003988 | 316.3333 | 306.3333
83 | 2002003988 | 318.6667 | 308.6667
84 | 2002003988 | 321 | 311
85 | 2002003988 | 323.3333 | 313.3333
86 | 2002003988 | 325.6667 | 315.6667
87 | 2002003988 | 328 | 318
88 | 2002003988 | 328.3333 | 318.3333
89 | 2002003988 | 328.6667 | 318.6667
90 | 2002003988 | 329 | 339
91 | 2002003988 | 329 | 339
92 | 2002003988 | 329 | 339
93 | 2002003988 | 329 | 339
94 | 2002003988 | 328.6667 | 338.6667
95 | 2002003988 | 328.3333 | 338.3333
96 | 2002003988 | 328 | 338
97 | 2002003988 | 327.6667 | 337.6667
98 | 2002003988 | 327.3333 | 337.3333
99 | 2002003988 | 327 | 337
100 | 2002003988 | 328.6667 | 338.6667
101 | 2002003988 | 330.3333 | 340.3333
102 | 2002003988 | 332 | 342
103 | 2002003988 | 334.3333 | 344.3333
104 | 2002003988 | 336.6667 | 346.6667
105 | 2002003988 | 339 | 349
106 | 2002003988 | 339.3333 | 349.3333
107 | 2002003988 | 339.6667 | 349.6667
108 | 2002003988 | 340 | 350
109 | 2002003988 | 342.3333 | 352.3333
110 | 2002003988 | 344.6667 | 354.6667
111 | 2002003988 | 347 | 357
112 | 2002003988 | 349.6667 | 359.6667
113 | 2002003988 | 352.3333 | 362.3333
114 | 2002003988 | 355 | 365
115 | 2002003988 | 360.3333 | 370.3333
116 | 2002003988 | 365.6667 | 375.6667
117 | 2002003988 | 371 | 381
118 | 2002003988 | 373.6667 | 383.6667
119 | 2002003988 | 376.3333 | 386.3333
120 | 2002003988 | 379 | 389
121 | 2002003988 | 383.3333 | 393.3333
122 | 2002003988 | 387.6667 | 377.6667
123 | 2002003988 | 392 | 382
124 | 2002003988 | 395.3333 | 385.3333
125 | 2002003988 | 398.6667 | 388.6667
126 | 2002003988 | 402 | 392
127 | 2002003988 | 404.3333 | 394.3333
128 | 2002003988 | 406.6667 | 396.6667
129 | 2002003988 | 409 | 399
130 | 2002003988 | 409 | 399
131 | 2002003988 | 409 | 399
132 | 2002003988 | 409 | 399
133 | 2002003988 | 408.3333 | 398.3333
134 | 2002003988 | 407.6667 | 397.6667
135 | 2002003988 | 407 | 397
136 | 2002003988 | 407 | 397
137 | 2002003988 | 407 | 397
138 | 2002003988 | 407 | 397
139 | 2002003988 | 407 | 397
140 | 2002003988 | 407 | 397
141 | 2002003988 | 407 | 397
142 | 2002003988 | 406 | 396
143 | 2002003988 | 405 | 395
0 | 2004004374 | 343 | 333
1 | 2004004374 | 344 | 334
2 | 2004004374 | 345 | 335
3 | 2004004374 | 346 | 336
4 | 2004004374 | 348 | 338
5 | 2004004374 | 350 | 340
6 | 2004004374 | 352 | 342
7 | 2004004374 | 353 | 343
8 | 2004004374 | 354 | 344
9 | 2004004374 | 355 | 345
10 | 2004004374 | 356.6667 | 346.6667
11 | 2004004374 | 358.3333 | 348.3333
12 | 2004004374 | 360 | 350
13 | 2004004374 | 363.6667 | 353.6667
14 | 2004004374 | 367.3333 | 357.3333
15 | 2004004374 | 371 | 361
16 | 2004004374 | 373.3333 | 363.3333
17 | 2004004374 | 375.6667 | 365.6667
18 | 2004004374 | 378 | 368
19 | 2004004374 | 378.6667 | 368.6667
20 | 2004004374 | 379.3333 | 369.3333
21 | 2004004374 | 380 | 370
22 | 2004004374 | 381.3333 | 371.3333
23 | 2004004374 | 382.6667 | 372.6667
24 | 2004004374 | 384 | 374
25 | 2004004374 | 385.3333 | 375.3333
26 | 2004004374 | 386.6667 | 376.6667
27 | 2004004374 | 388 | 378
28 | 2004004374 | 387 | 377
29 | 2004004374 | 386 | 376
30 | 2004004374 | 385 | 375
31 | 2004004374 | 383 | 373
32 | 2004004374 | 381 | 371
33 | 2004004374 | 379 | 369
34 | 2004004374 | 378.3333 | 368.3333
35 | 2004004374 | 377.6667 | 367.6667
36 | 2004004374 | 377 | 367
37 | 2004004374 | 377.3333 | 367.3333
38 | 2004004374 | 377.6667 | 367.6667
39 | 2004004374 | 378 | 368
40 | 2004004374 | 379.6667 | 369.6667
41 | 2004004374 | 381.3333 | 371.3333
42 | 2004004374 | 383 | 373
43 | 2004004374 | 385.3333 | 375.3333
44 | 2004004374 | 387.6667 | 377.6667
45 | 2004004374 | 390 | 380
46 | 2004004374 | 391.3333 | 381.3333
47 | 2004004374 | 392.6667 | 382.6667
48 | 2004004374 | 394 | 384
49 | 2004004374 | 393.3333 | 383.3333
50 | 2004004374 | 392.6667 | 382.6667
51 | 2004004374 | 392 | 382
52 | 2004004374 | 387.6667 | 377.6667
53 | 2004004374 | 383.3333 | 373.3333
54 | 2004004374 | 379 | 369
55 | 2004004374 | 372.3333 | 362.3333
56 | 2004004374 | 365.6667 | 355.6667
57 | 2004004374 | 359 | 349
58 | 2004004374 | 353.6667 | 343.6667
59 | 2004004374 | 348.3333 | 338.3333
60 | 2004004374 | 343 | 333
61 | 2004004374 | 338.3333 | 328.3333
62 | 2004004374 | 333.6667 | 323.6667
63 | 2004004374 | 329 | 319
64 | 2004004374 | 326 | 316
65 | 2004004374 | 323 | 313
66 | 2004004374 | 320 | 310
67 | 2004004374 | 318.3333 | 308.3333
68 | 2004004374 | 316.6667 | 306.6667
69 | 2004004374 | 315 | 305
70 | 2004004374 | 315.3333 | 305.3333
71 | 2004004374 | 315.6667 | 305.6667
72 | 2004004374 | 316 | 306
73 | 2004004374 | 316.3333 | 306.3333
74 | 2004004374 | 316.6667 | 306.6667
75 | 2004004374 | 317 | 307
76 | 2004004374 | 316.3333 | 306.3333
77 | 2004004374 | 315.6667 | 305.6667
78 | 2004004374 | 315 | 305
79 | 2004004374 | 314.6667 | 304.6667
80 | 2004004374 | 314.3333 | 304.3333
81 | 2004004374 | 314 | 304
82 | 2004004374 | 316.3333 | 306.3333
83 | 2004004374 | 318.6667 | 308.6667
84 | 2004004374 | 321 | 311
85 | 2004004374 | 323.3333 | 313.3333
86 | 2004004374 | 325.6667 | 315.6667
87 | 2004004374 | 328 | 318
88 | 2004004374 | 328.3333 | 318.3333
89 | 2004004374 | 328.6667 | 318.6667
90 | 2004004374 | 329 | 339
91 | 2004004374 | 329 | 339
92 | 2004004374 | 329 | 339
93 | 2004004374 | 329 | 339
94 | 2004004374 | 328.6667 | 338.6667
95 | 2004004374 | 328.3333 | 338.3333
96 | 2004004374 | 328 | 338
97 | 2004004374 | 327.6667 | 337.6667
98 | 2004004374 | 327.3333 | 337.3333
99 | 2004004374 | 327 | 337
100 | 2004004374 | 328.6667 | 338.6667
101 | 2004004374 | 330.3333 | 340.3333
102 | 2004004374 | 332 | 342
103 | 2004004374 | 334.3333 | 344.3333
104 | 2004004374 | 336.6667 | 346.6667
105 | 2004004374 | 339 | 349
106 | 2004004374 | 339.3333 | 349.3333
107 | 2004004374 | 339.6667 | 349.6667
108 | 2004004374 | 340 | 350
109 | 2004004374 | 342.3333 | 352.3333
110 | 2004004374 | 344.6667 | 354.6667
111 | 2004004374 | 347 | 357
112 | 2004004374 | 349.6667 | 359.6667
113 | 2004004374 | 352.3333 | 362.3333
114 | 2004004374 | 355 | 365
115 | 2004004374 | 360.3333 | 370.3333
116 | 2004004374 | 365.6667 | 375.6667
117 | 2004004374 | 371 | 381
118 | 2004004374 | 373.6667 | 383.6667
119 | 2004004374 | 376.3333 | 386.3333
120 | 2004004374 | 379 | 389
121 | 2004004374 | 383.3333 | 393.3333
122 | 2004004374 | 387.6667 | 377.6667
123 | 2004004374 | 392 | 382
124 | 2004004374 | 395.3333 | 385.3333
125 | 2004004374 | 398.6667 | 388.6667
126 | 2004004374 | 402 | 392
127 | 2004004374 | 404.3333 | 394.3333
128 | 2004004374 | 406.6667 | 396.6667
129 | 2004004374 | 409 | 399
130 | 2004004374 | 409 | 399
131 | 2004004374 | 409 | 399
132 | 2004004374 | 409 | 399
133 | 2004004374 | 408.3333 | 398.3333
134 | 2004004374 | 407.6667 | 397.6667
135 | 2004004374 | 407 | 397
136 | 2004004374 | 407 | 397
137 | 2004004374 | 407 | 397
138 | 2004004374 | 407 | 397
139 | 2004004374 | 407 | 397
140 | 2004004374 | 407 | 397
141 | 2004004374 | 407 | 397
142 | 2004004374 | 406 | 396
143 | 2004004374 | 405 | 395
0 | 2010002678 | 343 | 333
1 | 2010002678 | 344 | 334
2 | 2010002678 | 345 | 335
3 | 2010002678 | 346 | 336
4 | 2010002678 | 348 | 338
5 | 2010002678 | 350 | 340
6 | 2010002678 | 352 | 342
7 | 2010002678 | 353 | 343
8 | 2010002678 | 354 | 344
9 | 2010002678 | 355 | 345
10 | 2010002678 | 356.6667 | 346.6667
11 | 2010002678 | 358.3333 | 348.3333
12 | 2010002678 | 360 | 350
13 | 2010002678 | 363.6667 | 353.6667
14 | 2010002678 | 367.3333 | 357.3333
15 | 2010002678 | 371 | 361
16 | 2010002678 | 373.3333 | 363.3333
17 | 2010002678 | 375.6667 | 365.6667
18 | 2010002678 | 378 | 368
19 | 2010002678 | 378.6667 | 368.6667
20 | 2010002678 | 379.3333 | 369.3333
21 | 2010002678 | 380 | 370
22 | 2010002678 | 381.3333 | 371.3333
23 | 2010002678 | 382.6667 | 372.6667
24 | 2010002678 | 384 | 374
25 | 2010002678 | 385.3333 | 375.3333
26 | 2010002678 | 386.6667 | 376.6667
27 | 2010002678 | 388 | 378
28 | 2010002678 | 387 | 377
29 | 2010002678 | 386 | 376
30 | 2010002678 | 385 | 375
31 | 2010002678 | 383 | 373
32 | 2010002678 | 381 | 371
33 | 2010002678 | 379 | 369
34 | 2010002678 | 378.3333 | 368.3333
35 | 2010002678 | 377.6667 | 367.6667
36 | 2010002678 | 377 | 367
37 | 2010002678 | 377.3333 | 367.3333
38 | 2010002678 | 377.6667 | 367.6667
39 | 2010002678 | 378 | 368
40 | 2010002678 | 379.6667 | 369.6667
41 | 2010002678 | 381.3333 | 371.3333
42 | 2010002678 | 383 | 373
43 | 2010002678 | 385.3333 | 375.3333
44 | 2010002678 | 387.6667 | 377.6667
45 | 2010002678 | 390 | 380
46 | 2010002678 | 391.3333 | 381.3333
47 | 2010002678 | 392.6667 | 382.6667
48 | 2010002678 | 394 | 384
49 | 2010002678 | 393.3333 | 383.3333
50 | 2010002678 | 392.6667 | 382.6667
51 | 2010002678 | 392 | 382
52 | 2010002678 | 387.6667 | 377.6667
53 | 2010002678 | 383.3333 | 373.3333
54 | 2010002678 | 379 | 369
55 | 2010002678 | 372.3333 | 362.3333
56 | 2010002678 | 365.6667 | 355.6667
57 | 2010002678 | 359 | 349
58 | 2010002678 | 353.6667 | 343.6667
59 | 2010002678 | 348.3333 | 338.3333
60 | 2010002678 | 343 | 333
61 | 2010002678 | 338.3333 | 328.3333
62 | 2010002678 | 333.6667 | 323.6667
63 | 2010002678 | 329 | 319
64 | 2010002678 | 326 | 316
65 | 2010002678 | 323 | 313
66 | 2010002678 | 320 | 310
67 | 2010002678 | 318.3333 | 308.3333
68 | 2010002678 | 316.6667 | 306.6667
69 | 2010002678 | 315 | 305
70 | 2010002678 | 315.3333 | 305.3333
71 | 2010002678 | 315.6667 | 305.6667
72 | 2010002678 | 316 | 306
73 | 2010002678 | 316.3333 | 306.3333
74 | 2010002678 | 316.6667 | 306.6667
75 | 2010002678 | 317 | 307
76 | 2010002678 | 316.3333 | 306.3333
77 | 2010002678 | 315.6667 | 305.6667
78 | 2010002678 | 315 | 305
79 | 2010002678 | 314.6667 | 304.6667
80 | 2010002678 | 314.3333 | 304.3333
81 | 2010002678 | 314 | 304
82 | 2010002678 | 316.3333 | 306.3333
83 | 2010002678 | 318.6667 | 308.6667
84 | 2010002678 | 321 | 311
85 | 2010002678 | 323.3333 | 313.3333
86 | 2010002678 | 325.6667 | 315.6667
87 | 2010002678 | 328 | 318
88 | 2010002678 | 328.3333 | 318.3333
89 | 2010002678 | 328.6667 | 318.6667
90 | 2010002678 | 329 | 339
91 | 2010002678 | 329 | 339
92 | 2010002678 | 329 | 339
93 | 2010002678 | 329 | 339
94 | 2010002678 | 328.6667 | 338.6667
95 | 2010002678 | 328.3333 | 338.3333
96 | 2010002678 | 328 | 338
97 | 2010002678 | 327.6667 | 337.6667
98 | 2010002678 | 327.3333 | 337.3333
99 | 2010002678 | 327 | 337
100 | 2010002678 | 328.6667 | 338.6667
101 | 2010002678 | 330.3333 | 340.3333
102 | 2010002678 | 332 | 342
103 | 2010002678 | 334.3333 | 344.3333
104 | 2010002678 | 336.6667 | 346.6667
105 | 2010002678 | 339 | 349
106 | 2010002678 | 339.3333 | 349.3333
107 | 2010002678 | 339.6667 | 349.6667
108 | 2010002678 | 340 | 350
109 | 2010002678 | 342.3333 | 352.3333
110 | 2010002678 | 344.6667 | 354.6667
111 | 2010002678 | 347 | 357
112 | 2010002678 | 349.6667 | 359.6667
113 | 2010002678 | 352.3333 | 362.3333
114 | 2010002678 | 355 | 365
115 | 2010002678 | 360.3333 | 370.3333
116 | 2010002678 | 365.6667 | 375.6667
117 | 2010002678 | 371 | 381
118 | 2010002678 | 373.6667 | 383.6667
119 | 2010002678 | 376.3333 | 386.3333
120 | 2010002678 | 379 | 389
121 | 2010002678 | 383.3333 | 393.3333
122 | 2010002678 | 387.6667 | 377.6667
123 | 2010002678 | 392 | 382
124 | 2010002678 | 395.3333 | 385.3333
125 | 2010002678 | 398.6667 | 388.6667
126 | 2010002678 | 402 | 392
127 | 2010002678 | 404.3333 | 394.3333
128 | 2010002678 | 406.6667 | 396.6667
129 | 2010002678 | 409 | 399
130 | 2010002678 | 409 | 399
131 | 2010002678 | 409 | 399
132 | 2010002678 | 409 | 399
133 | 2010002678 | 408.3333 | 398.3333
134 | 2010002678 | 407.6667 | 397.6667
135 | 2010002678 | 407 | 397
136 | 2010002678 | 407 | 397
137 | 2010002678 | 407 | 397
138 | 2010002678 | 407 | 397
139 | 2010002678 | 407 | 397
140 | 2010002678 | 407 | 397
141 | 2010002678 | 407 | 397
142 | 2010002678 | 406 | 396
143 | 2010002678 | 405 | 395
0 | 2009005643 | 343 | 333
1 | 2009005643 | 344 | 334
2 | 2009005643 | 345 | 335
3 | 2009005643 | 346 | 336
4 | 2009005643 | 348 | 338
5 | 2009005643 | 350 | 340
6 | 2009005643 | 352 | 342
7 | 2009005643 | 353 | 343
8 | 2009005643 | 354 | 344
9 | 2009005643 | 355 | 345
10 | 2009005643 | 356.6667 | 346.6667
11 | 2009005643 | 358.3333 | 348.3333
12 | 2009005643 | 360 | 350
13 | 2009005643 | 363.6667 | 353.6667
14 | 2009005643 | 367.3333 | 357.3333
15 | 2009005643 | 371 | 361
16 | 2009005643 | 373.3333 | 363.3333
17 | 2009005643 | 375.6667 | 365.6667
18 | 2009005643 | 378 | 368
19 | 2009005643 | 378.6667 | 368.6667
20 | 2009005643 | 379.3333 | 369.3333
21 | 2009005643 | 380 | 370
22 | 2009005643 | 381.3333 | 371.3333
23 | 2009005643 | 382.6667 | 372.6667
24 | 2009005643 | 384 | 374
25 | 2009005643 | 385.3333 | 375.3333
26 | 2009005643 | 386.6667 | 376.6667
27 | 2009005643 | 388 | 378
28 | 2009005643 | 387 | 377
29 | 2009005643 | 386 | 376
30 | 2009005643 | 385 | 375
31 | 2009005643 | 383 | 373
32 | 2009005643 | 381 | 371
33 | 2009005643 | 379 | 369
34 | 2009005643 | 378.3333 | 368.3333
35 | 2009005643 | 377.6667 | 367.6667
36 | 2009005643 | 377 | 367
37 | 2009005643 | 377.3333 | 367.3333
38 | 2009005643 | 377.6667 | 367.6667
39 | 2009005643 | 378 | 368
40 | 2009005643 | 379.6667 | 369.6667
41 | 2009005643 | 381.3333 | 371.3333
42 | 2009005643 | 383 | 373
43 | 2009005643 | 385.3333 | 375.3333
44 | 2009005643 | 387.6667 | 377.6667
45 | 2009005643 | 390 | 380
46 | 2009005643 | 391.3333 | 381.3333
47 | 2009005643 | 392.6667 | 382.6667
48 | 2009005643 | 394 | 384
49 | 2009005643 | 393.3333 | 383.3333
50 | 2009005643 | 392.6667 | 382.6667
51 | 2009005643 | 392 | 382
52 | 2009005643 | 387.6667 | 377.6667
53 | 2009005643 | 383.3333 | 373.3333
54 | 2009005643 | 379 | 369
55 | 2009005643 | 372.3333 | 362.3333
56 | 2009005643 | 365.6667 | 355.6667
57 | 2009005643 | 359 | 349
58 | 2009005643 | 353.6667 | 343.6667
59 | 2009005643 | 348.3333 | 338.3333
60 | 2009005643 | 343 | 333
61 | 2009005643 | 338.3333 | 328.3333
62 | 2009005643 | 333.6667 | 323.6667
63 | 2009005643 | 329 | 319
64 | 2009005643 | 326 | 316
65 | 2009005643 | 323 | 313
66 | 2009005643 | 320 | 310
67 | 2009005643 | 318.3333 | 308.3333
68 | 2009005643 | 316.6667 | 306.6667
69 | 2009005643 | 315 | 305
70 | 2009005643 | 315.3333 | 305.3333
71 | 2009005643 | 315.6667 | 305.6667
72 | 2009005643 | 316 | 306
73 | 2009005643 | 316.3333 | 306.3333
74 | 2009005643 | 316.6667 | 306.6667
75 | 2009005643 | 317 | 307
76 | 2009005643 | 316.3333 | 306.3333
77 | 2009005643 | 315.6667 | 305.6667
78 | 2009005643 | 315 | 305
79 | 2009005643 | 314.6667 | 304.6667
80 | 2009005643 | 314.3333 | 304.3333
81 | 2009005643 | 314 | 304
82 | 2009005643 | 316.3333 | 306.3333
83 | 2009005643 | 318.6667 | 308.6667
84 | 2009005643 | 321 | 311
85 | 2009005643 | 323.3333 | 313.3333
86 | 2009005643 | 325.6667 | 315.6667
87 | 2009005643 | 328 | 318
88 | 2009005643 | 328.3333 | 318.3333
89 | 2009005643 | 328.6667 | 318.6667
90 | 2009005643 | 329 | 339
91 | 2009005643 | 329 | 339
92 | 2009005643 | 329 | 339
93 | 2009005643 | 329 | 339
94 | 2009005643 | 328.6667 | 338.6667
95 | 2009005643 | 328.3333 | 338.3333
96 | 2009005643 | 328 | 338
97 | 2009005643 | 327.6667 | 337.6667
98 | 2009005643 | 327.3333 | 337.3333
99 | 2009005643 | 327 | 337
100 | 2009005643 | 328.6667 | 338.6667
101 | 2009005643 | 330.3333 | 340.3333
102 | 2009005643 | 332 | 342
103 | 2009005643 | 334.3333 | 344.3333
104 | 2009005643 | 336.6667 | 346.6667
105 | 2009005643 | 339 | 349
106 | 2009005643 | 339.3333 | 349.3333
107 | 2009005643 | 339.6667 | 349.6667
108 | 2009005643 | 340 | 350
109 | 2009005643 | 342.3333 | 352.3333
110 | 2009005643 | 344.6667 | 354.6667
111 | 2009005643 | 347 | 357
112 | 2009005643 | 349.6667 | 359.6667
113 | 2009005643 | 352.3333 | 362.3333
114 | 2009005643 | 355 | 365
115 | 2009005643 | 360.3333 | 370.3333
116 | 2009005643 | 365.6667 | 375.6667
117 | 2009005643 | 371 | 381
118 | 2009005643 | 373.6667 | 383.6667
119 | 2009005643 | 376.3333 | 386.3333
120 | 2009005643 | 379 | 389
121 | 2009005643 | 383.3333 | 393.3333
122 | 2009005643 | 387.6667 | 377.6667
123 | 2009005643 | 392 | 382
124 | 2009005643 | 395.3333 | 385.3333
125 | 2009005643 | 398.6667 | 388.6667
126 | 2009005643 | 402 | 392
127 | 2009005643 | 404.3333 | 394.3333
128 | 2009005643 | 406.6667 | 396.6667
129 | 2009005643 | 409 | 399
130 | 2009005643 | 409 | 399
131 | 2009005643 | 409 | 399
132 | 2009005643 | 409 | 399
133 | 2009005643 | 408.3333 | 398.3333
134 | 2009005643 | 407.6667 | 397.6667
135 | 2009005643 | 407 | 397
136 | 2009005643 | 407 | 397
137 | 2009005643 | 407 | 397
138 | 2009005643 | 407 | 397
139 | 2009005643 | 407 | 397
140 | 2009005643 | 407 | 397
141 | 2009005643 | 407 | 397
142 | 2009005643 | 406 | 396
143 | 2009005643 | 405 | 395
0 | 2006010426 | 343 | 333
1 | 2006010426 | 344 | 334
2 | 2006010426 | 345 | 335
3 | 2006010426 | 346 | 336
4 | 2006010426 | 348 | 338
5 | 2006010426 | 350 | 340
6 | 2006010426 | 352 | 342
7 | 2006010426 | 353 | 343
8 | 2006010426 | 354 | 344
9 | 2006010426 | 355 | 345
10 | 2006010426 | 356.6667 | 346.6667
11 | 2006010426 | 358.3333 | 348.3333
12 | 2006010426 | 360 | 350
13 | 2006010426 | 363.6667 | 353.6667
14 | 2006010426 | 367.3333 | 357.3333
15 | 2006010426 | 371 | 361
16 | 2006010426 | 373.3333 | 363.3333
17 | 2006010426 | 375.6667 | 365.6667
18 | 2006010426 | 378 | 368
19 | 2006010426 | 378.6667 | 368.6667
20 | 2006010426 | 379.3333 | 369.3333
21 | 2006010426 | 380 | 370
22 | 2006010426 | 381.3333 | 371.3333
23 | 2006010426 | 382.6667 | 372.6667
24 | 2006010426 | 384 | 374
25 | 2006010426 | 385.3333 | 375.3333
26 | 2006010426 | 386.6667 | 376.6667
27 | 2006010426 | 388 | 378
28 | 2006010426 | 387 | 377
29 | 2006010426 | 386 | 376
30 | 2006010426 | 385 | 375
31 | 2006010426 | 383 | 373
32 | 2006010426 | 381 | 371
33 | 2006010426 | 379 | 369
34 | 2006010426 | 378.3333 | 368.3333
35 | 2006010426 | 377.6667 | 367.6667
36 | 2006010426 | 377 | 367
37 | 2006010426 | 377.3333 | 367.3333
38 | 2006010426 | 377.6667 | 367.6667
39 | 2006010426 | 378 | 368
40 | 2006010426 | 379.6667 | 369.6667
41 | 2006010426 | 381.3333 | 371.3333
42 | 2006010426 | 383 | 373
43 | 2006010426 | 385.3333 | 375.3333
44 | 2006010426 | 387.6667 | 377.6667
45 | 2006010426 | 390 | 380
46 | 2006010426 | 391.3333 | 381.3333
47 | 2006010426 | 392.6667 | 382.6667
48 | 2006010426 | 394 | 384
49 | 2006010426 | 393.3333 | 383.3333
50 | 2006010426 | 392.6667 | 382.6667
51 | 2006010426 | 392 | 382
52 | 2006010426 | 387.6667 | 377.6667
53 | 2006010426 | 383.3333 | 373.3333
54 | 2006010426 | 379 | 369
55 | 2006010426 | 372.3333 | 362.3333
56 | 2006010426 | 365.6667 | 355.6667
57 | 2006010426 | 359 | 349
58 | 2006010426 | 353.6667 | 343.6667
59 | 2006010426 | 348.3333 | 338.3333
60 | 2006010426 | 343 | 333
61 | 2006010426 | 338.3333 | 328.3333
62 | 2006010426 | 333.6667 | 323.6667
63 | 2006010426 | 329 | 319
64 | 2006010426 | 326 | 316
65 | 2006010426 | 323 | 313
66 | 2006010426 | 320 | 310
67 | 2006010426 | 318.3333 | 308.3333
68 | 2006010426 | 316.6667 | 306.6667
69 | 2006010426 | 315 | 305
70 | 2006010426 | 315.3333 | 305.3333
71 | 2006010426 | 315.6667 | 305.6667
72 | 2006010426 | 316 | 306
73 | 2006010426 | 316.3333 | 306.3333
74 | 2006010426 | 316.6667 | 306.6667
75 | 2006010426 | 317 | 307
76 | 2006010426 | 316.3333 | 306.3333
77 | 2006010426 | 315.6667 | 305.6667
78 | 2006010426 | 315 | 305
79 | 2006010426 | 314.6667 | 304.6667
80 | 2006010426 | 314.3333 | 304.3333
81 | 2006010426 | 314 | 304
82 | 2006010426 | 316.3333 | 306.3333
83 | 2006010426 | 318.6667 | 308.6667
84 | 2006010426 | 321 | 311
85 | 2006010426 | 323.3333 | 313.3333
86 | 2006010426 | 325.6667 | 315.6667
87 | 2006010426 | 328 | 318
88 | 2006010426 | 328.3333 | 318.3333
89 | 2006010426 | 328.6667 | 318.6667
90 | 2006010426 | 329 | 339
91 | 2006010426 | 329 | 339
92 | 2006010426 | 329 | 339
93 | 2006010426 | 329 | 339
94 | 2006010426 | 328.6667 | 338.6667
95 | 2006010426 | 328.3333 | 338.3333
96 | 2006010426 | 328 | 338
97 | 2006010426 | 327.6667 | 337.6667
98 | 2006010426 | 327.3333 | 337.3333
99 | 2006010426 | 327 | 337
100 | 2006010426 | 328.6667 | 338.6667
101 | 2006010426 | 330.3333 | 340.3333
102 | 2006010426 | 332 | 342
103 | 2006010426 | 334.3333 | 344.3333
104 | 2006010426 | 336.6667 | 346.6667
105 | 2006010426 | 339 | 349
106 | 2006010426 | 339.3333 | 349.3333
107 | 2006010426 | 339.6667 | 349.6667
108 | 2006010426 | 340 | 350
109 | 2006010426 | 342.3333 | 352.3333
110 | 2006010426 | 344.6667 | 354.6667
111 | 2006010426 | 347 | 357
112 | 2006010426 | 349.6667 | 359.6667
113 | 2006010426 | 352.3333 | 362.3333
114 | 2006010426 | 355 | 365
115 | 2006010426 | 360.3333 | 370.3333
116 | 2006010426 | 365.6667 | 375.6667
117 | 2006010426 | 371 | 381
118 | 2006010426 | 373.6667 | 383.6667
119 | 2006010426 | 376.3333 | 386.3333
120 | 2006010426 | 379 | 389
121 | 2006010426 | 383.3333 | 393.3333
122 | 2006010426 | 387.6667 | 377.6667
123 | 2006010426 | 392 | 382
124 | 2006010426 | 395.3333 | 385.3333
125 | 2006010426 | 398.6667 | 388.6667
126 | 2006010426 | 402 | 392
127 | 2006010426 | 404.3333 | 394.3333
128 | 2006010426 | 406.6667 | 396.6667
129 | 2006010426 | 409 | 399
130 | 2006010426 | 409 | 399
131 | 2006010426 | 409 | 399
132 | 2006010426 | 409 | 399
133 | 2006010426 | 408.3333 | 398.3333
134 | 2006010426 | 407.6667 | 397.6667
135 | 2006010426 | 407 | 397
136 | 2006010426 | 407 | 397
137 | 2006010426 | 407 | 397
138 | 2006010426 | 407 | 397
139 | 2006010426 | 407 | 397
140 | 2006010426 | 407 | 397
141 | 2006010426 | 407 | 397
142 | 2006010426 | 406 | 396
143 | 2006010426 | 405 | 395
0 | 2005000747 | 343 | 333
1 | 2005000747 | 344 | 334
2 | 2005000747 | 345 | 335
3 | 2005000747 | 346 | 336
4 | 2005000747 | 348 | 338
5 | 2005000747 | 350 | 340
6 | 2005000747 | 352 | 342
7 | 2005000747 | 353 | 343
8 | 2005000747 | 354 | 344
9 | 2005000747 | 355 | 345
10 | 2005000747 | 356.6667 | 346.6667
11 | 2005000747 | 358.3333 | 348.3333
12 | 2005000747 | 360 | 350
13 | 2005000747 | 363.6667 | 353.6667
14 | 2005000747 | 367.3333 | 357.3333
15 | 2005000747 | 371 | 361
16 | 2005000747 | 373.3333 | 363.3333
17 | 2005000747 | 375.6667 | 365.6667
18 | 2005000747 | 378 | 368
19 | 2005000747 | 378.6667 | 368.6667
20 | 2005000747 | 379.3333 | 369.3333
21 | 2005000747 | 380 | 370
22 | 2005000747 | 381.3333 | 371.3333
23 | 2005000747 | 382.6667 | 372.6667
24 | 2005000747 | 384 | 374
25 | 2005000747 | 385.3333 | 375.3333
26 | 2005000747 | 386.6667 | 376.6667
27 | 2005000747 | 388 | 378
28 | 2005000747 | 387 | 377
29 | 2005000747 | 386 | 376
30 | 2005000747 | 385 | 375
31 | 2005000747 | 383 | 373
32 | 2005000747 | 381 | 371
33 | 2005000747 | 379 | 369
34 | 2005000747 | 378.3333 | 368.3333
35 | 2005000747 | 377.6667 | 367.6667
36 | 2005000747 | 377 | 367
37 | 2005000747 | 377.3333 | 367.3333
38 | 2005000747 | 377.6667 | 367.6667
39 | 2005000747 | 378 | 368
40 | 2005000747 | 379.6667 | 369.6667
41 | 2005000747 | 381.3333 | 371.3333
42 | 2005000747 | 383 | 373
43 | 2005000747 | 385.3333 | 375.3333
44 | 2005000747 | 387.6667 | 377.6667
45 | 2005000747 | 390 | 380
46 | 2005000747 | 391.3333 | 381.3333
47 | 2005000747 | 392.6667 | 382.6667
48 | 2005000747 | 394 | 384
49 | 2005000747 | 393.3333 | 383.3333
50 | 2005000747 | 392.6667 | 382.6667
51 | 2005000747 | 392 | 382
52 | 2005000747 | 387.6667 | 377.6667
53 | 2005000747 | 383.3333 | 373.3333
54 | 2005000747 | 379 | 369
55 | 2005000747 | 372.3333 | 362.3333
56 | 2005000747 | 365.6667 | 355.6667
57 | 2005000747 | 359 | 349
58 | 2005000747 | 353.6667 | 343.6667
59 | 2005000747 | 348.3333 | 338.3333
60 | 2005000747 | 343 | 333
61 | 2005000747 | 338.3333 | 328.3333
62 | 2005000747 | 333.6667 | 323.6667
63 | 2005000747 | 329 | 319
64 | 2005000747 | 326 | 316
65 | 2005000747 | 323 | 313
66 | 2005000747 | 320 | 310
67 | 2005000747 | 318.3333 | 308.3333
68 | 2005000747 | 316.6667 | 306.6667
69 | 2005000747 | 315 | 305
70 | 2005000747 | 315.3333 | 305.3333
71 | 2005000747 | 315.6667 | 305.6667
72 | 2005000747 | 316 | 306
73 | 2005000747 | 316.3333 | 306.3333
74 | 2005000747 | 316.6667 | 306.6667
75 | 2005000747 | 317 | 307
76 | 2005000747 | 316.3333 | 306.3333
77 | 2005000747 | 315.6667 | 305.6667
78 | 2005000747 | 315 | 305
79 | 2005000747 | 314.6667 | 304.6667
80 | 2005000747 | 314.3333 | 304.3333
81 | 2005000747 | 314 | 304
82 | 2005000747 | 316.3333 | 306.3333
83 | 2005000747 | 318.6667 | 308.6667
84 | 2005000747 | 321 | 311
85 | 2005000747 | 323.3333 | 313.3333
86 | 2005000747 | 325.6667 | 315.6667
87 | 2005000747 | 328 | 318
88 | 2005000747 | 328.3333 | 318.3333
89 | 2005000747 | 328.6667 | 318.6667
90 | 2005000747 | 329 | 339
91 | 2005000747 | 329 | 339
92 | 2005000747 | 329 | 339
93 | 2005000747 | 329 | 339
94 | 2005000747 | 328.6667 | 338.6667
95 | 2005000747 | 328.3333 | 338.3333
96 | 2005000747 | 328 | 338
97 | 2005000747 | 327.6667 | 337.6667
98 | 2005000747 | 327.3333 | 337.3333
99 | 2005000747 | 327 | 337
100 | 2005000747 | 328.6667 | 338.6667
101 | 2005000747 | 330.3333 | 340.3333
102 | 2005000747 | 332 | 342
103 | 2005000747 | 334.3333 | 344.3333
104 | 2005000747 | 336.6667 | 346.6667
105 | 2005000747 | 339 | 349
106 | 2005000747 | 339.3333 | 349.3333
107 | 2005000747 | 339.6667 | 349.6667
108 | 2005000747 | 340 | 350
109 | 2005000747 | 342.3333 | 352.3333
110 | 2005000747 | 344.6667 | 354.6667
111 | 2005000747 | 347 | 357
112 | 2005000747 | 349.6667 | 359.6667
113 | 2005000747 | 352.3333 | 362.3333
114 | 2005000747 | 355 | 365
115 | 2005000747 | 360.3333 | 370.3333
116 | 2005000747 | 365.6667 | 375.6667
117 | 2005000747 | 371 | 381
118 | 2005000747 | 373.6667 | 383.6667
119 | 2005000747 | 376.3333 | 386.3333
120 | 2005000747 | 379 | 389
121 | 2005000747 | 383.3333 | 393.3333
122 | 2005000747 | 387.6667 | 377.6667
123 | 2005000747 | 392 | 382
124 | 2005000747 | 395.3333 | 385.3333
125 | 2005000747 | 398.6667 | 388.6667
126 | 2005000747 | 402 | 392
127 | 2005000747 | 404.3333 | 394.3333
128 | 2005000747 | 406.6667 | 396.6667
129 | 2005000747 | 409 | 399
130 | 2005000747 | 409 | 399
131 | 2005000747 | 409 | 399
132 | 2005000747 | 409 | 399
133 | 2005000747 | 408.3333 | 398.3333
134 | 2005000747 | 407.6667 | 397.6667
135 | 2005000747 | 407 | 397
136 | 2005000747 | 407 | 397
137 | 2005000747 | 407 | 397
138 | 2005000747 | 407 | 397
139 | 2005000747 | 407 | 397
140 | 2005000747 | 407 | 397
141 | 2005000747 | 407 | 397
142 | 2005000747 | 406 | 396
143 | 2005000747 | 405 | 395
0 | 2009007897 | 343 | 333
1 | 2009007897 | 344 | 334
2 | 2009007897 | 345 | 335
3 | 2009007897 | 346 | 336
4 | 2009007897 | 348 | 338
5 | 2009007897 | 350 | 340
6 | 2009007897 | 352 | 342
7 | 2009007897 | 353 | 343
8 | 2009007897 | 354 | 344
9 | 2009007897 | 355 | 345
10 | 2009007897 | 356.6667 | 346.6667
11 | 2009007897 | 358.3333 | 348.3333
12 | 2009007897 | 360 | 350
13 | 2009007897 | 363.6667 | 353.6667
14 | 2009007897 | 367.3333 | 357.3333
15 | 2009007897 | 371 | 361
16 | 2009007897 | 373.3333 | 363.3333
17 | 2009007897 | 375.6667 | 365.6667
18 | 2009007897 | 378 | 368
19 | 2009007897 | 378.6667 | 368.6667
20 | 2009007897 | 379.3333 | 369.3333
21 | 2009007897 | 380 | 370
22 | 2009007897 | 381.3333 | 371.3333
23 | 2009007897 | 382.6667 | 372.6667
24 | 2009007897 | 384 | 374
25 | 2009007897 | 385.3333 | 375.3333
26 | 2009007897 | 386.6667 | 376.6667
27 | 2009007897 | 388 | 378
28 | 2009007897 | 387 | 377
29 | 2009007897 | 386 | 376
30 | 2009007897 | 385 | 375
31 | 2009007897 | 383 | 373
32 | 2009007897 | 381 | 371
33 | 2009007897 | 379 | 369
34 | 2009007897 | 378.3333 | 368.3333
35 | 2009007897 | 377.6667 | 367.6667
36 | 2009007897 | 377 | 367
37 | 2009007897 | 377.3333 | 367.3333
38 | 2009007897 | 377.6667 | 367.6667
39 | 2009007897 | 378 | 368
40 | 2009007897 | 379.6667 | 369.6667
41 | 2009007897 | 381.3333 | 371.3333
42 | 2009007897 | 383 | 373
43 | 2009007897 | 385.3333 | 375.3333
44 | 2009007897 | 387.6667 | 377.6667
45 | 2009007897 | 390 | 380
46 | 2009007897 | 391.3333 | 381.3333
47 | 2009007897 | 392.6667 | 382.6667
48 | 2009007897 | 394 | 384
49 | 2009007897 | 393.3333 | 383.3333
50 | 2009007897 | 392.6667 | 382.6667
51 | 2009007897 | 392 | 382
52 | 2009007897 | 387.6667 | 377.6667
53 | 2009007897 | 383.3333 | 373.3333
54 | 2009007897 | 379 | 369
55 | 2009007897 | 372.3333 | 362.3333
56 | 2009007897 | 365.6667 | 355.6667
57 | 2009007897 | 359 | 349
58 | 2009007897 | 353.6667 | 343.6667
59 | 2009007897 | 348.3333 | 338.3333
60 | 2009007897 | 343 | 333
61 | 2009007897 | 338.3333 | 328.3333
62 | 2009007897 | 333.6667 | 323.6667
63 | 2009007897 | 329 | 319
64 | 2009007897 | 326 | 316
65 | 2009007897 | 323 | 313
66 | 2009007897 | 320 | 310
67 | 2009007897 | 318.3333 | 308.3333
68 | 2009007897 | 316.6667 | 306.6667
69 | 2009007897 | 315 | 305
70 | 2009007897 | 315.3333 | 305.3333
71 | 2009007897 | 315.6667 | 305.6667
72 | 2009007897 | 316 | 306
73 | 2009007897 | 316.3333 | 306.3333
74 | 2009007897 | 316.6667 | 306.6667
75 | 2009007897 | 317 | 307
76 | 2009007897 | 316.3333 | 306.3333
77 | 2009007897 | 315.6667 | 305.6667
78 | 2009007897 | 315 | 305
79 | 2009007897 | 314.6667 | 304.6667
80 | 2009007897 | 314.3333 | 304.3333
81 | 2009007897 | 314 | 304
82 | 2009007897 | 316.3333 | 306.3333
83 | 2009007897 | 318.6667 | 308.6667
84 | 2009007897 | 321 | 311
85 | 2009007897 | 323.3333 | 313.3333
86 | 2009007897 | 325.6667 | 315.6667
87 | 2009007897 | 328 | 318
88 | 2009007897 | 328.3333 | 318.3333
89 | 2009007897 | 328.6667 | 318.6667
90 | 2009007897 | 329 | 339
91 | 2009007897 | 329 | 339
92 | 2009007897 | 329 | 339
93 | 2009007897 | 329 | 339
94 | 2009007897 | 328.6667 | 338.6667
95 | 2009007897 | 328.3333 | 338.3333
96 | 2009007897 | 328 | 338
97 | 2009007897 | 327.6667 | 337.6667
98 | 2009007897 | 327.3333 | 337.3333
99 | 2009007897 | 327 | 337
100 | 2009007897 | 328.6667 | 338.6667
101 | 2009007897 | 330.3333 | 340.3333
102 | 2009007897 | 332 | 342
103 | 2009007897 | 334.3333 | 344.3333
104 | 2009007897 | 336.6667 | 346.6667
105 | 2009007897 | 339 | 349
106 | 2009007897 | 339.3333 | 349.3333
107 | 2009007897 | 339.6667 | 349.6667
108 | 2009007897 | 340 | 350
109 | 2009007897 | 342.3333 | 352.3333
110 | 2009007897 | 344.6667 | 354.6667
111 | 2009007897 | 347 | 357
112 | 2009007897 | 349.6667 | 359.6667
113 | 2009007897 | 352.3333 | 362.3333
114 | 2009007897 | 355 | 365
115 | 2009007897 | 360.3333 | 370.3333
116 | 2009007897 | 365.6667 | 375.6667
117 | 2009007897 | 371 | 381
118 | 2009007897 | 373.6667 | 383.6667
119 | 2009007897 | 376.3333 | 386.3333
120 | 2009007897 | 379 | 389
121 | 2009007897 | 383.3333 | 393.3333
122 | 2009007897 | 387.6667 | 377.6667
123 | 2009007897 | 392 | 382
124 | 2009007897 | 395.3333 | 385.3333
125 | 2009007897 | 398.6667 | 388.6667
126 | 2009007897 | 402 | 392
127 | 2009007897 | 404.3333 | 394.3333
128 | 2009007897 | 406.6667 | 396.6667
129 | 2009007897 | 409 | 399
130 | 2009007897 | 409 | 399
131 | 2009007897 | 409 | 399
132 | 2009007897 | 409 | 399
133 | 2009007897 | 408.3333 | 398.3333
134 | 2009007897 | 407.6667 | 397.6667
135 | 2009007897 | 407 | 397
136 | 2009007897 | 407 | 397
137 | 2009007897 | 407 | 397
138 | 2009007897 | 407 | 397
139 | 2009007897 | 407 | 397
140 | 2009007897 | 407 | 397
141 | 2009007897 | 407 | 397
142 | 2009007897 | 406 | 396
143 | 2009007897 | 405 | 395
0 | 2003006470 | 343 | 333
1 | 2003006470 | 344 | 334
2 | 2003006470 | 345 | 335
3 | 2003006470 | 346 | 336
4 | 2003006470 | 348 | 338
5 | 2003006470 | 350 | 340
6 | 2003006470 | 352 | 342
7 | 2003006470 | 353 | 343
8 | 2003006470 | 354 | 344
9 | 2003006470 | 355 | 345
10 | 2003006470 | 356.6667 | 346.6667
11 | 2003006470 | 358.3333 | 348.3333
12 | 2003006470 | 360 | 350
13 | 2003006470 | 363.6667 | 353.6667
14 | 2003006470 | 367.3333 | 357.3333
15 | 2003006470 | 371 | 361
16 | 2003006470 | 373.3333 | 363.3333
17 | 2003006470 | 375.6667 | 365.6667
18 | 2003006470 | 378 | 368
19 | 2003006470 | 378.6667 | 368.6667
20 | 2003006470 | 379.3333 | 369.3333
21 | 2003006470 | 380 | 370
22 | 2003006470 | 381.3333 | 371.3333
23 | 2003006470 | 382.6667 | 372.6667
24 | 2003006470 | 384 | 374
25 | 2003006470 | 385.3333 | 375.3333
26 | 2003006470 | 386.6667 | 376.6667
27 | 2003006470 | 388 | 378
28 | 2003006470 | 387 | 377
29 | 2003006470 | 386 | 376
30 | 2003006470 | 385 | 375
31 | 2003006470 | 383 | 373
32 | 2003006470 | 381 | 371
33 | 2003006470 | 379 | 369
34 | 2003006470 | 378.3333 | 368.3333
35 | 2003006470 | 377.6667 | 367.6667
36 | 2003006470 | 377 | 367
37 | 2003006470 | 377.3333 | 367.3333
38 | 2003006470 | 377.6667 | 367.6667
39 | 2003006470 | 378 | 368
40 | 2003006470 | 379.6667 | 369.6667
41 | 2003006470 | 381.3333 | 371.3333
42 | 2003006470 | 383 | 373
43 | 2003006470 | 385.3333 | 375.3333
44 | 2003006470 | 387.6667 | 377.6667
45 | 2003006470 | 390 | 380
46 | 2003006470 | 391.3333 | 381.3333
47 | 2003006470 | 392.6667 | 382.6667
48 | 2003006470 | 394 | 384
49 | 2003006470 | 393.3333 | 383.3333
50 | 2003006470 | 392.6667 | 382.6667
51 | 2003006470 | 392 | 382
52 | 2003006470 | 387.6667 | 377.6667
53 | 2003006470 | 383.3333 | 373.3333
54 | 2003006470 | 379 | 369
55 | 2003006470 | 372.3333 | 362.3333
56 | 2003006470 | 365.6667 | 355.6667
57 | 2003006470 | 359 | 349
58 | 2003006470 | 353.6667 | 343.6667
59 | 2003006470 | 348.3333 | 338.3333
60 | 2003006470 | 343 | 333
61 | 2003006470 | 338.3333 | 328.3333
62 | 2003006470 | 333.6667 | 323.6667
63 | 2003006470 | 329 | 319
64 | 2003006470 | 326 | 316
65 | 2003006470 | 323 | 313
66 | 2003006470 | 320 | 310
67 | 2003006470 | 318.3333 | 308.3333
68 | 2003006470 | 316.6667 | 306.6667
69 | 2003006470 | 315 | 305
70 | 2003006470 | 315.3333 | 305.3333
71 | 2003006470 | 315.6667 | 305.6667
72 | 2003006470 | 316 | 306
73 | 2003006470 | 316.3333 | 306.3333
74 | 2003006470 | 316.6667 | 306.6667
75 | 2003006470 | 317 | 307
76 | 2003006470 | 316.3333 | 306.3333
77 | 2003006470 | 315.6667 | 305.6667
78 | 2003006470 | 315 | 305
79 | 2003006470 | 314.6667 | 304.6667
80 | 2003006470 | 314.3333 | 304.3333
81 | 2003006470 | 314 | 304
82 | 2003006470 | 316.3333 | 306.3333
83 | 2003006470 | 318.6667 | 308.6667
84 | 2003006470 | 321 | 311
85 | 2003006470 | 323.3333 | 313.3333
86 | 2003006470 | 325.6667 | 315.6667
87 | 2003006470 | 328 | 318
88 | 2003006470 | 328.3333 | 318.3333
89 | 2003006470 | 328.6667 | 318.6667
90 | 2003006470 | 329 | 339
91 | 2003006470 | 329 | 339
92 | 2003006470 | 329 | 339
93 | 2003006470 | 329 | 339
94 | 2003006470 | 328.6667 | 338.6667
95 | 2003006470 | 328.3333 | 338.3333
96 | 2003006470 | 328 | 338
97 | 2003006470 | 327.6667 | 337.6667
98 | 2003006470 | 327.3333 | 337.3333
99 | 2003006470 | 327 | 337
100 | 2003006470 | 328.6667 | 338.6667
101 | 2003006470 | 330.3333 | 340.3333
102 | 2003006470 | 332 | 342
103 | 2003006470 | 334.3333 | 344.3333
104 | 2003006470 | 336.6667 | 346.6667
105 | 2003006470 | 339 | 349
106 | 2003006470 | 339.3333 | 349.3333
107 | 2003006470 | 339.6667 | 349.6667
108 | 2003006470 | 340 | 350
109 | 2003006470 | 342.3333 | 352.3333
110 | 2003006470 | 344.6667 | 354.6667
111 | 2003006470 | 347 | 357
112 | 2003006470 | 349.6667 | 359.6667
113 | 2003006470 | 352.3333 | 362.3333
114 | 2003006470 | 355 | 365
115 | 2003006470 | 360.3333 | 370.3333
116 | 2003006470 | 365.6667 | 375.6667
117 | 2003006470 | 371 | 381
118 | 2003006470 | 373.6667 | 383.6667
119 | 2003006470 | 376.3333 | 386.3333
120 | 2003006470 | 379 | 389
121 | 2003006470 | 383.3333 | 393.3333
122 | 2003006470 | 387.6667 | 377.6667
123 | 2003006470 | 392 | 382
124 | 2003006470 | 395.3333 | 385.3333
125 | 2003006470 | 398.6667 | 388.6667
126 | 2003006470 | 402 | 392
127 | 2003006470 | 404.3333 | 394.3333
128 | 2003006470 | 406.6667 | 396.6667
129 | 2003006470 | 409 | 399
130 | 2003006470 | 409 | 399
131 | 2003006470 | 409 | 399
132 | 2003006470 | 409 | 399
133 | 2003006470 | 408.3333 | 398.3333
134 | 2003006470 | 407.6667 | 397.6667
135 | 2003006470 | 407 | 397
136 | 2003006470 | 407 | 397
137 | 2003006470 | 407 | 397
138 | 2003006470 | 407 | 397
139 | 2003006470 | 407 | 397
140 | 2003006470 | 407 | 397
141 | 2003006470 | 407 | 397
142 | 2003006470 | 406 | 396
143 | 2003006470 | 405 | 395
0 | 2008009654 | 343 | 333
1 | 2008009654 | 344 | 334
2 | 2008009654 | 345 | 335
3 | 2008009654 | 346 | 336
4 | 2008009654 | 348 | 338
5 | 2008009654 | 350 | 340
6 | 2008009654 | 352 | 342
7 | 2008009654 | 353 | 343
8 | 2008009654 | 354 | 344
9 | 2008009654 | 355 | 345
10 | 2008009654 | 356.6667 | 346.6667
11 | 2008009654 | 358.3333 | 348.3333
12 | 2008009654 | 360 | 350
13 | 2008009654 | 363.6667 | 353.6667
14 | 2008009654 | 367.3333 | 357.3333
15 | 2008009654 | 371 | 361
16 | 2008009654 | 373.3333 | 363.3333
17 | 2008009654 | 375.6667 | 365.6667
18 | 2008009654 | 378 | 368
19 | 2008009654 | 378.6667 | 368.6667
20 | 2008009654 | 379.3333 | 369.3333
21 | 2008009654 | 380 | 370
22 | 2008009654 | 381.3333 | 371.3333
23 | 2008009654 | 382.6667 | 372.6667
24 | 2008009654 | 384 | 374
25 | 2008009654 | 385.3333 | 375.3333
26 | 2008009654 | 386.6667 | 376.6667
27 | 2008009654 | 388 | 378
28 | 2008009654 | 387 | 377
29 | 2008009654 | 386 | 376
30 | 2008009654 | 385 | 375
31 | 2008009654 | 383 | 373
32 | 2008009654 | 381 | 371
33 | 2008009654 | 379 | 369
34 | 2008009654 | 378.3333 | 368.3333
35 | 2008009654 | 377.6667 | 367.6667
36 | 2008009654 | 377 | 367
37 | 2008009654 | 377.3333 | 367.3333
38 | 2008009654 | 377.6667 | 367.6667
39 | 2008009654 | 378 | 368
40 | 2008009654 | 379.6667 | 369.6667
41 | 2008009654 | 381.3333 | 371.3333
42 | 2008009654 | 383 | 373
43 | 2008009654 | 385.3333 | 375.3333
44 | 2008009654 | 387.6667 | 377.6667
45 | 2008009654 | 390 | 380
46 | 2008009654 | 391.3333 | 381.3333
47 | 2008009654 | 392.6667 | 382.6667
48 | 2008009654 | 394 | 384
49 | 2008009654 | 393.3333 | 383.3333
50 | 2008009654 | 392.6667 | 382.6667
51 | 2008009654 | 392 | 382
52 | 2008009654 | 387.6667 | 377.6667
53 | 2008009654 | 383.3333 | 373.3333
54 | 2008009654 | 379 | 369
55 | 2008009654 | 372.3333 | 362.3333
56 | 2008009654 | 365.6667 | 355.6667
57 | 2008009654 | 359 | 349
58 | 2008009654 | 353.6667 | 343.6667
59 | 2008009654 | 348.3333 | 338.3333
60 | 2008009654 | 343 | 333
61 | 2008009654 | 338.3333 | 328.3333
62 | 2008009654 | 333.6667 | 323.6667
63 | 2008009654 | 329 | 319
64 | 2008009654 | 326 | 316
65 | 2008009654 | 323 | 313
66 | 2008009654 | 320 | 310
67 | 2008009654 | 318.3333 | 308.3333
68 | 2008009654 | 316.6667 | 306.6667
69 | 2008009654 | 315 | 305
70 | 2008009654 | 315.3333 | 305.3333
71 | 2008009654 | 315.6667 | 305.6667
72 | 2008009654 | 316 | 306
73 | 2008009654 | 316.3333 | 306.3333
74 | 2008009654 | 316.6667 | 306.6667
75 | 2008009654 | 317 | 307
76 | 2008009654 | 316.3333 | 306.3333
77 | 2008009654 | 315.6667 | 305.6667
78 | 2008009654 | 315 | 305
79 | 2008009654 | 314.6667 | 304.6667
80 | 2008009654 | 314.3333 | 304.3333
81 | 2008009654 | 314 | 304
82 | 2008009654 | 316.3333 | 306.3333
83 | 2008009654 | 318.6667 | 308.6667
84 | 2008009654 | 321 | 311
85 | 2008009654 | 323.3333 | 313.3333
86 | 2008009654 | 325.6667 | 315.6667
87 | 2008009654 | 328 | 318
88 | 2008009654 | 328.3333 | 318.3333
89 | 2008009654 | 328.6667 | 318.6667
90 | 2008009654 | 329 | 339
91 | 2008009654 | 329 | 339
92 | 2008009654 | 329 | 339
93 | 2008009654 | 329 | 339
94 | 2008009654 | 328.6667 | 338.6667
95 | 2008009654 | 328.3333 | 338.3333
96 | 2008009654 | 328 | 338
97 | 2008009654 | 327.6667 | 337.6667
98 | 2008009654 | 327.3333 | 337.3333
99 | 2008009654 | 327 | 337
100 | 2008009654 | 328.6667 | 338.6667
101 | 2008009654 | 330.3333 | 340.3333
102 | 2008009654 | 332 | 342
103 | 2008009654 | 334.3333 | 344.3333
104 | 2008009654 | 336.6667 | 346.6667
105 | 2008009654 | 339 | 349
106 | 2008009654 | 339.3333 | 349.3333
107 | 2008009654 | 339.6667 | 349.6667
108 | 2008009654 | 340 | 350
109 | 2008009654 | 342.3333 | 352.3333
110 | 2008009654 | 344.6667 | 354.6667
111 | 2008009654 | 347 | 357
112 | 2008009654 | 349.6667 | 359.6667
113 | 2008009654 | 352.3333 | 362.3333
114 | 2008009654 | 355 | 365
115 | 2008009654 | 360.3333 | 370.3333
116 | 2008009654 | 365.6667 | 375.6667
117 | 2008009654 | 371 | 381
118 | 2008009654 | 373.6667 | 383.6667
119 | 2008009654 | 376.3333 | 386.3333
120 | 2008009654 | 379 | 389
121 | 2008009654 | 383.3333 | 393.3333
122 | 2008009654 | 387.6667 | 377.6667
123 | 2008009654 | 392 | 382
124 | 2008009654 | 395.3333 | 385.3333
125 | 2008009654 | 398.6667 | 388.6667
126 | 2008009654 | 402 | 392
127 | 2008009654 | 404.3333 | 394.3333
128 | 2008009654 | 406.6667 | 396.6667
129 | 2008009654 | 409 | 399
130 | 2008009654 | 409 | 399
131 | 2008009654 | 409 | 399
132 | 2008009654 | 409 | 399
133 | 2008009654 | 408.3333 | 398.3333
134 | 2008009654 | 407.6667 | 397.6667
135 | 2008009654 | 407 | 397
136 | 2008009654 | 407 | 397
137 | 2008009654 | 407 | 397
138 | 2008009654 | 407 | 397
139 | 2008009654 | 407 | 397
140 | 2008009654 | 407 | 397
141 | 2008009654 | 407 | 397
142 | 2008009654 | 406 | 396
143 | 2008009654 | 405 | 395
0 | 2009007655 | 343 | 333
1 | 2009007655 | 344 | 334
2 | 2009007655 | 345 | 335
3 | 2009007655 | 346 | 336
4 | 2009007655 | 348 | 338
5 | 2009007655 | 350 | 340
6 | 2009007655 | 352 | 342
7 | 2009007655 | 353 | 343
8 | 2009007655 | 354 | 344
9 | 2009007655 | 355 | 345
10 | 2009007655 | 356.6667 | 346.6667
11 | 2009007655 | 358.3333 | 348.3333
12 | 2009007655 | 360 | 350
13 | 2009007655 | 363.6667 | 353.6667
14 | 2009007655 | 367.3333 | 357.3333
15 | 2009007655 | 371 | 361
16 | 2009007655 | 373.3333 | 363.3333
17 | 2009007655 | 375.6667 | 365.6667
18 | 2009007655 | 378 | 368
19 | 2009007655 | 378.6667 | 368.6667
20 | 2009007655 | 379.3333 | 369.3333
21 | 2009007655 | 380 | 370
22 | 2009007655 | 381.3333 | 371.3333
23 | 2009007655 | 382.6667 | 372.6667
24 | 2009007655 | 384 | 374
25 | 2009007655 | 385.3333 | 375.3333
26 | 2009007655 | 386.6667 | 376.6667
27 | 2009007655 | 388 | 378
28 | 2009007655 | 387 | 377
29 | 2009007655 | 386 | 376
30 | 2009007655 | 385 | 375
31 | 2009007655 | 383 | 373
32 | 2009007655 | 381 | 371
33 | 2009007655 | 379 | 369
34 | 2009007655 | 378.3333 | 368.3333
35 | 2009007655 | 377.6667 | 367.6667
36 | 2009007655 | 377 | 367
37 | 2009007655 | 377.3333 | 367.3333
38 | 2009007655 | 377.6667 | 367.6667
39 | 2009007655 | 378 | 368
40 | 2009007655 | 379.6667 | 369.6667
41 | 2009007655 | 381.3333 | 371.3333
42 | 2009007655 | 383 | 373
43 | 2009007655 | 385.3333 | 375.3333
44 | 2009007655 | 387.6667 | 377.6667
45 | 2009007655 | 390 | 380
46 | 2009007655 | 391.3333 | 381.3333
47 | 2009007655 | 392.6667 | 382.6667
48 | 2009007655 | 394 | 384
49 | 2009007655 | 393.3333 | 383.3333
50 | 2009007655 | 392.6667 | 382.6667
51 | 2009007655 | 392 | 382
52 | 2009007655 | 387.6667 | 377.6667
53 | 2009007655 | 383.3333 | 373.3333
54 | 2009007655 | 379 | 369
55 | 2009007655 | 372.3333 | 362.3333
56 | 2009007655 | 365.6667 | 355.6667
57 | 2009007655 | 359 | 349
58 | 2009007655 | 353.6667 | 343.6667
59 | 2009007655 | 348.3333 | 338.3333
60 | 2009007655 | 343 | 333
61 | 2009007655 | 338.3333 | 328.3333
62 | 2009007655 | 333.6667 | 323.6667
63 | 2009007655 | 329 | 319
64 | 2009007655 | 326 | 316
65 | 2009007655 | 323 | 313
66 | 2009007655 | 320 | 310
67 | 2009007655 | 318.3333 | 308.3333
68 | 2009007655 | 316.6667 | 306.6667
69 | 2009007655 | 315 | 305
70 | 2009007655 | 315.3333 | 305.3333
71 | 2009007655 | 315.6667 | 305.6667
72 | 2009007655 | 316 | 306
73 | 2009007655 | 316.3333 | 306.3333
74 | 2009007655 | 316.6667 | 306.6667
75 | 2009007655 | 317 | 307
76 | 2009007655 | 316.3333 | 306.3333
77 | 2009007655 | 315.6667 | 305.6667
78 | 2009007655 | 315 | 305
79 | 2009007655 | 314.6667 | 304.6667
80 | 2009007655 | 314.3333 | 304.3333
81 | 2009007655 | 314 | 304
82 | 2009007655 | 316.3333 | 306.3333
83 | 2009007655 | 318.6667 | 308.6667
84 | 2009007655 | 321 | 311
85 | 2009007655 | 323.3333 | 313.3333
86 | 2009007655 | 325.6667 | 315.6667
87 | 2009007655 | 328 | 318
88 | 2009007655 | 328.3333 | 318.3333
89 | 2009007655 | 328.6667 | 318.6667
90 | 2009007655 | 329 | 339
91 | 2009007655 | 329 | 339
92 | 2009007655 | 329 | 339
93 | 2009007655 | 329 | 339
94 | 2009007655 | 328.6667 | 338.6667
95 | 2009007655 | 328.3333 | 338.3333
96 | 2009007655 | 328 | 338
97 | 2009007655 | 327.6667 | 337.6667
98 | 2009007655 | 327.3333 | 337.3333
99 | 2009007655 | 327 | 337
100 | 2009007655 | 328.6667 | 338.6667
101 | 2009007655 | 330.3333 | 340.3333
102 | 2009007655 | 332 | 342
103 | 2009007655 | 334.3333 | 344.3333
104 | 2009007655 | 336.6667 | 346.6667
105 | 2009007655 | 339 | 349
106 | 2009007655 | 339.3333 | 349.3333
107 | 2009007655 | 339.6667 | 349.6667
108 | 2009007655 | 340 | 350
109 | 2009007655 | 342.3333 | 352.3333
110 | 2009007655 | 344.6667 | 354.6667
111 | 2009007655 | 347 | 357
112 | 2009007655 | 349.6667 | 359.6667
113 | 2009007655 | 352.3333 | 362.3333
114 | 2009007655 | 355 | 365
115 | 2009007655 | 360.3333 | 370.3333
116 | 2009007655 | 365.6667 | 375.6667
117 | 2009007655 | 371 | 381
118 | 2009007655 | 373.6667 | 383.6667
119 | 2009007655 | 376.3333 | 386.3333
120 | 2009007655 | 379 | 389
121 | 2009007655 | 383.3333 | 393.3333
122 | 2009007655 | 387.6667 | 377.6667
123 | 2009007655 | 392 | 382
124 | 2009007655 | 395.3333 | 385.3333
125 | 2009007655 | 398.6667 | 388.6667
126 | 2009007655 | 402 | 392
127 | 2009007655 | 404.3333 | 394.3333
128 | 2009007655 | 406.6667 | 396.6667
129 | 2009007655 | 409 | 399
130 | 2009007655 | 409 | 399
131 | 2009007655 | 409 | 399
132 | 2009007655 | 409 | 399
133 | 2009007655 | 408.3333 | 398.3333
134 | 2009007655 | 407.6667 | 397.6667
135 | 2009007655 | 407 | 397
136 | 2009007655 | 407 | 397
137 | 2009007655 | 407 | 397
138 | 2009007655 | 407 | 397
139 | 2009007655 | 407 | 397
140 | 2009007655 | 407 | 397
141 | 2009007655 | 407 | 397
142 | 2009007655 | 406 | 396
143 | 2009007655 | 405 | 395
0 | 2003005011 | 343 | 333
1 | 2003005011 | 344 | 334
2 | 2003005011 | 345 | 335
3 | 2003005011 | 346 | 336
4 | 2003005011 | 348 | 338
5 | 2003005011 | 350 | 340
6 | 2003005011 | 352 | 342
7 | 2003005011 | 353 | 343
8 | 2003005011 | 354 | 344
9 | 2003005011 | 355 | 345
10 | 2003005011 | 356.6667 | 346.6667
11 | 2003005011 | 358.3333 | 348.3333
12 | 2003005011 | 360 | 350
13 | 2003005011 | 363.6667 | 353.6667
14 | 2003005011 | 367.3333 | 357.3333
15 | 2003005011 | 371 | 361
16 | 2003005011 | 373.3333 | 363.3333
17 | 2003005011 | 375.6667 | 365.6667
18 | 2003005011 | 378 | 368
19 | 2003005011 | 378.6667 | 368.6667
20 | 2003005011 | 379.3333 | 369.3333
21 | 2003005011 | 380 | 370
22 | 2003005011 | 381.3333 | 371.3333
23 | 2003005011 | 382.6667 | 372.6667
24 | 2003005011 | 384 | 374
25 | 2003005011 | 385.3333 | 375.3333
26 | 2003005011 | 386.6667 | 376.6667
27 | 2003005011 | 388 | 378
28 | 2003005011 | 387 | 377
29 | 2003005011 | 386 | 376
30 | 2003005011 | 385 | 375
31 | 2003005011 | 383 | 373
32 | 2003005011 | 381 | 371
33 | 2003005011 | 379 | 369
34 | 2003005011 | 378.3333 | 368.3333
35 | 2003005011 | 377.6667 | 367.6667
36 | 2003005011 | 377 | 367
37 | 2003005011 | 377.3333 | 367.3333
38 | 2003005011 | 377.6667 | 367.6667
39 | 2003005011 | 378 | 368
40 | 2003005011 | 379.6667 | 369.6667
41 | 2003005011 | 381.3333 | 371.3333
42 | 2003005011 | 383 | 373
43 | 2003005011 | 385.3333 | 375.3333
44 | 2003005011 | 387.6667 | 377.6667
45 | 2003005011 | 390 | 380
46 | 2003005011 | 391.3333 | 381.3333
47 | 2003005011 | 392.6667 | 382.6667
48 | 2003005011 | 394 | 384
49 | 2003005011 | 393.3333 | 383.3333
50 | 2003005011 | 392.6667 | 382.6667
51 | 2003005011 | 392 | 382
52 | 2003005011 | 387.6667 | 377.6667
53 | 2003005011 | 383.3333 | 373.3333
54 | 2003005011 | 379 | 369
55 | 2003005011 | 372.3333 | 362.3333
56 | 2003005011 | 365.6667 | 355.6667
57 | 2003005011 | 359 | 349
58 | 2003005011 | 353.6667 | 343.6667
59 | 2003005011 | 348.3333 | 338.3333
60 | 2003005011 | 343 | 333
61 | 2003005011 | 338.3333 | 328.3333
62 | 2003005011 | 333.6667 | 323.6667
63 | 2003005011 | 329 | 319
64 | 2003005011 | 326 | 316
65 | 2003005011 | 323 | 313
66 | 2003005011 | 320 | 310
67 | 2003005011 | 318.3333 | 308.3333
68 | 2003005011 | 316.6667 | 306.6667
69 | 2003005011 | 315 | 305
70 | 2003005011 | 315.3333 | 305.3333
71 | 2003005011 | 315.6667 | 305.6667
72 | 2003005011 | 316 | 306
73 | 2003005011 | 316.3333 | 306.3333
74 | 2003005011 | 316.6667 | 306.6667
75 | 2003005011 | 317 | 307
76 | 2003005011 | 316.3333 | 306.3333
77 | 2003005011 | 315.6667 | 305.6667
78 | 2003005011 | 315 | 305
79 | 2003005011 | 314.6667 | 304.6667
80 | 2003005011 | 314.3333 | 304.3333
81 | 2003005011 | 314 | 304
82 | 2003005011 | 316.3333 | 306.3333
83 | 2003005011 | 318.6667 | 308.6667
84 | 2003005011 | 321 | 311
85 | 2003005011 | 323.3333 | 313.3333
86 | 2003005011 | 325.6667 | 315.6667
87 | 2003005011 | 328 | 318
88 | 2003005011 | 328.3333 | 318.3333
89 | 2003005011 | 328.6667 | 318.6667
90 | 2003005011 | 329 | 339
91 | 2003005011 | 329 | 339
92 | 2003005011 | 329 | 339
93 | 2003005011 | 329 | 339
94 | 2003005011 | 328.6667 | 338.6667
95 | 2003005011 | 328.3333 | 338.3333
96 | 2003005011 | 328 | 338
97 | 2003005011 | 327.6667 | 337.6667
98 | 2003005011 | 327.3333 | 337.3333
99 | 2003005011 | 327 | 337
100 | 2003005011 | 328.6667 | 338.6667
101 | 2003005011 | 330.3333 | 340.3333
102 | 2003005011 | 332 | 342
103 | 2003005011 | 334.3333 | 344.3333
104 | 2003005011 | 336.6667 | 346.6667
105 | 2003005011 | 339 | 349
106 | 2003005011 | 339.3333 | 349.3333
107 | 2003005011 | 339.6667 | 349.6667
108 | 2003005011 | 340 | 350
109 | 2003005011 | 342.3333 | 352.3333
110 | 2003005011 | 344.6667 | 354.6667
111 | 2003005011 | 347 | 357
112 | 2003005011 | 349.6667 | 359.6667
113 | 2003005011 | 352.3333 | 362.3333
114 | 2003005011 | 355 | 365
115 | 2003005011 | 360.3333 | 370.3333
116 | 2003005011 | 365.6667 | 375.6667
117 | 2003005011 | 371 | 381
118 | 2003005011 | 373.6667 | 383.6667
119 | 2003005011 | 376.3333 | 386.3333
120 | 2003005011 | 379 | 389
121 | 2003005011 | 383.3333 | 393.3333
122 | 2003005011 | 387.6667 | 377.6667
123 | 2003005011 | 392 | 382
124 | 2003005011 | 395.3333 | 385.3333
125 | 2003005011 | 398.6667 | 388.6667
126 | 2003005011 | 402 | 392
127 | 2003005011 | 404.3333 | 394.3333
128 | 2003005011 | 406.6667 | 396.6667
129 | 2003005011 | 409 | 399
130 | 2003005011 | 409 | 399
131 | 2003005011 | 409 | 399
132 | 2003005011 | 409 | 399
133 | 2003005011 | 408.3333 | 398.3333
134 | 2003005011 | 407.6667 | 397.6667
135 | 2003005011 | 407 | 397
136 | 2003005011 | 407 | 397
137 | 2003005011 | 407 | 397
138 | 2003005011 | 407 | 397
139 | 2003005011 | 407 | 397
140 | 2003005011 | 407 | 397
141 | 2003005011 | 407 | 397
142 | 2003005011 | 406 | 396
143 | 2003005011 | 405 | 395
0 | 2002002377 | 343 | 333
1 | 2002002377 | 344 | 334
2 | 2002002377 | 345 | 335
3 | 2002002377 | 346 | 336
4 | 2002002377 | 348 | 338
5 | 2002002377 | 350 | 340
6 | 2002002377 | 352 | 342
7 | 2002002377 | 353 | 343
8 | 2002002377 | 354 | 344
9 | 2002002377 | 355 | 345
10 | 2002002377 | 356.6667 | 346.6667
11 | 2002002377 | 358.3333 | 348.3333
12 | 2002002377 | 360 | 350
13 | 2002002377 | 363.6667 | 353.6667
14 | 2002002377 | 367.3333 | 357.3333
15 | 2002002377 | 371 | 361
16 | 2002002377 | 373.3333 | 363.3333
17 | 2002002377 | 375.6667 | 365.6667
18 | 2002002377 | 378 | 368
19 | 2002002377 | 378.6667 | 368.6667
20 | 2002002377 | 379.3333 | 369.3333
21 | 2002002377 | 380 | 370
22 | 2002002377 | 381.3333 | 371.3333
23 | 2002002377 | 382.6667 | 372.6667
24 | 2002002377 | 384 | 374
25 | 2002002377 | 385.3333 | 375.3333
26 | 2002002377 | 386.6667 | 376.6667
27 | 2002002377 | 388 | 378
28 | 2002002377 | 387 | 377
29 | 2002002377 | 386 | 376
30 | 2002002377 | 385 | 375
31 | 2002002377 | 383 | 373
32 | 2002002377 | 381 | 371
33 | 2002002377 | 379 | 369
34 | 2002002377 | 378.3333 | 368.3333
35 | 2002002377 | 377.6667 | 367.6667
36 | 2002002377 | 377 | 367
37 | 2002002377 | 377.3333 | 367.3333
38 | 2002002377 | 377.6667 | 367.6667
39 | 2002002377 | 378 | 368
40 | 2002002377 | 379.6667 | 369.6667
41 | 2002002377 | 381.3333 | 371.3333
42 | 2002002377 | 383 | 373
43 | 2002002377 | 385.3333 | 375.3333
44 | 2002002377 | 387.6667 | 377.6667
45 | 2002002377 | 390 | 380
46 | 2002002377 | 391.3333 | 381.3333
47 | 2002002377 | 392.6667 | 382.6667
48 | 2002002377 | 394 | 384
49 | 2002002377 | 393.3333 | 383.3333
50 | 2002002377 | 392.6667 | 382.6667
51 | 2002002377 | 392 | 382
52 | 2002002377 | 387.6667 | 377.6667
53 | 2002002377 | 383.3333 | 373.3333
54 | 2002002377 | 379 | 369
55 | 2002002377 | 372.3333 | 362.3333
56 | 2002002377 | 365.6667 | 355.6667
57 | 2002002377 | 359 | 349
58 | 2002002377 | 353.6667 | 343.6667
59 | 2002002377 | 348.3333 | 338.3333
60 | 2002002377 | 343 | 333
61 | 2002002377 | 338.3333 | 328.3333
62 | 2002002377 | 333.6667 | 323.6667
63 | 2002002377 | 329 | 319
64 | 2002002377 | 326 | 316
65 | 2002002377 | 323 | 313
66 | 2002002377 | 320 | 310
67 | 2002002377 | 318.3333 | 308.3333
68 | 2002002377 | 316.6667 | 306.6667
69 | 2002002377 | 315 | 305
70 | 2002002377 | 315.3333 | 305.3333
71 | 2002002377 | 315.6667 | 305.6667
72 | 2002002377 | 316 | 306
73 | 2002002377 | 316.3333 | 306.3333
74 | 2002002377 | 316.6667 | 306.6667
75 | 2002002377 | 317 | 307
76 | 2002002377 | 316.3333 | 306.3333
77 | 2002002377 | 315.6667 | 305.6667
78 | 2002002377 | 315 | 305
79 | 2002002377 | 314.6667 | 304.6667
80 | 2002002377 | 314.3333 | 304.3333
81 | 2002002377 | 314 | 304
82 | 2002002377 | 316.3333 | 306.3333
83 | 2002002377 | 318.6667 | 308.6667
84 | 2002002377 | 321 | 311
85 | 2002002377 | 323.3333 | 313.3333
86 | 2002002377 | 325.6667 | 315.6667
87 | 2002002377 | 328 | 318
88 | 2002002377 | 328.3333 | 318.3333
89 | 2002002377 | 328.6667 | 318.6667
90 | 2002002377 | 329 | 339
91 | 2002002377 | 329 | 339
92 | 2002002377 | 329 | 339
93 | 2002002377 | 329 | 339
94 | 2002002377 | 328.6667 | 338.6667
95 | 2002002377 | 328.3333 | 338.3333
96 | 2002002377 | 328 | 338
97 | 2002002377 | 327.6667 | 337.6667
98 | 2002002377 | 327.3333 | 337.3333
99 | 2002002377 | 327 | 337
100 | 2002002377 | 328.6667 | 338.6667
101 | 2002002377 | 330.3333 | 340.3333
102 | 2002002377 | 332 | 342
103 | 2002002377 | 334.3333 | 344.3333
104 | 2002002377 | 336.6667 | 346.6667
105 | 2002002377 | 339 | 349
106 | 2002002377 | 339.3333 | 349.3333
107 | 2002002377 | 339.6667 | 349.6667
108 | 2002002377 | 340 | 350
109 | 2002002377 | 342.3333 | 352.3333
110 | 2002002377 | 344.6667 | 354.6667
111 | 2002002377 | 347 | 357
112 | 2002002377 | 349.6667 | 359.6667
113 | 2002002377 | 352.3333 | 362.3333
114 | 2002002377 | 355 | 365
115 | 2002002377 | 360.3333 | 370.3333
116 | 2002002377 | 365.6667 | 375.6667
117 | 2002002377 | 371 | 381
118 | 2002002377 | 373.6667 | 383.6667
119 | 2002002377 | 376.3333 | 386.3333
120 | 2002002377 | 379 | 389
121 | 2002002377 | 383.3333 | 393.3333
122 | 2002002377 | 387.6667 | 377.6667
123 | 2002002377 | 392 | 382
124 | 2002002377 | 395.3333 | 385.3333
125 | 2002002377 | 398.6667 | 388.6667
126 | 2002002377 | 402 | 392
127 | 2002002377 | 404.3333 | 394.3333
128 | 2002002377 | 406.6667 | 396.6667
129 | 2002002377 | 409 | 399
130 | 2002002377 | 409 | 399
131 | 2002002377 | 409 | 399
132 | 2002002377 | 409 | 399
133 | 2002002377 | 408.3333 | 398.3333
134 | 2002002377 | 407.6667 | 397.6667
135 | 2002002377 | 407 | 397
136 | 2002002377 | 407 | 397
137 | 2002002377 | 407 | 397
138 | 2002002377 | 407 | 397
139 | 2002002377 | 407 | 397
140 | 2002002377 | 407 | 397
141 | 2002002377 | 407 | 397
142 | 2002002377 | 406 | 396
143 | 2002002377 | 405 | 395
0 | 2005008657 | 343 | 333
1 | 2005008657 | 344 | 334
2 | 2005008657 | 345 | 335
3 | 2005008657 | 346 | 336
4 | 2005008657 | 348 | 338
5 | 2005008657 | 350 | 340
6 | 2005008657 | 352 | 342
7 | 2005008657 | 353 | 343
8 | 2005008657 | 354 | 344
9 | 2005008657 | 355 | 345
10 | 2005008657 | 356.6667 | 346.6667
11 | 2005008657 | 358.3333 | 348.3333
12 | 2005008657 | 360 | 350
13 | 2005008657 | 363.6667 | 353.6667
14 | 2005008657 | 367.3333 | 357.3333
15 | 2005008657 | 371 | 361
16 | 2005008657 | 373.3333 | 363.3333
17 | 2005008657 | 375.6667 | 365.6667
18 | 2005008657 | 378 | 368
19 | 2005008657 | 378.6667 | 368.6667
20 | 2005008657 | 379.3333 | 369.3333
21 | 2005008657 | 380 | 370
22 | 2005008657 | 381.3333 | 371.3333
23 | 2005008657 | 382.6667 | 372.6667
24 | 2005008657 | 384 | 374
25 | 2005008657 | 385.3333 | 375.3333
26 | 2005008657 | 386.6667 | 376.6667
27 | 2005008657 | 388 | 378
28 | 2005008657 | 387 | 377
29 | 2005008657 | 386 | 376
30 | 2005008657 | 385 | 375
31 | 2005008657 | 383 | 373
32 | 2005008657 | 381 | 371
33 | 2005008657 | 379 | 369
34 | 2005008657 | 378.3333 | 368.3333
35 | 2005008657 | 377.6667 | 367.6667
36 | 2005008657 | 377 | 367
37 | 2005008657 | 377.3333 | 367.3333
38 | 2005008657 | 377.6667 | 367.6667
39 | 2005008657 | 378 | 368
40 | 2005008657 | 379.6667 | 369.6667
41 | 2005008657 | 381.3333 | 371.3333
42 | 2005008657 | 383 | 373
43 | 2005008657 | 385.3333 | 375.3333
44 | 2005008657 | 387.6667 | 377.6667
45 | 2005008657 | 390 | 380
46 | 2005008657 | 391.3333 | 381.3333
47 | 2005008657 | 392.6667 | 382.6667
48 | 2005008657 | 394 | 384
49 | 2005008657 | 393.3333 | 383.3333
50 | 2005008657 | 392.6667 | 382.6667
51 | 2005008657 | 392 | 382
52 | 2005008657 | 387.6667 | 377.6667
53 | 2005008657 | 383.3333 | 373.3333
54 | 2005008657 | 379 | 369
55 | 2005008657 | 372.3333 | 362.3333
56 | 2005008657 | 365.6667 | 355.6667
57 | 2005008657 | 359 | 349
58 | 2005008657 | 353.6667 | 343.6667
59 | 2005008657 | 348.3333 | 338.3333
60 | 2005008657 | 343 | 333
61 | 2005008657 | 338.3333 | 328.3333
62 | 2005008657 | 333.6667 | 323.6667
63 | 2005008657 | 329 | 319
64 | 2005008657 | 326 | 316
65 | 2005008657 | 323 | 313
66 | 2005008657 | 320 | 310
67 | 2005008657 | 318.3333 | 308.3333
68 | 2005008657 | 316.6667 | 306.6667
69 | 2005008657 | 315 | 305
70 | 2005008657 | 315.3333 | 305.3333
71 | 2005008657 | 315.6667 | 305.6667
72 | 2005008657 | 316 | 306
73 | 2005008657 | 316.3333 | 306.3333
74 | 2005008657 | 316.6667 | 306.6667
75 | 2005008657 | 317 | 307
76 | 2005008657 | 316.3333 | 306.3333
77 | 2005008657 | 315.6667 | 305.6667
78 | 2005008657 | 315 | 305
79 | 2005008657 | 314.6667 | 304.6667
80 | 2005008657 | 314.3333 | 304.3333
81 | 2005008657 | 314 | 304
82 | 2005008657 | 316.3333 | 306.3333
83 | 2005008657 | 318.6667 | 308.6667
84 | 2005008657 | 321 | 311
85 | 2005008657 | 323.3333 | 313.3333
86 | 2005008657 | 325.6667 | 315.6667
87 | 2005008657 | 328 | 318
88 | 2005008657 | 328.3333 | 318.3333
89 | 2005008657 | 328.6667 | 318.6667
90 | 2005008657 | 329 | 339
91 | 2005008657 | 329 | 339
92 | 2005008657 | 329 | 339
93 | 2005008657 | 329 | 339
94 | 2005008657 | 328.6667 | 338.6667
95 | 2005008657 | 328.3333 | 338.3333
96 | 2005008657 | 328 | 338
97 | 2005008657 | 327.6667 | 337.6667
98 | 2005008657 | 327.3333 | 337.3333
99 | 2005008657 | 327 | 337
100 | 2005008657 | 328.6667 | 338.6667
101 | 2005008657 | 330.3333 | 340.3333
102 | 2005008657 | 332 | 342
103 | 2005008657 | 334.3333 | 344.3333
104 | 2005008657 | 336.6667 | 346.6667
105 | 2005008657 | 339 | 349
106 | 2005008657 | 339.3333 | 349.3333
107 | 2005008657 | 339.6667 | 349.6667
108 | 2005008657 | 340 | 350
109 | 2005008657 | 342.3333 | 352.3333
110 | 2005008657 | 344.6667 | 354.6667
111 | 2005008657 | 347 | 357
112 | 2005008657 | 349.6667 | 359.6667
113 | 2005008657 | 352.3333 | 362.3333
114 | 2005008657 | 355 | 365
115 | 2005008657 | 360.3333 | 370.3333
116 | 2005008657 | 365.6667 | 375.6667
117 | 2005008657 | 371 | 381
118 | 2005008657 | 373.6667 | 383.6667
119 | 2005008657 | 376.3333 | 386.3333
120 | 2005008657 | 379 | 389
121 | 2005008657 | 383.3333 | 393.3333
122 | 2005008657 | 387.6667 | 377.6667
123 | 2005008657 | 392 | 382
124 | 2005008657 | 395.3333 | 385.3333
125 | 2005008657 | 398.6667 | 388.6667
126 | 2005008657 | 402 | 392
127 | 2005008657 | 404.3333 | 394.3333
128 | 2005008657 | 406.6667 | 396.6667
129 | 2005008657 | 409 | 399
130 | 2005008657 | 409 | 399
131 | 2005008657 | 409 | 399
132 | 2005008657 | 409 | 399
133 | 2005008657 | 408.3333 | 398.3333
134 | 2005008657 | 407.6667 | 397.6667
135 | 2005008657 | 407 | 397
136 | 2005008657 | 407 | 397
137 | 2005008657 | 407 | 397
138 | 2005008657 | 407 | 397
139 | 2005008657 | 407 | 397
140 | 2005008657 | 407 | 397
141 | 2005008657 | 407 | 397
142 | 2005008657 | 406 | 396
143 | 2005008657 | 405 | 395
0 | 2008001338 | 343 | 333
1 | 2008001338 | 344 | 334
2 | 2008001338 | 345 | 335
3 | 2008001338 | 346 | 336
4 | 2008001338 | 348 | 338
5 | 2008001338 | 350 | 340
6 | 2008001338 | 352 | 342
7 | 2008001338 | 353 | 343
8 | 2008001338 | 354 | 344
9 | 2008001338 | 355 | 345
10 | 2008001338 | 356.6667 | 346.6667
11 | 2008001338 | 358.3333 | 348.3333
12 | 2008001338 | 360 | 350
13 | 2008001338 | 363.6667 | 353.6667
14 | 2008001338 | 367.3333 | 357.3333
15 | 2008001338 | 371 | 361
16 | 2008001338 | 373.3333 | 363.3333
17 | 2008001338 | 375.6667 | 365.6667
18 | 2008001338 | 378 | 368
19 | 2008001338 | 378.6667 | 368.6667
20 | 2008001338 | 379.3333 | 369.3333
21 | 2008001338 | 380 | 370
22 | 2008001338 | 381.3333 | 371.3333
23 | 2008001338 | 382.6667 | 372.6667
24 | 2008001338 | 384 | 374
25 | 2008001338 | 385.3333 | 375.3333
26 | 2008001338 | 386.6667 | 376.6667
27 | 2008001338 | 388 | 378
28 | 2008001338 | 387 | 377
29 | 2008001338 | 386 | 376
30 | 2008001338 | 385 | 375
31 | 2008001338 | 383 | 373
32 | 2008001338 | 381 | 371
33 | 2008001338 | 379 | 369
34 | 2008001338 | 378.3333 | 368.3333
35 | 2008001338 | 377.6667 | 367.6667
36 | 2008001338 | 377 | 367
37 | 2008001338 | 377.3333 | 367.3333
38 | 2008001338 | 377.6667 | 367.6667
39 | 2008001338 | 378 | 368
40 | 2008001338 | 379.6667 | 369.6667
41 | 2008001338 | 381.3333 | 371.3333
42 | 2008001338 | 383 | 373
43 | 2008001338 | 385.3333 | 375.3333
44 | 2008001338 | 387.6667 | 377.6667
45 | 2008001338 | 390 | 380
46 | 2008001338 | 391.3333 | 381.3333
47 | 2008001338 | 392.6667 | 382.6667
48 | 2008001338 | 394 | 384
49 | 2008001338 | 393.3333 | 383.3333
50 | 2008001338 | 392.6667 | 382.6667
51 | 2008001338 | 392 | 382
52 | 2008001338 | 387.6667 | 377.6667
53 | 2008001338 | 383.3333 | 373.3333
54 | 2008001338 | 379 | 369
55 | 2008001338 | 372.3333 | 362.3333
56 | 2008001338 | 365.6667 | 355.6667
57 | 2008001338 | 359 | 349
58 | 2008001338 | 353.6667 | 343.6667
59 | 2008001338 | 348.3333 | 338.3333
60 | 2008001338 | 343 | 333
61 | 2008001338 | 338.3333 | 328.3333
62 | 2008001338 | 333.6667 | 323.6667
63 | 2008001338 | 329 | 319
64 | 2008001338 | 326 | 316
65 | 2008001338 | 323 | 313
66 | 2008001338 | 320 | 310
67 | 2008001338 | 318.3333 | 308.3333
68 | 2008001338 | 316.6667 | 306.6667
69 | 2008001338 | 315 | 305
70 | 2008001338 | 315.3333 | 305.3333
71 | 2008001338 | 315.6667 | 305.6667
72 | 2008001338 | 316 | 306
73 | 2008001338 | 316.3333 | 306.3333
74 | 2008001338 | 316.6667 | 306.6667
75 | 2008001338 | 317 | 307
76 | 2008001338 | 316.3333 | 306.3333
77 | 2008001338 | 315.6667 | 305.6667
78 | 2008001338 | 315 | 305
79 | 2008001338 | 314.6667 | 304.6667
80 | 2008001338 | 314.3333 | 304.3333
81 | 2008001338 | 314 | 304
82 | 2008001338 | 316.3333 | 306.3333
83 | 2008001338 | 318.6667 | 308.6667
84 | 2008001338 | 321 | 311
85 | 2008001338 | 323.3333 | 313.3333
86 | 2008001338 | 325.6667 | 315.6667
87 | 2008001338 | 328 | 318
88 | 2008001338 | 328.3333 | 318.3333
89 | 2008001338 | 328.6667 | 318.6667
90 | 2008001338 | 329 | 339
91 | 2008001338 | 329 | 339
92 | 2008001338 | 329 | 339
93 | 2008001338 | 329 | 339
94 | 2008001338 | 328.6667 | 338.6667
95 | 2008001338 | 328.3333 | 338.3333
96 | 2008001338 | 328 | 338
97 | 2008001338 | 327.6667 | 337.6667
98 | 2008001338 | 327.3333 | 337.3333
99 | 2008001338 | 327 | 337
100 | 2008001338 | 328.6667 | 338.6667
101 | 2008001338 | 330.3333 | 340.3333
102 | 2008001338 | 332 | 342
103 | 2008001338 | 334.3333 | 344.3333
104 | 2008001338 | 336.6667 | 346.6667
105 | 2008001338 | 339 | 349
106 | 2008001338 | 339.3333 | 349.3333
107 | 2008001338 | 339.6667 | 349.6667
108 | 2008001338 | 340 | 350
109 | 2008001338 | 342.3333 | 352.3333
110 | 2008001338 | 344.6667 | 354.6667
111 | 2008001338 | 347 | 357
112 | 2008001338 | 349.6667 | 359.6667
113 | 2008001338 | 352.3333 | 362.3333
114 | 2008001338 | 355 | 365
115 | 2008001338 | 360.3333 | 370.3333
116 | 2008001338 | 365.6667 | 375.6667
117 | 2008001338 | 371 | 381
118 | 2008001338 | 373.6667 | 383.6667
119 | 2008001338 | 376.3333 | 386.3333
120 | 2008001338 | 379 | 389
121 | 2008001338 | 383.3333 | 393.3333
122 | 2008001338 | 387.6667 | 377.6667
123 | 2008001338 | 392 | 382
124 | 2008001338 | 395.3333 | 385.3333
125 | 2008001338 | 398.6667 | 388.6667
126 | 2008001338 | 402 | 392
127 | 2008001338 | 404.3333 | 394.3333
128 | 2008001338 | 406.6667 | 396.6667
129 | 2008001338 | 409 | 399
130 | 2008001338 | 409 | 399
131 | 2008001338 | 409 | 399
132 | 2008001338 | 409 | 399
133 | 2008001338 | 408.3333 | 398.3333
134 | 2008001338 | 407.6667 | 397.6667
135 | 2008001338 | 407 | 397
136 | 2008001338 | 407 | 397
137 | 2008001338 | 407 | 397
138 | 2008001338 | 407 | 397
139 | 2008001338 | 407 | 397
140 | 2008001338 | 407 | 397
141 | 2008001338 | 407 | 397
142 | 2008001338 | 406 | 396
143 | 2008001338 | 405 | 395
0 | 2013004581 | 343 | 333
1 | 2013004581 | 344 | 334
2 | 2013004581 | 345 | 335
3 | 2013004581 | 346 | 336
4 | 2013004581 | 348 | 338
5 | 2013004581 | 350 | 340
6 | 2013004581 | 352 | 342
7 | 2013004581 | 353 | 343
8 | 2013004581 | 354 | 344
9 | 2013004581 | 355 | 345
10 | 2013004581 | 356.6667 | 346.6667
11 | 2013004581 | 358.3333 | 348.3333
12 | 2013004581 | 360 | 350
13 | 2013004581 | 363.6667 | 353.6667
14 | 2013004581 | 367.3333 | 357.3333
15 | 2013004581 | 371 | 361
16 | 2013004581 | 373.3333 | 363.3333
17 | 2013004581 | 375.6667 | 365.6667
18 | 2013004581 | 378 | 368
19 | 2013004581 | 378.6667 | 368.6667
20 | 2013004581 | 379.3333 | 369.3333
21 | 2013004581 | 380 | 370
22 | 2013004581 | 381.3333 | 371.3333
23 | 2013004581 | 382.6667 | 372.6667
24 | 2013004581 | 384 | 374
25 | 2013004581 | 385.3333 | 375.3333
26 | 2013004581 | 386.6667 | 376.6667
27 | 2013004581 | 388 | 378
28 | 2013004581 | 387 | 377
29 | 2013004581 | 386 | 376
30 | 2013004581 | 385 | 375
31 | 2013004581 | 383 | 373
32 | 2013004581 | 381 | 371
33 | 2013004581 | 379 | 369
34 | 2013004581 | 378.3333 | 368.3333
35 | 2013004581 | 377.6667 | 367.6667
36 | 2013004581 | 377 | 367
37 | 2013004581 | 377.3333 | 367.3333
38 | 2013004581 | 377.6667 | 367.6667
39 | 2013004581 | 378 | 368
40 | 2013004581 | 379.6667 | 369.6667
41 | 2013004581 | 381.3333 | 371.3333
42 | 2013004581 | 383 | 373
43 | 2013004581 | 385.3333 | 375.3333
44 | 2013004581 | 387.6667 | 377.6667
45 | 2013004581 | 390 | 380
46 | 2013004581 | 391.3333 | 381.3333
47 | 2013004581 | 392.6667 | 382.6667
48 | 2013004581 | 394 | 384
49 | 2013004581 | 393.3333 | 383.3333
50 | 2013004581 | 392.6667 | 382.6667
51 | 2013004581 | 392 | 382
52 | 2013004581 | 387.6667 | 377.6667
53 | 2013004581 | 383.3333 | 373.3333
54 | 2013004581 | 379 | 369
55 | 2013004581 | 372.3333 | 362.3333
56 | 2013004581 | 365.6667 | 355.6667
57 | 2013004581 | 359 | 349
58 | 2013004581 | 353.6667 | 343.6667
59 | 2013004581 | 348.3333 | 338.3333
60 | 2013004581 | 343 | 333
61 | 2013004581 | 338.3333 | 328.3333
62 | 2013004581 | 333.6667 | 323.6667
63 | 2013004581 | 329 | 319
64 | 2013004581 | 326 | 316
65 | 2013004581 | 323 | 313
66 | 2013004581 | 320 | 310
67 | 2013004581 | 318.3333 | 308.3333
68 | 2013004581 | 316.6667 | 306.6667
69 | 2013004581 | 315 | 305
70 | 2013004581 | 315.3333 | 305.3333
71 | 2013004581 | 315.6667 | 305.6667
72 | 2013004581 | 316 | 306
73 | 2013004581 | 316.3333 | 306.3333
74 | 2013004581 | 316.6667 | 306.6667
75 | 2013004581 | 317 | 307
76 | 2013004581 | 316.3333 | 306.3333
77 | 2013004581 | 315.6667 | 305.6667
78 | 2013004581 | 315 | 305
79 | 2013004581 | 314.6667 | 304.6667
80 | 2013004581 | 314.3333 | 304.3333
81 | 2013004581 | 314 | 304
82 | 2013004581 | 316.3333 | 306.3333
83 | 2013004581 | 318.6667 | 308.6667
84 | 2013004581 | 321 | 311
85 | 2013004581 | 323.3333 | 313.3333
86 | 2013004581 | 325.6667 | 315.6667
87 | 2013004581 | 328 | 318
88 | 2013004581 | 328.3333 | 318.3333
89 | 2013004581 | 328.6667 | 318.6667
90 | 2013004581 | 329 | 339
91 | 2013004581 | 329 | 339
92 | 2013004581 | 329 | 339
93 | 2013004581 | 329 | 339
94 | 2013004581 | 328.6667 | 338.6667
95 | 2013004581 | 328.3333 | 338.3333
96 | 2013004581 | 328 | 338
97 | 2013004581 | 327.6667 | 337.6667
98 | 2013004581 | 327.3333 | 337.3333
99 | 2013004581 | 327 | 337
100 | 2013004581 | 328.6667 | 338.6667
101 | 2013004581 | 330.3333 | 340.3333
102 | 2013004581 | 332 | 342
103 | 2013004581 | 334.3333 | 344.3333
104 | 2013004581 | 336.6667 | 346.6667
105 | 2013004581 | 339 | 349
106 | 2013004581 | 339.3333 | 349.3333
107 | 2013004581 | 339.6667 | 349.6667
108 | 2013004581 | 340 | 350
109 | 2013004581 | 342.3333 | 352.3333
110 | 2013004581 | 344.6667 | 354.6667
111 | 2013004581 | 347 | 357
112 | 2013004581 | 349.6667 | 359.6667
113 | 2013004581 | 352.3333 | 362.3333
114 | 2013004581 | 355 | 365
115 | 2013004581 | 360.3333 | 370.3333
116 | 2013004581 | 365.6667 | 375.6667
117 | 2013004581 | 371 | 381
118 | 2013004581 | 373.6667 | 383.6667
119 | 2013004581 | 376.3333 | 386.3333
120 | 2013004581 | 379 | 389
121 | 2013004581 | 383.3333 | 393.3333
122 | 2013004581 | 387.6667 | 377.6667
123 | 2013004581 | 392 | 382
124 | 2013004581 | 395.3333 | 385.3333
125 | 2013004581 | 398.6667 | 388.6667
126 | 2013004581 | 402 | 392
127 | 2013004581 | 404.3333 | 394.3333
128 | 2013004581 | 406.6667 | 396.6667
129 | 2013004581 | 409 | 399
130 | 2013004581 | 409 | 399
131 | 2013004581 | 409 | 399
132 | 2013004581 | 409 | 399
133 | 2013004581 | 408.3333 | 398.3333
134 | 2013004581 | 407.6667 | 397.6667
135 | 2013004581 | 407 | 397
136 | 2013004581 | 407 | 397
137 | 2013004581 | 407 | 397
138 | 2013004581 | 407 | 397
139 | 2013004581 | 407 | 397
140 | 2013004581 | 407 | 397
141 | 2013004581 | 407 | 397
142 | 2013004581 | 406 | 396
143 | 2013004581 | 405 | 395
0 | 2005011014 | 343 | 333
1 | 2005011014 | 344 | 334
2 | 2005011014 | 345 | 335
3 | 2005011014 | 346 | 336
4 | 2005011014 | 348 | 338
5 | 2005011014 | 350 | 340
6 | 2005011014 | 352 | 342
7 | 2005011014 | 353 | 343
8 | 2005011014 | 354 | 344
9 | 2005011014 | 355 | 345
10 | 2005011014 | 356.6667 | 346.6667
11 | 2005011014 | 358.3333 | 348.3333
12 | 2005011014 | 360 | 350
13 | 2005011014 | 363.6667 | 353.6667
14 | 2005011014 | 367.3333 | 357.3333
15 | 2005011014 | 371 | 361
16 | 2005011014 | 373.3333 | 363.3333
17 | 2005011014 | 375.6667 | 365.6667
18 | 2005011014 | 378 | 368
19 | 2005011014 | 378.6667 | 368.6667
20 | 2005011014 | 379.3333 | 369.3333
21 | 2005011014 | 380 | 370
22 | 2005011014 | 381.3333 | 371.3333
23 | 2005011014 | 382.6667 | 372.6667
24 | 2005011014 | 384 | 374
25 | 2005011014 | 385.3333 | 375.3333
26 | 2005011014 | 386.6667 | 376.6667
27 | 2005011014 | 388 | 378
28 | 2005011014 | 387 | 377
29 | 2005011014 | 386 | 376
30 | 2005011014 | 385 | 375
31 | 2005011014 | 383 | 373
32 | 2005011014 | 381 | 371
33 | 2005011014 | 379 | 369
34 | 2005011014 | 378.3333 | 368.3333
35 | 2005011014 | 377.6667 | 367.6667
36 | 2005011014 | 377 | 367
37 | 2005011014 | 377.3333 | 367.3333
38 | 2005011014 | 377.6667 | 367.6667
39 | 2005011014 | 378 | 368
40 | 2005011014 | 379.6667 | 369.6667
41 | 2005011014 | 381.3333 | 371.3333
42 | 2005011014 | 383 | 373
43 | 2005011014 | 385.3333 | 375.3333
44 | 2005011014 | 387.6667 | 377.6667
45 | 2005011014 | 390 | 380
46 | 2005011014 | 391.3333 | 381.3333
47 | 2005011014 | 392.6667 | 382.6667
48 | 2005011014 | 394 | 384
49 | 2005011014 | 393.3333 | 383.3333
50 | 2005011014 | 392.6667 | 382.6667
51 | 2005011014 | 392 | 382
52 | 2005011014 | 387.6667 | 377.6667
53 | 2005011014 | 383.3333 | 373.3333
54 | 2005011014 | 379 | 369
55 | 2005011014 | 372.3333 | 362.3333
56 | 2005011014 | 365.6667 | 355.6667
57 | 2005011014 | 359 | 349
58 | 2005011014 | 353.6667 | 343.6667
59 | 2005011014 | 348.3333 | 338.3333
60 | 2005011014 | 343 | 333
61 | 2005011014 | 338.3333 | 328.3333
62 | 2005011014 | 333.6667 | 323.6667
63 | 2005011014 | 329 | 319
64 | 2005011014 | 326 | 316
65 | 2005011014 | 323 | 313
66 | 2005011014 | 320 | 310
67 | 2005011014 | 318.3333 | 308.3333
68 | 2005011014 | 316.6667 | 306.6667
69 | 2005011014 | 315 | 305
70 | 2005011014 | 315.3333 | 305.3333
71 | 2005011014 | 315.6667 | 305.6667
72 | 2005011014 | 316 | 306
73 | 2005011014 | 316.3333 | 306.3333
74 | 2005011014 | 316.6667 | 306.6667
75 | 2005011014 | 317 | 307
76 | 2005011014 | 316.3333 | 306.3333
77 | 2005011014 | 315.6667 | 305.6667
78 | 2005011014 | 315 | 305
79 | 2005011014 | 314.6667 | 304.6667
80 | 2005011014 | 314.3333 | 304.3333
81 | 2005011014 | 314 | 304
82 | 2005011014 | 316.3333 | 306.3333
83 | 2005011014 | 318.6667 | 308.6667
84 | 2005011014 | 321 | 311
85 | 2005011014 | 323.3333 | 313.3333
86 | 2005011014 | 325.6667 | 315.6667
87 | 2005011014 | 328 | 318
88 | 2005011014 | 328.3333 | 318.3333
89 | 2005011014 | 328.6667 | 318.6667
90 | 2005011014 | 329 | 339
91 | 2005011014 | 329 | 339
92 | 2005011014 | 329 | 339
93 | 2005011014 | 329 | 339
94 | 2005011014 | 328.6667 | 338.6667
95 | 2005011014 | 328.3333 | 338.3333
96 | 2005011014 | 328 | 338
97 | 2005011014 | 327.6667 | 337.6667
98 | 2005011014 | 327.3333 | 337.3333
99 | 2005011014 | 327 | 337
100 | 2005011014 | 328.6667 | 338.6667
101 | 2005011014 | 330.3333 | 340.3333
102 | 2005011014 | 332 | 342
103 | 2005011014 | 334.3333 | 344.3333
104 | 2005011014 | 336.6667 | 346.6667
105 | 2005011014 | 339 | 349
106 | 2005011014 | 339.3333 | 349.3333
107 | 2005011014 | 339.6667 | 349.6667
108 | 2005011014 | 340 | 350
109 | 2005011014 | 342.3333 | 352.3333
110 | 2005011014 | 344.6667 | 354.6667
111 | 2005011014 | 347 | 357
112 | 2005011014 | 349.6667 | 359.6667
113 | 2005011014 | 352.3333 | 362.3333
114 | 2005011014 | 355 | 365
115 | 2005011014 | 360.3333 | 370.3333
116 | 2005011014 | 365.6667 | 375.6667
117 | 2005011014 | 371 | 381
118 | 2005011014 | 373.6667 | 383.6667
119 | 2005011014 | 376.3333 | 386.3333
120 | 2005011014 | 379 | 389
121 | 2005011014 | 383.3333 | 393.3333
122 | 2005011014 | 387.6667 | 377.6667
123 | 2005011014 | 392 | 382
124 | 2005011014 | 395.3333 | 385.3333
125 | 2005011014 | 398.6667 | 388.6667
126 | 2005011014 | 402 | 392
127 | 2005011014 | 404.3333 | 394.3333
128 | 2005011014 | 406.6667 | 396.6667
129 | 2005011014 | 409 | 399
130 | 2005011014 | 409 | 399
131 | 2005011014 | 409 | 399
132 | 2005011014 | 409 | 399
133 | 2005011014 | 408.3333 | 398.3333
134 | 2005011014 | 407.6667 | 397.6667
135 | 2005011014 | 407 | 397
136 | 2005011014 | 407 | 397
137 | 2005011014 | 407 | 397
138 | 2005011014 | 407 | 397
139 | 2005011014 | 407 | 397
140 | 2005011014 | 407 | 397
141 | 2005011014 | 407 | 397
142 | 2005011014 | 406 | 396
143 | 2005011014 | 405 | 395
0 | 2012004746 | 343 | 333
1 | 2012004746 | 344 | 334
2 | 2012004746 | 345 | 335
3 | 2012004746 | 346 | 336
4 | 2012004746 | 348 | 338
5 | 2012004746 | 350 | 340
6 | 2012004746 | 352 | 342
7 | 2012004746 | 353 | 343
8 | 2012004746 | 354 | 344
9 | 2012004746 | 355 | 345
10 | 2012004746 | 356.6667 | 346.6667
11 | 2012004746 | 358.3333 | 348.3333
12 | 2012004746 | 360 | 350
13 | 2012004746 | 363.6667 | 353.6667
14 | 2012004746 | 367.3333 | 357.3333
15 | 2012004746 | 371 | 361
16 | 2012004746 | 373.3333 | 363.3333
17 | 2012004746 | 375.6667 | 365.6667
18 | 2012004746 | 378 | 368
19 | 2012004746 | 378.6667 | 368.6667
20 | 2012004746 | 379.3333 | 369.3333
21 | 2012004746 | 380 | 370
22 | 2012004746 | 381.3333 | 371.3333
23 | 2012004746 | 382.6667 | 372.6667
24 | 2012004746 | 384 | 374
25 | 2012004746 | 385.3333 | 375.3333
26 | 2012004746 | 386.6667 | 376.6667
27 | 2012004746 | 388 | 378
28 | 2012004746 | 387 | 377
29 | 2012004746 | 386 | 376
30 | 2012004746 | 385 | 375
31 | 2012004746 | 383 | 373
32 | 2012004746 | 381 | 371
33 | 2012004746 | 379 | 369
34 | 2012004746 | 378.3333 | 368.3333
35 | 2012004746 | 377.6667 | 367.6667
36 | 2012004746 | 377 | 367
37 | 2012004746 | 377.3333 | 367.3333
38 | 2012004746 | 377.6667 | 367.6667
39 | 2012004746 | 378 | 368
40 | 2012004746 | 379.6667 | 369.6667
41 | 2012004746 | 381.3333 | 371.3333
42 | 2012004746 | 383 | 373
43 | 2012004746 | 385.3333 | 375.3333
44 | 2012004746 | 387.6667 | 377.6667
45 | 2012004746 | 390 | 380
46 | 2012004746 | 391.3333 | 381.3333
47 | 2012004746 | 392.6667 | 382.6667
48 | 2012004746 | 394 | 384
49 | 2012004746 | 393.3333 | 383.3333
50 | 2012004746 | 392.6667 | 382.6667
51 | 2012004746 | 392 | 382
52 | 2012004746 | 387.6667 | 377.6667
53 | 2012004746 | 383.3333 | 373.3333
54 | 2012004746 | 379 | 369
55 | 2012004746 | 372.3333 | 362.3333
56 | 2012004746 | 365.6667 | 355.6667
57 | 2012004746 | 359 | 349
58 | 2012004746 | 353.6667 | 343.6667
59 | 2012004746 | 348.3333 | 338.3333
60 | 2012004746 | 343 | 333
61 | 2012004746 | 338.3333 | 328.3333
62 | 2012004746 | 333.6667 | 323.6667
63 | 2012004746 | 329 | 319
64 | 2012004746 | 326 | 316
65 | 2012004746 | 323 | 313
66 | 2012004746 | 320 | 310
67 | 2012004746 | 318.3333 | 308.3333
68 | 2012004746 | 316.6667 | 306.6667
69 | 2012004746 | 315 | 305
70 | 2012004746 | 315.3333 | 305.3333
71 | 2012004746 | 315.6667 | 305.6667
72 | 2012004746 | 316 | 306
73 | 2012004746 | 316.3333 | 306.3333
74 | 2012004746 | 316.6667 | 306.6667
75 | 2012004746 | 317 | 307
76 | 2012004746 | 316.3333 | 306.3333
77 | 2012004746 | 315.6667 | 305.6667
78 | 2012004746 | 315 | 305
79 | 2012004746 | 314.6667 | 304.6667
80 | 2012004746 | 314.3333 | 304.3333
81 | 2012004746 | 314 | 304
82 | 2012004746 | 316.3333 | 306.3333
83 | 2012004746 | 318.6667 | 308.6667
84 | 2012004746 | 321 | 311
85 | 2012004746 | 323.3333 | 313.3333
86 | 2012004746 | 325.6667 | 315.6667
87 | 2012004746 | 328 | 318
88 | 2012004746 | 328.3333 | 318.3333
89 | 2012004746 | 328.6667 | 318.6667
90 | 2012004746 | 329 | 339
91 | 2012004746 | 329 | 339
92 | 2012004746 | 329 | 339
93 | 2012004746 | 329 | 339
94 | 2012004746 | 328.6667 | 338.6667
95 | 2012004746 | 328.3333 | 338.3333
96 | 2012004746 | 328 | 338
97 | 2012004746 | 327.6667 | 337.6667
98 | 2012004746 | 327.3333 | 337.3333
99 | 2012004746 | 327 | 337
100 | 2012004746 | 328.6667 | 338.6667
101 | 2012004746 | 330.3333 | 340.3333
102 | 2012004746 | 332 | 342
103 | 2012004746 | 334.3333 | 344.3333
104 | 2012004746 | 336.6667 | 346.6667
105 | 2012004746 | 339 | 349
106 | 2012004746 | 339.3333 | 349.3333
107 | 2012004746 | 339.6667 | 349.6667
108 | 2012004746 | 340 | 350
109 | 2012004746 | 342.3333 | 352.3333
110 | 2012004746 | 344.6667 | 354.6667
111 | 2012004746 | 347 | 357
112 | 2012004746 | 349.6667 | 359.6667
113 | 2012004746 | 352.3333 | 362.3333
114 | 2012004746 | 355 | 365
115 | 2012004746 | 360.3333 | 370.3333
116 | 2012004746 | 365.6667 | 375.6667
117 | 2012004746 | 371 | 381
118 | 2012004746 | 373.6667 | 383.6667
119 | 2012004746 | 376.3333 | 386.3333
120 | 2012004746 | 379 | 389
121 | 2012004746 | 383.3333 | 393.3333
122 | 2012004746 | 387.6667 | 377.6667
123 | 2012004746 | 392 | 382
124 | 2012004746 | 395.3333 | 385.3333
125 | 2012004746 | 398.6667 | 388.6667
126 | 2012004746 | 402 | 392
127 | 2012004746 | 404.3333 | 394.3333
128 | 2012004746 | 406.6667 | 396.6667
129 | 2012004746 | 409 | 399
130 | 2012004746 | 409 | 399
131 | 2012004746 | 409 | 399
132 | 2012004746 | 409 | 399
133 | 2012004746 | 408.3333 | 398.3333
134 | 2012004746 | 407.6667 | 397.6667
135 | 2012004746 | 407 | 397
136 | 2012004746 | 407 | 397
137 | 2012004746 | 407 | 397
138 | 2012004746 | 407 | 397
139 | 2012004746 | 407 | 397
140 | 2012004746 | 407 | 397
141 | 2012004746 | 407 | 397
142 | 2012004746 | 406 | 396
143 | 2012004746 | 405 | 395
0 | 2007001076 | 343 | 333
1 | 2007001076 | 344 | 334
2 | 2007001076 | 345 | 335
3 | 2007001076 | 346 | 336
4 | 2007001076 | 348 | 338
5 | 2007001076 | 350 | 340
6 | 2007001076 | 352 | 342
7 | 2007001076 | 353 | 343
8 | 2007001076 | 354 | 344
9 | 2007001076 | 355 | 345
10 | 2007001076 | 356.6667 | 346.6667
11 | 2007001076 | 358.3333 | 348.3333
12 | 2007001076 | 360 | 350
13 | 2007001076 | 363.6667 | 353.6667
14 | 2007001076 | 367.3333 | 357.3333
15 | 2007001076 | 371 | 361
16 | 2007001076 | 373.3333 | 363.3333
17 | 2007001076 | 375.6667 | 365.6667
18 | 2007001076 | 378 | 368
19 | 2007001076 | 378.6667 | 368.6667
20 | 2007001076 | 379.3333 | 369.3333
21 | 2007001076 | 380 | 370
22 | 2007001076 | 381.3333 | 371.3333
23 | 2007001076 | 382.6667 | 372.6667
24 | 2007001076 | 384 | 374
25 | 2007001076 | 385.3333 | 375.3333
26 | 2007001076 | 386.6667 | 376.6667
27 | 2007001076 | 388 | 378
28 | 2007001076 | 387 | 377
29 | 2007001076 | 386 | 376
30 | 2007001076 | 385 | 375
31 | 2007001076 | 383 | 373
32 | 2007001076 | 381 | 371
33 | 2007001076 | 379 | 369
34 | 2007001076 | 378.3333 | 368.3333
35 | 2007001076 | 377.6667 | 367.6667
36 | 2007001076 | 377 | 367
37 | 2007001076 | 377.3333 | 367.3333
38 | 2007001076 | 377.6667 | 367.6667
39 | 2007001076 | 378 | 368
40 | 2007001076 | 379.6667 | 369.6667
41 | 2007001076 | 381.3333 | 371.3333
42 | 2007001076 | 383 | 373
43 | 2007001076 | 385.3333 | 375.3333
44 | 2007001076 | 387.6667 | 377.6667
45 | 2007001076 | 390 | 380
46 | 2007001076 | 391.3333 | 381.3333
47 | 2007001076 | 392.6667 | 382.6667
48 | 2007001076 | 394 | 384
49 | 2007001076 | 393.3333 | 383.3333
50 | 2007001076 | 392.6667 | 382.6667
51 | 2007001076 | 392 | 382
52 | 2007001076 | 387.6667 | 377.6667
53 | 2007001076 | 383.3333 | 373.3333
54 | 2007001076 | 379 | 369
55 | 2007001076 | 372.3333 | 362.3333
56 | 2007001076 | 365.6667 | 355.6667
57 | 2007001076 | 359 | 349
58 | 2007001076 | 353.6667 | 343.6667
59 | 2007001076 | 348.3333 | 338.3333
60 | 2007001076 | 343 | 333
61 | 2007001076 | 338.3333 | 328.3333
62 | 2007001076 | 333.6667 | 323.6667
63 | 2007001076 | 329 | 319
64 | 2007001076 | 326 | 316
65 | 2007001076 | 323 | 313
66 | 2007001076 | 320 | 310
67 | 2007001076 | 318.3333 | 308.3333
68 | 2007001076 | 316.6667 | 306.6667
69 | 2007001076 | 315 | 305
70 | 2007001076 | 315.3333 | 305.3333
71 | 2007001076 | 315.6667 | 305.6667
72 | 2007001076 | 316 | 306
73 | 2007001076 | 316.3333 | 306.3333
74 | 2007001076 | 316.6667 | 306.6667
75 | 2007001076 | 317 | 307
76 | 2007001076 | 316.3333 | 306.3333
77 | 2007001076 | 315.6667 | 305.6667
78 | 2007001076 | 315 | 305
79 | 2007001076 | 314.6667 | 304.6667
80 | 2007001076 | 314.3333 | 304.3333
81 | 2007001076 | 314 | 304
82 | 2007001076 | 316.3333 | 306.3333
83 | 2007001076 | 318.6667 | 308.6667
84 | 2007001076 | 321 | 311
85 | 2007001076 | 323.3333 | 313.3333
86 | 2007001076 | 325.6667 | 315.6667
87 | 2007001076 | 328 | 318
88 | 2007001076 | 328.3333 | 318.3333
89 | 2007001076 | 328.6667 | 318.6667
90 | 2007001076 | 329 | 339
91 | 2007001076 | 329 | 339
92 | 2007001076 | 329 | 339
93 | 2007001076 | 329 | 339
94 | 2007001076 | 328.6667 | 338.6667
95 | 2007001076 | 328.3333 | 338.3333
96 | 2007001076 | 328 | 338
97 | 2007001076 | 327.6667 | 337.6667
98 | 2007001076 | 327.3333 | 337.3333
99 | 2007001076 | 327 | 337
100 | 2007001076 | 328.6667 | 338.6667
101 | 2007001076 | 330.3333 | 340.3333
102 | 2007001076 | 332 | 342
103 | 2007001076 | 334.3333 | 344.3333
104 | 2007001076 | 336.6667 | 346.6667
105 | 2007001076 | 339 | 349
106 | 2007001076 | 339.3333 | 349.3333
107 | 2007001076 | 339.6667 | 349.6667
108 | 2007001076 | 340 | 350
109 | 2007001076 | 342.3333 | 352.3333
110 | 2007001076 | 344.6667 | 354.6667
111 | 2007001076 | 347 | 357
112 | 2007001076 | 349.6667 | 359.6667
113 | 2007001076 | 352.3333 | 362.3333
114 | 2007001076 | 355 | 365
115 | 2007001076 | 360.3333 | 370.3333
116 | 2007001076 | 365.6667 | 375.6667
117 | 2007001076 | 371 | 381
118 | 2007001076 | 373.6667 | 383.6667
119 | 2007001076 | 376.3333 | 386.3333
120 | 2007001076 | 379 | 389
121 | 2007001076 | 383.3333 | 393.3333
122 | 2007001076 | 387.6667 | 377.6667
123 | 2007001076 | 392 | 382
124 | 2007001076 | 395.3333 | 385.3333
125 | 2007001076 | 398.6667 | 388.6667
126 | 2007001076 | 402 | 392
127 | 2007001076 | 404.3333 | 394.3333
128 | 2007001076 | 406.6667 | 396.6667
129 | 2007001076 | 409 | 399
130 | 2007001076 | 409 | 399
131 | 2007001076 | 409 | 399
132 | 2007001076 | 409 | 399
133 | 2007001076 | 408.3333 | 398.3333
134 | 2007001076 | 407.6667 | 397.6667
135 | 2007001076 | 407 | 397
136 | 2007001076 | 407 | 397
137 | 2007001076 | 407 | 397
138 | 2007001076 | 407 | 397
139 | 2007001076 | 407 | 397
140 | 2007001076 | 407 | 397
141 | 2007001076 | 407 | 397
142 | 2007001076 | 406 | 396
143 | 2007001076 | 405 | 395
0 | 2015007930 | 343 | 333
1 | 2015007930 | 344 | 334
2 | 2015007930 | 345 | 335
3 | 2015007930 | 346 | 336
4 | 2015007930 | 348 | 338
5 | 2015007930 | 350 | 340
6 | 2015007930 | 352 | 342
7 | 2015007930 | 353 | 343
8 | 2015007930 | 354 | 344
9 | 2015007930 | 355 | 345
10 | 2015007930 | 356.6667 | 346.6667
11 | 2015007930 | 358.3333 | 348.3333
12 | 2015007930 | 360 | 350
13 | 2015007930 | 363.6667 | 353.6667
14 | 2015007930 | 367.3333 | 357.3333
15 | 2015007930 | 371 | 361
16 | 2015007930 | 373.3333 | 363.3333
17 | 2015007930 | 375.6667 | 365.6667
18 | 2015007930 | 378 | 368
19 | 2015007930 | 378.6667 | 368.6667
20 | 2015007930 | 379.3333 | 369.3333
21 | 2015007930 | 380 | 370
22 | 2015007930 | 381.3333 | 371.3333
23 | 2015007930 | 382.6667 | 372.6667
24 | 2015007930 | 384 | 374
25 | 2015007930 | 385.3333 | 375.3333
26 | 2015007930 | 386.6667 | 376.6667
27 | 2015007930 | 388 | 378
28 | 2015007930 | 387 | 377
29 | 2015007930 | 386 | 376
30 | 2015007930 | 385 | 375
31 | 2015007930 | 383 | 373
32 | 2015007930 | 381 | 371
33 | 2015007930 | 379 | 369
34 | 2015007930 | 378.3333 | 368.3333
35 | 2015007930 | 377.6667 | 367.6667
36 | 2015007930 | 377 | 367
37 | 2015007930 | 377.3333 | 367.3333
38 | 2015007930 | 377.6667 | 367.6667
39 | 2015007930 | 378 | 368
40 | 2015007930 | 379.6667 | 369.6667
41 | 2015007930 | 381.3333 | 371.3333
42 | 2015007930 | 383 | 373
43 | 2015007930 | 385.3333 | 375.3333
44 | 2015007930 | 387.6667 | 377.6667
45 | 2015007930 | 390 | 380
46 | 2015007930 | 391.3333 | 381.3333
47 | 2015007930 | 392.6667 | 382.6667
48 | 2015007930 | 394 | 384
49 | 2015007930 | 393.3333 | 383.3333
50 | 2015007930 | 392.6667 | 382.6667
51 | 2015007930 | 392 | 382
52 | 2015007930 | 387.6667 | 377.6667
53 | 2015007930 | 383.3333 | 373.3333
54 | 2015007930 | 379 | 369
55 | 2015007930 | 372.3333 | 362.3333
56 | 2015007930 | 365.6667 | 355.6667
57 | 2015007930 | 359 | 349
58 | 2015007930 | 353.6667 | 343.6667
59 | 2015007930 | 348.3333 | 338.3333
60 | 2015007930 | 343 | 333
61 | 2015007930 | 338.3333 | 328.3333
62 | 2015007930 | 333.6667 | 323.6667
63 | 2015007930 | 329 | 319
64 | 2015007930 | 326 | 316
65 | 2015007930 | 323 | 313
66 | 2015007930 | 320 | 310
67 | 2015007930 | 318.3333 | 308.3333
68 | 2015007930 | 316.6667 | 306.6667
69 | 2015007930 | 315 | 305
70 | 2015007930 | 315.3333 | 305.3333
71 | 2015007930 | 315.6667 | 305.6667
72 | 2015007930 | 316 | 306
73 | 2015007930 | 316.3333 | 306.3333
74 | 2015007930 | 316.6667 | 306.6667
75 | 2015007930 | 317 | 307
76 | 2015007930 | 316.3333 | 306.3333
77 | 2015007930 | 315.6667 | 305.6667
78 | 2015007930 | 315 | 305
79 | 2015007930 | 314.6667 | 304.6667
80 | 2015007930 | 314.3333 | 304.3333
81 | 2015007930 | 314 | 304
82 | 2015007930 | 316.3333 | 306.3333
83 | 2015007930 | 318.6667 | 308.6667
84 | 2015007930 | 321 | 311
85 | 2015007930 | 323.3333 | 313.3333
86 | 2015007930 | 325.6667 | 315.6667
87 | 2015007930 | 328 | 318
88 | 2015007930 | 328.3333 | 318.3333
89 | 2015007930 | 328.6667 | 318.6667
90 | 2015007930 | 329 | 339
91 | 2015007930 | 329 | 339
92 | 2015007930 | 329 | 339
93 | 2015007930 | 329 | 339
94 | 2015007930 | 328.6667 | 338.6667
95 | 2015007930 | 328.3333 | 338.3333
96 | 2015007930 | 328 | 338
97 | 2015007930 | 327.6667 | 337.6667
98 | 2015007930 | 327.3333 | 337.3333
99 | 2015007930 | 327 | 337
100 | 2015007930 | 328.6667 | 338.6667
101 | 2015007930 | 330.3333 | 340.3333
102 | 2015007930 | 332 | 342
103 | 2015007930 | 334.3333 | 344.3333
104 | 2015007930 | 336.6667 | 346.6667
105 | 2015007930 | 339 | 349
106 | 2015007930 | 339.3333 | 349.3333
107 | 2015007930 | 339.6667 | 349.6667
108 | 2015007930 | 340 | 350
109 | 2015007930 | 342.3333 | 352.3333
110 | 2015007930 | 344.6667 | 354.6667
111 | 2015007930 | 347 | 357
112 | 2015007930 | 349.6667 | 359.6667
113 | 2015007930 | 352.3333 | 362.3333
114 | 2015007930 | 355 | 365
115 | 2015007930 | 360.3333 | 370.3333
116 | 2015007930 | 365.6667 | 375.6667
117 | 2015007930 | 371 | 381
118 | 2015007930 | 373.6667 | 383.6667
119 | 2015007930 | 376.3333 | 386.3333
120 | 2015007930 | 379 | 389
121 | 2015007930 | 383.3333 | 393.3333
122 | 2015007930 | 387.6667 | 377.6667
123 | 2015007930 | 392 | 382
124 | 2015007930 | 395.3333 | 385.3333
125 | 2015007930 | 398.6667 | 388.6667
126 | 2015007930 | 402 | 392
127 | 2015007930 | 404.3333 | 394.3333
128 | 2015007930 | 406.6667 | 396.6667
129 | 2015007930 | 409 | 399
130 | 2015007930 | 409 | 399
131 | 2015007930 | 409 | 399
132 | 2015007930 | 409 | 399
133 | 2015007930 | 408.3333 | 398.3333
134 | 2015007930 | 407.6667 | 397.6667
135 | 2015007930 | 407 | 397
136 | 2015007930 | 407 | 397
137 | 2015007930 | 407 | 397
138 | 2015007930 | 407 | 397
139 | 2015007930 | 407 | 397
140 | 2015007930 | 407 | 397
141 | 2015007930 | 407 | 397
142 | 2015007930 | 406 | 396
143 | 2015007930 | 405 | 395
0 | 2009000706 | 343 | 333
1 | 2009000706 | 344 | 334
2 | 2009000706 | 345 | 335
3 | 2009000706 | 346 | 336
4 | 2009000706 | 348 | 338
5 | 2009000706 | 350 | 340
6 | 2009000706 | 352 | 342
7 | 2009000706 | 353 | 343
8 | 2009000706 | 354 | 344
9 | 2009000706 | 355 | 345
10 | 2009000706 | 356.6667 | 346.6667
11 | 2009000706 | 358.3333 | 348.3333
12 | 2009000706 | 360 | 350
13 | 2009000706 | 363.6667 | 353.6667
14 | 2009000706 | 367.3333 | 357.3333
15 | 2009000706 | 371 | 361
16 | 2009000706 | 373.3333 | 363.3333
17 | 2009000706 | 375.6667 | 365.6667
18 | 2009000706 | 378 | 368
19 | 2009000706 | 378.6667 | 368.6667
20 | 2009000706 | 379.3333 | 369.3333
21 | 2009000706 | 380 | 370
22 | 2009000706 | 381.3333 | 371.3333
23 | 2009000706 | 382.6667 | 372.6667
24 | 2009000706 | 384 | 374
25 | 2009000706 | 385.3333 | 375.3333
26 | 2009000706 | 386.6667 | 376.6667
27 | 2009000706 | 388 | 378
28 | 2009000706 | 387 | 377
29 | 2009000706 | 386 | 376
30 | 2009000706 | 385 | 375
31 | 2009000706 | 383 | 373
32 | 2009000706 | 381 | 371
33 | 2009000706 | 379 | 369
34 | 2009000706 | 378.3333 | 368.3333
35 | 2009000706 | 377.6667 | 367.6667
36 | 2009000706 | 377 | 367
37 | 2009000706 | 377.3333 | 367.3333
38 | 2009000706 | 377.6667 | 367.6667
39 | 2009000706 | 378 | 368
40 | 2009000706 | 379.6667 | 369.6667
41 | 2009000706 | 381.3333 | 371.3333
42 | 2009000706 | 383 | 373
43 | 2009000706 | 385.3333 | 375.3333
44 | 2009000706 | 387.6667 | 377.6667
45 | 2009000706 | 390 | 380
46 | 2009000706 | 391.3333 | 381.3333
47 | 2009000706 | 392.6667 | 382.6667
48 | 2009000706 | 394 | 384
49 | 2009000706 | 393.3333 | 383.3333
50 | 2009000706 | 392.6667 | 382.6667
51 | 2009000706 | 392 | 382
52 | 2009000706 | 387.6667 | 377.6667
53 | 2009000706 | 383.3333 | 373.3333
54 | 2009000706 | 379 | 369
55 | 2009000706 | 372.3333 | 362.3333
56 | 2009000706 | 365.6667 | 355.6667
57 | 2009000706 | 359 | 349
58 | 2009000706 | 353.6667 | 343.6667
59 | 2009000706 | 348.3333 | 338.3333
60 | 2009000706 | 343 | 333
61 | 2009000706 | 338.3333 | 328.3333
62 | 2009000706 | 333.6667 | 323.6667
63 | 2009000706 | 329 | 319
64 | 2009000706 | 326 | 316
65 | 2009000706 | 323 | 313
66 | 2009000706 | 320 | 310
67 | 2009000706 | 318.3333 | 308.3333
68 | 2009000706 | 316.6667 | 306.6667
69 | 2009000706 | 315 | 305
70 | 2009000706 | 315.3333 | 305.3333
71 | 2009000706 | 315.6667 | 305.6667
72 | 2009000706 | 316 | 306
73 | 2009000706 | 316.3333 | 306.3333
74 | 2009000706 | 316.6667 | 306.6667
75 | 2009000706 | 317 | 307
76 | 2009000706 | 316.3333 | 306.3333
77 | 2009000706 | 315.6667 | 305.6667
78 | 2009000706 | 315 | 305
79 | 2009000706 | 314.6667 | 304.6667
80 | 2009000706 | 314.3333 | 304.3333
81 | 2009000706 | 314 | 304
82 | 2009000706 | 316.3333 | 306.3333
83 | 2009000706 | 318.6667 | 308.6667
84 | 2009000706 | 321 | 311
85 | 2009000706 | 323.3333 | 313.3333
86 | 2009000706 | 325.6667 | 315.6667
87 | 2009000706 | 328 | 318
88 | 2009000706 | 328.3333 | 318.3333
89 | 2009000706 | 328.6667 | 318.6667
90 | 2009000706 | 329 | 339
91 | 2009000706 | 329 | 339
92 | 2009000706 | 329 | 339
93 | 2009000706 | 329 | 339
94 | 2009000706 | 328.6667 | 338.6667
95 | 2009000706 | 328.3333 | 338.3333
96 | 2009000706 | 328 | 338
97 | 2009000706 | 327.6667 | 337.6667
98 | 2009000706 | 327.3333 | 337.3333
99 | 2009000706 | 327 | 337
100 | 2009000706 | 328.6667 | 338.6667
101 | 2009000706 | 330.3333 | 340.3333
102 | 2009000706 | 332 | 342
103 | 2009000706 | 334.3333 | 344.3333
104 | 2009000706 | 336.6667 | 346.6667
105 | 2009000706 | 339 | 349
106 | 2009000706 | 339.3333 | 349.3333
107 | 2009000706 | 339.6667 | 349.6667
108 | 2009000706 | 340 | 350
109 | 2009000706 | 342.3333 | 352.3333
110 | 2009000706 | 344.6667 | 354.6667
111 | 2009000706 | 347 | 357
112 | 2009000706 | 349.6667 | 359.6667
113 | 2009000706 | 352.3333 | 362.3333
114 | 2009000706 | 355 | 365
115 | 2009000706 | 360.3333 | 370.3333
116 | 2009000706 | 365.6667 | 375.6667
117 | 2009000706 | 371 | 381
118 | 2009000706 | 373.6667 | 383.6667
119 | 2009000706 | 376.3333 | 386.3333
120 | 2009000706 | 379 | 389
121 | 2009000706 | 383.3333 | 393.3333
122 | 2009000706 | 387.6667 | 377.6667
123 | 2009000706 | 392 | 382
124 | 2009000706 | 395.3333 | 385.3333
125 | 2009000706 | 398.6667 | 388.6667
126 | 2009000706 | 402 | 392
127 | 2009000706 | 404.3333 | 394.3333
128 | 2009000706 | 406.6667 | 396.6667
129 | 2009000706 | 409 | 399
130 | 2009000706 | 409 | 399
131 | 2009000706 | 409 | 399
132 | 2009000706 | 409 | 399
133 | 2009000706 | 408.3333 | 398.3333
134 | 2009000706 | 407.6667 | 397.6667
135 | 2009000706 | 407 | 397
136 | 2009000706 | 407 | 397
137 | 2009000706 | 407 | 397
138 | 2009000706 | 407 | 397
139 | 2009000706 | 407 | 397
140 | 2009000706 | 407 | 397
141 | 2009000706 | 407 | 397
142 | 2009000706 | 406 | 396
143 | 2009000706 | 405 | 395
0 | 2011007426 | 343 | 333
1 | 2011007426 | 344 | 334
2 | 2011007426 | 345 | 335
3 | 2011007426 | 346 | 336
4 | 2011007426 | 348 | 338
5 | 2011007426 | 350 | 340
6 | 2011007426 | 352 | 342
7 | 2011007426 | 353 | 343
8 | 2011007426 | 354 | 344
9 | 2011007426 | 355 | 345
10 | 2011007426 | 356.6667 | 346.6667
11 | 2011007426 | 358.3333 | 348.3333
12 | 2011007426 | 360 | 350
13 | 2011007426 | 363.6667 | 353.6667
14 | 2011007426 | 367.3333 | 357.3333
15 | 2011007426 | 371 | 361
16 | 2011007426 | 373.3333 | 363.3333
17 | 2011007426 | 375.6667 | 365.6667
18 | 2011007426 | 378 | 368
19 | 2011007426 | 378.6667 | 368.6667
20 | 2011007426 | 379.3333 | 369.3333
21 | 2011007426 | 380 | 370
22 | 2011007426 | 381.3333 | 371.3333
23 | 2011007426 | 382.6667 | 372.6667
24 | 2011007426 | 384 | 374
25 | 2011007426 | 385.3333 | 375.3333
26 | 2011007426 | 386.6667 | 376.6667
27 | 2011007426 | 388 | 378
28 | 2011007426 | 387 | 377
29 | 2011007426 | 386 | 376
30 | 2011007426 | 385 | 375
31 | 2011007426 | 383 | 373
32 | 2011007426 | 381 | 371
33 | 2011007426 | 379 | 369
34 | 2011007426 | 378.3333 | 368.3333
35 | 2011007426 | 377.6667 | 367.6667
36 | 2011007426 | 377 | 367
37 | 2011007426 | 377.3333 | 367.3333
38 | 2011007426 | 377.6667 | 367.6667
39 | 2011007426 | 378 | 368
40 | 2011007426 | 379.6667 | 369.6667
41 | 2011007426 | 381.3333 | 371.3333
42 | 2011007426 | 383 | 373
43 | 2011007426 | 385.3333 | 375.3333
44 | 2011007426 | 387.6667 | 377.6667
45 | 2011007426 | 390 | 380
46 | 2011007426 | 391.3333 | 381.3333
47 | 2011007426 | 392.6667 | 382.6667
48 | 2011007426 | 394 | 384
49 | 2011007426 | 393.3333 | 383.3333
50 | 2011007426 | 392.6667 | 382.6667
51 | 2011007426 | 392 | 382
52 | 2011007426 | 387.6667 | 377.6667
53 | 2011007426 | 383.3333 | 373.3333
54 | 2011007426 | 379 | 369
55 | 2011007426 | 372.3333 | 362.3333
56 | 2011007426 | 365.6667 | 355.6667
57 | 2011007426 | 359 | 349
58 | 2011007426 | 353.6667 | 343.6667
59 | 2011007426 | 348.3333 | 338.3333
60 | 2011007426 | 343 | 333
61 | 2011007426 | 338.3333 | 328.3333
62 | 2011007426 | 333.6667 | 323.6667
63 | 2011007426 | 329 | 319
64 | 2011007426 | 326 | 316
65 | 2011007426 | 323 | 313
66 | 2011007426 | 320 | 310
67 | 2011007426 | 318.3333 | 308.3333
68 | 2011007426 | 316.6667 | 306.6667
69 | 2011007426 | 315 | 305
70 | 2011007426 | 315.3333 | 305.3333
71 | 2011007426 | 315.6667 | 305.6667
72 | 2011007426 | 316 | 306
73 | 2011007426 | 316.3333 | 306.3333
74 | 2011007426 | 316.6667 | 306.6667
75 | 2011007426 | 317 | 307
76 | 2011007426 | 316.3333 | 306.3333
77 | 2011007426 | 315.6667 | 305.6667
78 | 2011007426 | 315 | 305
79 | 2011007426 | 314.6667 | 304.6667
80 | 2011007426 | 314.3333 | 304.3333
81 | 2011007426 | 314 | 304
82 | 2011007426 | 316.3333 | 306.3333
83 | 2011007426 | 318.6667 | 308.6667
84 | 2011007426 | 321 | 311
85 | 2011007426 | 323.3333 | 313.3333
86 | 2011007426 | 325.6667 | 315.6667
87 | 2011007426 | 328 | 318
88 | 2011007426 | 328.3333 | 318.3333
89 | 2011007426 | 328.6667 | 318.6667
90 | 2011007426 | 329 | 339
91 | 2011007426 | 329 | 339
92 | 2011007426 | 329 | 339
93 | 2011007426 | 329 | 339
94 | 2011007426 | 328.6667 | 338.6667
95 | 2011007426 | 328.3333 | 338.3333
96 | 2011007426 | 328 | 338
97 | 2011007426 | 327.6667 | 337.6667
98 | 2011007426 | 327.3333 | 337.3333
99 | 2011007426 | 327 | 337
100 | 2011007426 | 328.6667 | 338.6667
101 | 2011007426 | 330.3333 | 340.3333
102 | 2011007426 | 332 | 342
103 | 2011007426 | 334.3333 | 344.3333
104 | 2011007426 | 336.6667 | 346.6667
105 | 2011007426 | 339 | 349
106 | 2011007426 | 339.3333 | 349.3333
107 | 2011007426 | 339.6667 | 349.6667
108 | 2011007426 | 340 | 350
109 | 2011007426 | 342.3333 | 352.3333
110 | 2011007426 | 344.6667 | 354.6667
111 | 2011007426 | 347 | 357
112 | 2011007426 | 349.6667 | 359.6667
113 | 2011007426 | 352.3333 | 362.3333
114 | 2011007426 | 355 | 365
115 | 2011007426 | 360.3333 | 370.3333
116 | 2011007426 | 365.6667 | 375.6667
117 | 2011007426 | 371 | 381
118 | 2011007426 | 373.6667 | 383.6667
119 | 2011007426 | 376.3333 | 386.3333
120 | 2011007426 | 379 | 389
121 | 2011007426 | 383.3333 | 393.3333
122 | 2011007426 | 387.6667 | 377.6667
123 | 2011007426 | 392 | 382
124 | 2011007426 | 395.3333 | 385.3333
125 | 2011007426 | 398.6667 | 388.6667
126 | 2011007426 | 402 | 392
127 | 2011007426 | 404.3333 | 394.3333
128 | 2011007426 | 406.6667 | 396.6667
129 | 2011007426 | 409 | 399
130 | 2011007426 | 409 | 399
131 | 2011007426 | 409 | 399
132 | 2011007426 | 409 | 399
133 | 2011007426 | 408.3333 | 398.3333
134 | 2011007426 | 407.6667 | 397.6667
135 | 2011007426 | 407 | 397
136 | 2011007426 | 407 | 397
137 | 2011007426 | 407 | 397
138 | 2011007426 | 407 | 397
139 | 2011007426 | 407 | 397
140 | 2011007426 | 407 | 397
141 | 2011007426 | 407 | 397
142 | 2011007426 | 406 | 396
143 | 2011007426 | 405 | 395
0 | 2004000599 | 343 | 333
1 | 2004000599 | 344 | 334
2 | 2004000599 | 345 | 335
3 | 2004000599 | 346 | 336
4 | 2004000599 | 348 | 338
5 | 2004000599 | 350 | 340
6 | 2004000599 | 352 | 342
7 | 2004000599 | 353 | 343
8 | 2004000599 | 354 | 344
9 | 2004000599 | 355 | 345
10 | 2004000599 | 356.6667 | 346.6667
11 | 2004000599 | 358.3333 | 348.3333
12 | 2004000599 | 360 | 350
13 | 2004000599 | 363.6667 | 353.6667
14 | 2004000599 | 367.3333 | 357.3333
15 | 2004000599 | 371 | 361
16 | 2004000599 | 373.3333 | 363.3333
17 | 2004000599 | 375.6667 | 365.6667
18 | 2004000599 | 378 | 368
19 | 2004000599 | 378.6667 | 368.6667
20 | 2004000599 | 379.3333 | 369.3333
21 | 2004000599 | 380 | 370
22 | 2004000599 | 381.3333 | 371.3333
23 | 2004000599 | 382.6667 | 372.6667
24 | 2004000599 | 384 | 374
25 | 2004000599 | 385.3333 | 375.3333
26 | 2004000599 | 386.6667 | 376.6667
27 | 2004000599 | 388 | 378
28 | 2004000599 | 387 | 377
29 | 2004000599 | 386 | 376
30 | 2004000599 | 385 | 375
31 | 2004000599 | 383 | 373
32 | 2004000599 | 381 | 371
33 | 2004000599 | 379 | 369
34 | 2004000599 | 378.3333 | 368.3333
35 | 2004000599 | 377.6667 | 367.6667
36 | 2004000599 | 377 | 367
37 | 2004000599 | 377.3333 | 367.3333
38 | 2004000599 | 377.6667 | 367.6667
39 | 2004000599 | 378 | 368
40 | 2004000599 | 379.6667 | 369.6667
41 | 2004000599 | 381.3333 | 371.3333
42 | 2004000599 | 383 | 373
43 | 2004000599 | 385.3333 | 375.3333
44 | 2004000599 | 387.6667 | 377.6667
45 | 2004000599 | 390 | 380
46 | 2004000599 | 391.3333 | 381.3333
47 | 2004000599 | 392.6667 | 382.6667
48 | 2004000599 | 394 | 384
49 | 2004000599 | 393.3333 | 383.3333
50 | 2004000599 | 392.6667 | 382.6667
51 | 2004000599 | 392 | 382
52 | 2004000599 | 387.6667 | 377.6667
53 | 2004000599 | 383.3333 | 373.3333
54 | 2004000599 | 379 | 369
55 | 2004000599 | 372.3333 | 362.3333
56 | 2004000599 | 365.6667 | 355.6667
57 | 2004000599 | 359 | 349
58 | 2004000599 | 353.6667 | 343.6667
59 | 2004000599 | 348.3333 | 338.3333
60 | 2004000599 | 343 | 333
61 | 2004000599 | 338.3333 | 328.3333
62 | 2004000599 | 333.6667 | 323.6667
63 | 2004000599 | 329 | 319
64 | 2004000599 | 326 | 316
65 | 2004000599 | 323 | 313
66 | 2004000599 | 320 | 310
67 | 2004000599 | 318.3333 | 308.3333
68 | 2004000599 | 316.6667 | 306.6667
69 | 2004000599 | 315 | 305
70 | 2004000599 | 315.3333 | 305.3333
71 | 2004000599 | 315.6667 | 305.6667
72 | 2004000599 | 316 | 306
73 | 2004000599 | 316.3333 | 306.3333
74 | 2004000599 | 316.6667 | 306.6667
75 | 2004000599 | 317 | 307
76 | 2004000599 | 316.3333 | 306.3333
77 | 2004000599 | 315.6667 | 305.6667
78 | 2004000599 | 315 | 305
79 | 2004000599 | 314.6667 | 304.6667
80 | 2004000599 | 314.3333 | 304.3333
81 | 2004000599 | 314 | 304
82 | 2004000599 | 316.3333 | 306.3333
83 | 2004000599 | 318.6667 | 308.6667
84 | 2004000599 | 321 | 311
85 | 2004000599 | 323.3333 | 313.3333
86 | 2004000599 | 325.6667 | 315.6667
87 | 2004000599 | 328 | 318
88 | 2004000599 | 328.3333 | 318.3333
89 | 2004000599 | 328.6667 | 318.6667
90 | 2004000599 | 329 | 339
91 | 2004000599 | 329 | 339
92 | 2004000599 | 329 | 339
93 | 2004000599 | 329 | 339
94 | 2004000599 | 328.6667 | 338.6667
95 | 2004000599 | 328.3333 | 338.3333
96 | 2004000599 | 328 | 338
97 | 2004000599 | 327.6667 | 337.6667
98 | 2004000599 | 327.3333 | 337.3333
99 | 2004000599 | 327 | 337
100 | 2004000599 | 328.6667 | 338.6667
101 | 2004000599 | 330.3333 | 340.3333
102 | 2004000599 | 332 | 342
103 | 2004000599 | 334.3333 | 344.3333
104 | 2004000599 | 336.6667 | 346.6667
105 | 2004000599 | 339 | 349
106 | 2004000599 | 339.3333 | 349.3333
107 | 2004000599 | 339.6667 | 349.6667
108 | 2004000599 | 340 | 350
109 | 2004000599 | 342.3333 | 352.3333
110 | 2004000599 | 344.6667 | 354.6667
111 | 2004000599 | 347 | 357
112 | 2004000599 | 349.6667 | 359.6667
113 | 2004000599 | 352.3333 | 362.3333
114 | 2004000599 | 355 | 365
115 | 2004000599 | 360.3333 | 370.3333
116 | 2004000599 | 365.6667 | 375.6667
117 | 2004000599 | 371 | 381
118 | 2004000599 | 373.6667 | 383.6667
119 | 2004000599 | 376.3333 | 386.3333
120 | 2004000599 | 379 | 389
121 | 2004000599 | 383.3333 | 393.3333
122 | 2004000599 | 387.6667 | 377.6667
123 | 2004000599 | 392 | 382
124 | 2004000599 | 395.3333 | 385.3333
125 | 2004000599 | 398.6667 | 388.6667
126 | 2004000599 | 402 | 392
127 | 2004000599 | 404.3333 | 394.3333
128 | 2004000599 | 406.6667 | 396.6667
129 | 2004000599 | 409 | 399
130 | 2004000599 | 409 | 399
131 | 2004000599 | 409 | 399
132 | 2004000599 | 409 | 399
133 | 2004000599 | 408.3333 | 398.3333
134 | 2004000599 | 407.6667 | 397.6667
135 | 2004000599 | 407 | 397
136 | 2004000599 | 407 | 397
137 | 2004000599 | 407 | 397
138 | 2004000599 | 407 | 397
139 | 2004000599 | 407 | 397
140 | 2004000599 | 407 | 397
141 | 2004000599 | 407 | 397
142 | 2004000599 | 406 | 396
143 | 2004000599 | 405 | 395
0 | 2006005648 | 343 | 333
1 | 2006005648 | 344 | 334
2 | 2006005648 | 345 | 335
3 | 2006005648 | 346 | 336
4 | 2006005648 | 348 | 338
5 | 2006005648 | 350 | 340
6 | 2006005648 | 352 | 342
7 | 2006005648 | 353 | 343
8 | 2006005648 | 354 | 344
9 | 2006005648 | 355 | 345
10 | 2006005648 | 356.6667 | 346.6667
11 | 2006005648 | 358.3333 | 348.3333
12 | 2006005648 | 360 | 350
13 | 2006005648 | 363.6667 | 353.6667
14 | 2006005648 | 367.3333 | 357.3333
15 | 2006005648 | 371 | 361
16 | 2006005648 | 373.3333 | 363.3333
17 | 2006005648 | 375.6667 | 365.6667
18 | 2006005648 | 378 | 368
19 | 2006005648 | 378.6667 | 368.6667
20 | 2006005648 | 379.3333 | 369.3333
21 | 2006005648 | 380 | 370
22 | 2006005648 | 381.3333 | 371.3333
23 | 2006005648 | 382.6667 | 372.6667
24 | 2006005648 | 384 | 374
25 | 2006005648 | 385.3333 | 375.3333
26 | 2006005648 | 386.6667 | 376.6667
27 | 2006005648 | 388 | 378
28 | 2006005648 | 387 | 377
29 | 2006005648 | 386 | 376
30 | 2006005648 | 385 | 375
31 | 2006005648 | 383 | 373
32 | 2006005648 | 381 | 371
33 | 2006005648 | 379 | 369
34 | 2006005648 | 378.3333 | 368.3333
35 | 2006005648 | 377.6667 | 367.6667
36 | 2006005648 | 377 | 367
37 | 2006005648 | 377.3333 | 367.3333
38 | 2006005648 | 377.6667 | 367.6667
39 | 2006005648 | 378 | 368
40 | 2006005648 | 379.6667 | 369.6667
41 | 2006005648 | 381.3333 | 371.3333
42 | 2006005648 | 383 | 373
43 | 2006005648 | 385.3333 | 375.3333
44 | 2006005648 | 387.6667 | 377.6667
45 | 2006005648 | 390 | 380
46 | 2006005648 | 391.3333 | 381.3333
47 | 2006005648 | 392.6667 | 382.6667
48 | 2006005648 | 394 | 384
49 | 2006005648 | 393.3333 | 383.3333
50 | 2006005648 | 392.6667 | 382.6667
51 | 2006005648 | 392 | 382
52 | 2006005648 | 387.6667 | 377.6667
53 | 2006005648 | 383.3333 | 373.3333
54 | 2006005648 | 379 | 369
55 | 2006005648 | 372.3333 | 362.3333
56 | 2006005648 | 365.6667 | 355.6667
57 | 2006005648 | 359 | 349
58 | 2006005648 | 353.6667 | 343.6667
59 | 2006005648 | 348.3333 | 338.3333
60 | 2006005648 | 343 | 333
61 | 2006005648 | 338.3333 | 328.3333
62 | 2006005648 | 333.6667 | 323.6667
63 | 2006005648 | 329 | 319
64 | 2006005648 | 326 | 316
65 | 2006005648 | 323 | 313
66 | 2006005648 | 320 | 310
67 | 2006005648 | 318.3333 | 308.3333
68 | 2006005648 | 316.6667 | 306.6667
69 | 2006005648 | 315 | 305
70 | 2006005648 | 315.3333 | 305.3333
71 | 2006005648 | 315.6667 | 305.6667
72 | 2006005648 | 316 | 306
73 | 2006005648 | 316.3333 | 306.3333
74 | 2006005648 | 316.6667 | 306.6667
75 | 2006005648 | 317 | 307
76 | 2006005648 | 316.3333 | 306.3333
77 | 2006005648 | 315.6667 | 305.6667
78 | 2006005648 | 315 | 305
79 | 2006005648 | 314.6667 | 304.6667
80 | 2006005648 | 314.3333 | 304.3333
81 | 2006005648 | 314 | 304
82 | 2006005648 | 316.3333 | 306.3333
83 | 2006005648 | 318.6667 | 308.6667
84 | 2006005648 | 321 | 311
85 | 2006005648 | 323.3333 | 313.3333
86 | 2006005648 | 325.6667 | 315.6667
87 | 2006005648 | 328 | 318
88 | 2006005648 | 328.3333 | 318.3333
89 | 2006005648 | 328.6667 | 318.6667
90 | 2006005648 | 329 | 339
91 | 2006005648 | 329 | 339
92 | 2006005648 | 329 | 339
93 | 2006005648 | 329 | 339
94 | 2006005648 | 328.6667 | 338.6667
95 | 2006005648 | 328.3333 | 338.3333
96 | 2006005648 | 328 | 338
97 | 2006005648 | 327.6667 | 337.6667
98 | 2006005648 | 327.3333 | 337.3333
99 | 2006005648 | 327 | 337
100 | 2006005648 | 328.6667 | 338.6667
101 | 2006005648 | 330.3333 | 340.3333
102 | 2006005648 | 332 | 342
103 | 2006005648 | 334.3333 | 344.3333
104 | 2006005648 | 336.6667 | 346.6667
105 | 2006005648 | 339 | 349
106 | 2006005648 | 339.3333 | 349.3333
107 | 2006005648 | 339.6667 | 349.6667
108 | 2006005648 | 340 | 350
109 | 2006005648 | 342.3333 | 352.3333
110 | 2006005648 | 344.6667 | 354.6667
111 | 2006005648 | 347 | 357
112 | 2006005648 | 349.6667 | 359.6667
113 | 2006005648 | 352.3333 | 362.3333
114 | 2006005648 | 355 | 365
115 | 2006005648 | 360.3333 | 370.3333
116 | 2006005648 | 365.6667 | 375.6667
117 | 2006005648 | 371 | 381
118 | 2006005648 | 373.6667 | 383.6667
119 | 2006005648 | 376.3333 | 386.3333
120 | 2006005648 | 379 | 389
121 | 2006005648 | 383.3333 | 393.3333
122 | 2006005648 | 387.6667 | 377.6667
123 | 2006005648 | 392 | 382
124 | 2006005648 | 395.3333 | 385.3333
125 | 2006005648 | 398.6667 | 388.6667
126 | 2006005648 | 402 | 392
127 | 2006005648 | 404.3333 | 394.3333
128 | 2006005648 | 406.6667 | 396.6667
129 | 2006005648 | 409 | 399
130 | 2006005648 | 409 | 399
131 | 2006005648 | 409 | 399
132 | 2006005648 | 409 | 399
133 | 2006005648 | 408.3333 | 398.3333
134 | 2006005648 | 407.6667 | 397.6667
135 | 2006005648 | 407 | 397
136 | 2006005648 | 407 | 397
137 | 2006005648 | 407 | 397
138 | 2006005648 | 407 | 397
139 | 2006005648 | 407 | 397
140 | 2006005648 | 407 | 397
141 | 2006005648 | 407 | 397
142 | 2006005648 | 406 | 396
143 | 2006005648 | 405 | 395
0 | 2012008899 | 343 | 333
1 | 2012008899 | 344 | 334
2 | 2012008899 | 345 | 335
3 | 2012008899 | 346 | 336
4 | 2012008899 | 348 | 338
5 | 2012008899 | 350 | 340
6 | 2012008899 | 352 | 342
7 | 2012008899 | 353 | 343
8 | 2012008899 | 354 | 344
9 | 2012008899 | 355 | 345
10 | 2012008899 | 356.6667 | 346.6667
11 | 2012008899 | 358.3333 | 348.3333
12 | 2012008899 | 360 | 350
13 | 2012008899 | 363.6667 | 353.6667
14 | 2012008899 | 367.3333 | 357.3333
15 | 2012008899 | 371 | 361
16 | 2012008899 | 373.3333 | 363.3333
17 | 2012008899 | 375.6667 | 365.6667
18 | 2012008899 | 378 | 368
19 | 2012008899 | 378.6667 | 368.6667
20 | 2012008899 | 379.3333 | 369.3333
21 | 2012008899 | 380 | 370
22 | 2012008899 | 381.3333 | 371.3333
23 | 2012008899 | 382.6667 | 372.6667
24 | 2012008899 | 384 | 374
25 | 2012008899 | 385.3333 | 375.3333
26 | 2012008899 | 386.6667 | 376.6667
27 | 2012008899 | 388 | 378
28 | 2012008899 | 387 | 377
29 | 2012008899 | 386 | 376
30 | 2012008899 | 385 | 375
31 | 2012008899 | 383 | 373
32 | 2012008899 | 381 | 371
33 | 2012008899 | 379 | 369
34 | 2012008899 | 378.3333 | 368.3333
35 | 2012008899 | 377.6667 | 367.6667
36 | 2012008899 | 377 | 367
37 | 2012008899 | 377.3333 | 367.3333
38 | 2012008899 | 377.6667 | 367.6667
39 | 2012008899 | 378 | 368
40 | 2012008899 | 379.6667 | 369.6667
41 | 2012008899 | 381.3333 | 371.3333
42 | 2012008899 | 383 | 373
43 | 2012008899 | 385.3333 | 375.3333
44 | 2012008899 | 387.6667 | 377.6667
45 | 2012008899 | 390 | 380
46 | 2012008899 | 391.3333 | 381.3333
47 | 2012008899 | 392.6667 | 382.6667
48 | 2012008899 | 394 | 384
49 | 2012008899 | 393.3333 | 383.3333
50 | 2012008899 | 392.6667 | 382.6667
51 | 2012008899 | 392 | 382
52 | 2012008899 | 387.6667 | 377.6667
53 | 2012008899 | 383.3333 | 373.3333
54 | 2012008899 | 379 | 369
55 | 2012008899 | 372.3333 | 362.3333
56 | 2012008899 | 365.6667 | 355.6667
57 | 2012008899 | 359 | 349
58 | 2012008899 | 353.6667 | 343.6667
59 | 2012008899 | 348.3333 | 338.3333
60 | 2012008899 | 343 | 333
61 | 2012008899 | 338.3333 | 328.3333
62 | 2012008899 | 333.6667 | 323.6667
63 | 2012008899 | 329 | 319
64 | 2012008899 | 326 | 316
65 | 2012008899 | 323 | 313
66 | 2012008899 | 320 | 310
67 | 2012008899 | 318.3333 | 308.3333
68 | 2012008899 | 316.6667 | 306.6667
69 | 2012008899 | 315 | 305
70 | 2012008899 | 315.3333 | 305.3333
71 | 2012008899 | 315.6667 | 305.6667
72 | 2012008899 | 316 | 306
73 | 2012008899 | 316.3333 | 306.3333
74 | 2012008899 | 316.6667 | 306.6667
75 | 2012008899 | 317 | 307
76 | 2012008899 | 316.3333 | 306.3333
77 | 2012008899 | 315.6667 | 305.6667
78 | 2012008899 | 315 | 305
79 | 2012008899 | 314.6667 | 304.6667
80 | 2012008899 | 314.3333 | 304.3333
81 | 2012008899 | 314 | 304
82 | 2012008899 | 316.3333 | 306.3333
83 | 2012008899 | 318.6667 | 308.6667
84 | 2012008899 | 321 | 311
85 | 2012008899 | 323.3333 | 313.3333
86 | 2012008899 | 325.6667 | 315.6667
87 | 2012008899 | 328 | 318
88 | 2012008899 | 328.3333 | 318.3333
89 | 2012008899 | 328.6667 | 318.6667
90 | 2012008899 | 329 | 339
91 | 2012008899 | 329 | 339
92 | 2012008899 | 329 | 339
93 | 2012008899 | 329 | 339
94 | 2012008899 | 328.6667 | 338.6667
95 | 2012008899 | 328.3333 | 338.3333
96 | 2012008899 | 328 | 338
97 | 2012008899 | 327.6667 | 337.6667
98 | 2012008899 | 327.3333 | 337.3333
99 | 2012008899 | 327 | 337
100 | 2012008899 | 328.6667 | 338.6667
101 | 2012008899 | 330.3333 | 340.3333
102 | 2012008899 | 332 | 342
103 | 2012008899 | 334.3333 | 344.3333
104 | 2012008899 | 336.6667 | 346.6667
105 | 2012008899 | 339 | 349
106 | 2012008899 | 339.3333 | 349.3333
107 | 2012008899 | 339.6667 | 349.6667
108 | 2012008899 | 340 | 350
109 | 2012008899 | 342.3333 | 352.3333
110 | 2012008899 | 344.6667 | 354.6667
111 | 2012008899 | 347 | 357
112 | 2012008899 | 349.6667 | 359.6667
113 | 2012008899 | 352.3333 | 362.3333
114 | 2012008899 | 355 | 365
115 | 2012008899 | 360.3333 | 370.3333
116 | 2012008899 | 365.6667 | 375.6667
117 | 2012008899 | 371 | 381
118 | 2012008899 | 373.6667 | 383.6667
119 | 2012008899 | 376.3333 | 386.3333
120 | 2012008899 | 379 | 389
121 | 2012008899 | 383.3333 | 393.3333
122 | 2012008899 | 387.6667 | 377.6667
123 | 2012008899 | 392 | 382
124 | 2012008899 | 395.3333 | 385.3333
125 | 2012008899 | 398.6667 | 388.6667
126 | 2012008899 | 402 | 392
127 | 2012008899 | 404.3333 | 394.3333
128 | 2012008899 | 406.6667 | 396.6667
129 | 2012008899 | 409 | 399
130 | 2012008899 | 409 | 399
131 | 2012008899 | 409 | 399
132 | 2012008899 | 409 | 399
133 | 2012008899 | 408.3333 | 398.3333
134 | 2012008899 | 407.6667 | 397.6667
135 | 2012008899 | 407 | 397
136 | 2012008899 | 407 | 397
137 | 2012008899 | 407 | 397
138 | 2012008899 | 407 | 397
139 | 2012008899 | 407 | 397
140 | 2012008899 | 407 | 397
141 | 2012008899 | 407 | 397
142 | 2012008899 | 406 | 396
143 | 2012008899 | 405 | 395
0 | 2008001931 | 343 | 333
1 | 2008001931 | 344 | 334
2 | 2008001931 | 345 | 335
3 | 2008001931 | 346 | 336
4 | 2008001931 | 348 | 338
5 | 2008001931 | 350 | 340
6 | 2008001931 | 352 | 342
7 | 2008001931 | 353 | 343
8 | 2008001931 | 354 | 344
9 | 2008001931 | 355 | 345
10 | 2008001931 | 356.6667 | 346.6667
11 | 2008001931 | 358.3333 | 348.3333
12 | 2008001931 | 360 | 350
13 | 2008001931 | 363.6667 | 353.6667
14 | 2008001931 | 367.3333 | 357.3333
15 | 2008001931 | 371 | 361
16 | 2008001931 | 373.3333 | 363.3333
17 | 2008001931 | 375.6667 | 365.6667
18 | 2008001931 | 378 | 368
19 | 2008001931 | 378.6667 | 368.6667
20 | 2008001931 | 379.3333 | 369.3333
21 | 2008001931 | 380 | 370
22 | 2008001931 | 381.3333 | 371.3333
23 | 2008001931 | 382.6667 | 372.6667
24 | 2008001931 | 384 | 374
25 | 2008001931 | 385.3333 | 375.3333
26 | 2008001931 | 386.6667 | 376.6667
27 | 2008001931 | 388 | 378
28 | 2008001931 | 387 | 377
29 | 2008001931 | 386 | 376
30 | 2008001931 | 385 | 375
31 | 2008001931 | 383 | 373
32 | 2008001931 | 381 | 371
33 | 2008001931 | 379 | 369
34 | 2008001931 | 378.3333 | 368.3333
35 | 2008001931 | 377.6667 | 367.6667
36 | 2008001931 | 377 | 367
37 | 2008001931 | 377.3333 | 367.3333
38 | 2008001931 | 377.6667 | 367.6667
39 | 2008001931 | 378 | 368
40 | 2008001931 | 379.6667 | 369.6667
41 | 2008001931 | 381.3333 | 371.3333
42 | 2008001931 | 383 | 373
43 | 2008001931 | 385.3333 | 375.3333
44 | 2008001931 | 387.6667 | 377.6667
45 | 2008001931 | 390 | 380
46 | 2008001931 | 391.3333 | 381.3333
47 | 2008001931 | 392.6667 | 382.6667
48 | 2008001931 | 394 | 384
49 | 2008001931 | 393.3333 | 383.3333
50 | 2008001931 | 392.6667 | 382.6667
51 | 2008001931 | 392 | 382
52 | 2008001931 | 387.6667 | 377.6667
53 | 2008001931 | 383.3333 | 373.3333
54 | 2008001931 | 379 | 369
55 | 2008001931 | 372.3333 | 362.3333
56 | 2008001931 | 365.6667 | 355.6667
57 | 2008001931 | 359 | 349
58 | 2008001931 | 353.6667 | 343.6667
59 | 2008001931 | 348.3333 | 338.3333
60 | 2008001931 | 343 | 333
61 | 2008001931 | 338.3333 | 328.3333
62 | 2008001931 | 333.6667 | 323.6667
63 | 2008001931 | 329 | 319
64 | 2008001931 | 326 | 316
65 | 2008001931 | 323 | 313
66 | 2008001931 | 320 | 310
67 | 2008001931 | 318.3333 | 308.3333
68 | 2008001931 | 316.6667 | 306.6667
69 | 2008001931 | 315 | 305
70 | 2008001931 | 315.3333 | 305.3333
71 | 2008001931 | 315.6667 | 305.6667
72 | 2008001931 | 316 | 306
73 | 2008001931 | 316.3333 | 306.3333
74 | 2008001931 | 316.6667 | 306.6667
75 | 2008001931 | 317 | 307
76 | 2008001931 | 316.3333 | 306.3333
77 | 2008001931 | 315.6667 | 305.6667
78 | 2008001931 | 315 | 305
79 | 2008001931 | 314.6667 | 304.6667
80 | 2008001931 | 314.3333 | 304.3333
81 | 2008001931 | 314 | 304
82 | 2008001931 | 316.3333 | 306.3333
83 | 2008001931 | 318.6667 | 308.6667
84 | 2008001931 | 321 | 311
85 | 2008001931 | 323.3333 | 313.3333
86 | 2008001931 | 325.6667 | 315.6667
87 | 2008001931 | 328 | 318
88 | 2008001931 | 328.3333 | 318.3333
89 | 2008001931 | 328.6667 | 318.6667
90 | 2008001931 | 329 | 339
91 | 2008001931 | 329 | 339
92 | 2008001931 | 329 | 339
93 | 2008001931 | 329 | 339
94 | 2008001931 | 328.6667 | 338.6667
95 | 2008001931 | 328.3333 | 338.3333
96 | 2008001931 | 328 | 338
97 | 2008001931 | 327.6667 | 337.6667
98 | 2008001931 | 327.3333 | 337.3333
99 | 2008001931 | 327 | 337
100 | 2008001931 | 328.6667 | 338.6667
101 | 2008001931 | 330.3333 | 340.3333
102 | 2008001931 | 332 | 342
103 | 2008001931 | 334.3333 | 344.3333
104 | 2008001931 | 336.6667 | 346.6667
105 | 2008001931 | 339 | 349
106 | 2008001931 | 339.3333 | 349.3333
107 | 2008001931 | 339.6667 | 349.6667
108 | 2008001931 | 340 | 350
109 | 2008001931 | 342.3333 | 352.3333
110 | 2008001931 | 344.6667 | 354.6667
111 | 2008001931 | 347 | 357
112 | 2008001931 | 349.6667 | 359.6667
113 | 2008001931 | 352.3333 | 362.3333
114 | 2008001931 | 355 | 365
115 | 2008001931 | 360.3333 | 370.3333
116 | 2008001931 | 365.6667 | 375.6667
117 | 2008001931 | 371 | 381
118 | 2008001931 | 373.6667 | 383.6667
119 | 2008001931 | 376.3333 | 386.3333
120 | 2008001931 | 379 | 389
121 | 2008001931 | 383.3333 | 393.3333
122 | 2008001931 | 387.6667 | 377.6667
123 | 2008001931 | 392 | 382
124 | 2008001931 | 395.3333 | 385.3333
125 | 2008001931 | 398.6667 | 388.6667
126 | 2008001931 | 402 | 392
127 | 2008001931 | 404.3333 | 394.3333
128 | 2008001931 | 406.6667 | 396.6667
129 | 2008001931 | 409 | 399
130 | 2008001931 | 409 | 399
131 | 2008001931 | 409 | 399
132 | 2008001931 | 409 | 399
133 | 2008001931 | 408.3333 | 398.3333
134 | 2008001931 | 407.6667 | 397.6667
135 | 2008001931 | 407 | 397
136 | 2008001931 | 407 | 397
137 | 2008001931 | 407 | 397
138 | 2008001931 | 407 | 397
139 | 2008001931 | 407 | 397
140 | 2008001931 | 407 | 397
141 | 2008001931 | 407 | 397
142 | 2008001931 | 406 | 396
143 | 2008001931 | 405 | 395
0 | 2004000294 | 343 | 333
1 | 2004000294 | 344 | 334
2 | 2004000294 | 345 | 335
3 | 2004000294 | 346 | 336
4 | 2004000294 | 348 | 338
5 | 2004000294 | 350 | 340
6 | 2004000294 | 352 | 342
7 | 2004000294 | 353 | 343
8 | 2004000294 | 354 | 344
9 | 2004000294 | 355 | 345
10 | 2004000294 | 356.6667 | 346.6667
11 | 2004000294 | 358.3333 | 348.3333
12 | 2004000294 | 360 | 350
13 | 2004000294 | 363.6667 | 353.6667
14 | 2004000294 | 367.3333 | 357.3333
15 | 2004000294 | 371 | 361
16 | 2004000294 | 373.3333 | 363.3333
17 | 2004000294 | 375.6667 | 365.6667
18 | 2004000294 | 378 | 368
19 | 2004000294 | 378.6667 | 368.6667
20 | 2004000294 | 379.3333 | 369.3333
21 | 2004000294 | 380 | 370
22 | 2004000294 | 381.3333 | 371.3333
23 | 2004000294 | 382.6667 | 372.6667
24 | 2004000294 | 384 | 374
25 | 2004000294 | 385.3333 | 375.3333
26 | 2004000294 | 386.6667 | 376.6667
27 | 2004000294 | 388 | 378
28 | 2004000294 | 387 | 377
29 | 2004000294 | 386 | 376
30 | 2004000294 | 385 | 375
31 | 2004000294 | 383 | 373
32 | 2004000294 | 381 | 371
33 | 2004000294 | 379 | 369
34 | 2004000294 | 378.3333 | 368.3333
35 | 2004000294 | 377.6667 | 367.6667
36 | 2004000294 | 377 | 367
37 | 2004000294 | 377.3333 | 367.3333
38 | 2004000294 | 377.6667 | 367.6667
39 | 2004000294 | 378 | 368
40 | 2004000294 | 379.6667 | 369.6667
41 | 2004000294 | 381.3333 | 371.3333
42 | 2004000294 | 383 | 373
43 | 2004000294 | 385.3333 | 375.3333
44 | 2004000294 | 387.6667 | 377.6667
45 | 2004000294 | 390 | 380
46 | 2004000294 | 391.3333 | 381.3333
47 | 2004000294 | 392.6667 | 382.6667
48 | 2004000294 | 394 | 384
49 | 2004000294 | 393.3333 | 383.3333
50 | 2004000294 | 392.6667 | 382.6667
51 | 2004000294 | 392 | 382
52 | 2004000294 | 387.6667 | 377.6667
53 | 2004000294 | 383.3333 | 373.3333
54 | 2004000294 | 379 | 369
55 | 2004000294 | 372.3333 | 362.3333
56 | 2004000294 | 365.6667 | 355.6667
57 | 2004000294 | 359 | 349
58 | 2004000294 | 353.6667 | 343.6667
59 | 2004000294 | 348.3333 | 338.3333
60 | 2004000294 | 343 | 333
61 | 2004000294 | 338.3333 | 328.3333
62 | 2004000294 | 333.6667 | 323.6667
63 | 2004000294 | 329 | 319
64 | 2004000294 | 326 | 316
65 | 2004000294 | 323 | 313
66 | 2004000294 | 320 | 310
67 | 2004000294 | 318.3333 | 308.3333
68 | 2004000294 | 316.6667 | 306.6667
69 | 2004000294 | 315 | 305
70 | 2004000294 | 315.3333 | 305.3333
71 | 2004000294 | 315.6667 | 305.6667
72 | 2004000294 | 316 | 306
73 | 2004000294 | 316.3333 | 306.3333
74 | 2004000294 | 316.6667 | 306.6667
75 | 2004000294 | 317 | 307
76 | 2004000294 | 316.3333 | 306.3333
77 | 2004000294 | 315.6667 | 305.6667
78 | 2004000294 | 315 | 305
79 | 2004000294 | 314.6667 | 304.6667
80 | 2004000294 | 314.3333 | 304.3333
81 | 2004000294 | 314 | 304
82 | 2004000294 | 316.3333 | 306.3333
83 | 2004000294 | 318.6667 | 308.6667
84 | 2004000294 | 321 | 311
85 | 2004000294 | 323.3333 | 313.3333
86 | 2004000294 | 325.6667 | 315.6667
87 | 2004000294 | 328 | 318
88 | 2004000294 | 328.3333 | 318.3333
89 | 2004000294 | 328.6667 | 318.6667
90 | 2004000294 | 329 | 339
91 | 2004000294 | 329 | 339
92 | 2004000294 | 329 | 339
93 | 2004000294 | 329 | 339
94 | 2004000294 | 328.6667 | 338.6667
95 | 2004000294 | 328.3333 | 338.3333
96 | 2004000294 | 328 | 338
97 | 2004000294 | 327.6667 | 337.6667
98 | 2004000294 | 327.3333 | 337.3333
99 | 2004000294 | 327 | 337
100 | 2004000294 | 328.6667 | 338.6667
101 | 2004000294 | 330.3333 | 340.3333
102 | 2004000294 | 332 | 342
103 | 2004000294 | 334.3333 | 344.3333
104 | 2004000294 | 336.6667 | 346.6667
105 | 2004000294 | 339 | 349
106 | 2004000294 | 339.3333 | 349.3333
107 | 2004000294 | 339.6667 | 349.6667
108 | 2004000294 | 340 | 350
109 | 2004000294 | 342.3333 | 352.3333
110 | 2004000294 | 344.6667 | 354.6667
111 | 2004000294 | 347 | 357
112 | 2004000294 | 349.6667 | 359.6667
113 | 2004000294 | 352.3333 | 362.3333
114 | 2004000294 | 355 | 365
115 | 2004000294 | 360.3333 | 370.3333
116 | 2004000294 | 365.6667 | 375.6667
117 | 2004000294 | 371 | 381
118 | 2004000294 | 373.6667 | 383.6667
119 | 2004000294 | 376.3333 | 386.3333
120 | 2004000294 | 379 | 389
121 | 2004000294 | 383.3333 | 393.3333
122 | 2004000294 | 387.6667 | 377.6667
123 | 2004000294 | 392 | 382
124 | 2004000294 | 395.3333 | 385.3333
125 | 2004000294 | 398.6667 | 388.6667
126 | 2004000294 | 402 | 392
127 | 2004000294 | 404.3333 | 394.3333
128 | 2004000294 | 406.6667 | 396.6667
129 | 2004000294 | 409 | 399
130 | 2004000294 | 409 | 399
131 | 2004000294 | 409 | 399
132 | 2004000294 | 409 | 399
133 | 2004000294 | 408.3333 | 398.3333
134 | 2004000294 | 407.6667 | 397.6667
135 | 2004000294 | 407 | 397
136 | 2004000294 | 407 | 397
137 | 2004000294 | 407 | 397
138 | 2004000294 | 407 | 397
139 | 2004000294 | 407 | 397
140 | 2004000294 | 407 | 397
141 | 2004000294 | 407 | 397
142 | 2004000294 | 406 | 396
143 | 2004000294 | 405 | 395
0 | 2003009032 | 343 | 333
1 | 2003009032 | 344 | 334
2 | 2003009032 | 345 | 335
3 | 2003009032 | 346 | 336
4 | 2003009032 | 348 | 338
5 | 2003009032 | 350 | 340
6 | 2003009032 | 352 | 342
7 | 2003009032 | 353 | 343
8 | 2003009032 | 354 | 344
9 | 2003009032 | 355 | 345
10 | 2003009032 | 356.6667 | 346.6667
11 | 2003009032 | 358.3333 | 348.3333
12 | 2003009032 | 360 | 350
13 | 2003009032 | 363.6667 | 353.6667
14 | 2003009032 | 367.3333 | 357.3333
15 | 2003009032 | 371 | 361
16 | 2003009032 | 373.3333 | 363.3333
17 | 2003009032 | 375.6667 | 365.6667
18 | 2003009032 | 378 | 368
19 | 2003009032 | 378.6667 | 368.6667
20 | 2003009032 | 379.3333 | 369.3333
21 | 2003009032 | 380 | 370
22 | 2003009032 | 381.3333 | 371.3333
23 | 2003009032 | 382.6667 | 372.6667
24 | 2003009032 | 384 | 374
25 | 2003009032 | 385.3333 | 375.3333
26 | 2003009032 | 386.6667 | 376.6667
27 | 2003009032 | 388 | 378
28 | 2003009032 | 387 | 377
29 | 2003009032 | 386 | 376
30 | 2003009032 | 385 | 375
31 | 2003009032 | 383 | 373
32 | 2003009032 | 381 | 371
33 | 2003009032 | 379 | 369
34 | 2003009032 | 378.3333 | 368.3333
35 | 2003009032 | 377.6667 | 367.6667
36 | 2003009032 | 377 | 367
37 | 2003009032 | 377.3333 | 367.3333
38 | 2003009032 | 377.6667 | 367.6667
39 | 2003009032 | 378 | 368
40 | 2003009032 | 379.6667 | 369.6667
41 | 2003009032 | 381.3333 | 371.3333
42 | 2003009032 | 383 | 373
43 | 2003009032 | 385.3333 | 375.3333
44 | 2003009032 | 387.6667 | 377.6667
45 | 2003009032 | 390 | 380
46 | 2003009032 | 391.3333 | 381.3333
47 | 2003009032 | 392.6667 | 382.6667
48 | 2003009032 | 394 | 384
49 | 2003009032 | 393.3333 | 383.3333
50 | 2003009032 | 392.6667 | 382.6667
51 | 2003009032 | 392 | 382
52 | 2003009032 | 387.6667 | 377.6667
53 | 2003009032 | 383.3333 | 373.3333
54 | 2003009032 | 379 | 369
55 | 2003009032 | 372.3333 | 362.3333
56 | 2003009032 | 365.6667 | 355.6667
57 | 2003009032 | 359 | 349
58 | 2003009032 | 353.6667 | 343.6667
59 | 2003009032 | 348.3333 | 338.3333
60 | 2003009032 | 343 | 333
61 | 2003009032 | 338.3333 | 328.3333
62 | 2003009032 | 333.6667 | 323.6667
63 | 2003009032 | 329 | 319
64 | 2003009032 | 326 | 316
65 | 2003009032 | 323 | 313
66 | 2003009032 | 320 | 310
67 | 2003009032 | 318.3333 | 308.3333
68 | 2003009032 | 316.6667 | 306.6667
69 | 2003009032 | 315 | 305
70 | 2003009032 | 315.3333 | 305.3333
71 | 2003009032 | 315.6667 | 305.6667
72 | 2003009032 | 316 | 306
73 | 2003009032 | 316.3333 | 306.3333
74 | 2003009032 | 316.6667 | 306.6667
75 | 2003009032 | 317 | 307
76 | 2003009032 | 316.3333 | 306.3333
77 | 2003009032 | 315.6667 | 305.6667
78 | 2003009032 | 315 | 305
79 | 2003009032 | 314.6667 | 304.6667
80 | 2003009032 | 314.3333 | 304.3333
81 | 2003009032 | 314 | 304
82 | 2003009032 | 316.3333 | 306.3333
83 | 2003009032 | 318.6667 | 308.6667
84 | 2003009032 | 321 | 311
85 | 2003009032 | 323.3333 | 313.3333
86 | 2003009032 | 325.6667 | 315.6667
87 | 2003009032 | 328 | 318
88 | 2003009032 | 328.3333 | 318.3333
89 | 2003009032 | 328.6667 | 318.6667
90 | 2003009032 | 329 | 339
91 | 2003009032 | 329 | 339
92 | 2003009032 | 329 | 339
93 | 2003009032 | 329 | 339
94 | 2003009032 | 328.6667 | 338.6667
95 | 2003009032 | 328.3333 | 338.3333
96 | 2003009032 | 328 | 338
97 | 2003009032 | 327.6667 | 337.6667
98 | 2003009032 | 327.3333 | 337.3333
99 | 2003009032 | 327 | 337
100 | 2003009032 | 328.6667 | 338.6667
101 | 2003009032 | 330.3333 | 340.3333
102 | 2003009032 | 332 | 342
103 | 2003009032 | 334.3333 | 344.3333
104 | 2003009032 | 336.6667 | 346.6667
105 | 2003009032 | 339 | 349
106 | 2003009032 | 339.3333 | 349.3333
107 | 2003009032 | 339.6667 | 349.6667
108 | 2003009032 | 340 | 350
109 | 2003009032 | 342.3333 | 352.3333
110 | 2003009032 | 344.6667 | 354.6667
111 | 2003009032 | 347 | 357
112 | 2003009032 | 349.6667 | 359.6667
113 | 2003009032 | 352.3333 | 362.3333
114 | 2003009032 | 355 | 365
115 | 2003009032 | 360.3333 | 370.3333
116 | 2003009032 | 365.6667 | 375.6667
117 | 2003009032 | 371 | 381
118 | 2003009032 | 373.6667 | 383.6667
119 | 2003009032 | 376.3333 | 386.3333
120 | 2003009032 | 379 | 389
121 | 2003009032 | 383.3333 | 393.3333
122 | 2003009032 | 387.6667 | 377.6667
123 | 2003009032 | 392 | 382
124 | 2003009032 | 395.3333 | 385.3333
125 | 2003009032 | 398.6667 | 388.6667
126 | 2003009032 | 402 | 392
127 | 2003009032 | 404.3333 | 394.3333
128 | 2003009032 | 406.6667 | 396.6667
129 | 2003009032 | 409 | 399
130 | 2003009032 | 409 | 399
131 | 2003009032 | 409 | 399
132 | 2003009032 | 409 | 399
133 | 2003009032 | 408.3333 | 398.3333
134 | 2003009032 | 407.6667 | 397.6667
135 | 2003009032 | 407 | 397
136 | 2003009032 | 407 | 397
137 | 2003009032 | 407 | 397
138 | 2003009032 | 407 | 397
139 | 2003009032 | 407 | 397
140 | 2003009032 | 407 | 397
141 | 2003009032 | 407 | 397
142 | 2003009032 | 406 | 396
143 | 2003009032 | 405 | 395
0 | 2013003533 | 343 | 333
1 | 2013003533 | 344 | 334
2 | 2013003533 | 345 | 335
3 | 2013003533 | 346 | 336
4 | 2013003533 | 348 | 338
5 | 2013003533 | 350 | 340
6 | 2013003533 | 352 | 342
7 | 2013003533 | 353 | 343
8 | 2013003533 | 354 | 344
9 | 2013003533 | 355 | 345
10 | 2013003533 | 356.6667 | 346.6667
11 | 2013003533 | 358.3333 | 348.3333
12 | 2013003533 | 360 | 350
13 | 2013003533 | 363.6667 | 353.6667
14 | 2013003533 | 367.3333 | 357.3333
15 | 2013003533 | 371 | 361
16 | 2013003533 | 373.3333 | 363.3333
17 | 2013003533 | 375.6667 | 365.6667
18 | 2013003533 | 378 | 368
19 | 2013003533 | 378.6667 | 368.6667
20 | 2013003533 | 379.3333 | 369.3333
21 | 2013003533 | 380 | 370
22 | 2013003533 | 381.3333 | 371.3333
23 | 2013003533 | 382.6667 | 372.6667
24 | 2013003533 | 384 | 374
25 | 2013003533 | 385.3333 | 375.3333
26 | 2013003533 | 386.6667 | 376.6667
27 | 2013003533 | 388 | 378
28 | 2013003533 | 387 | 377
29 | 2013003533 | 386 | 376
30 | 2013003533 | 385 | 375
31 | 2013003533 | 383 | 373
32 | 2013003533 | 381 | 371
33 | 2013003533 | 379 | 369
34 | 2013003533 | 378.3333 | 368.3333
35 | 2013003533 | 377.6667 | 367.6667
36 | 2013003533 | 377 | 367
37 | 2013003533 | 377.3333 | 367.3333
38 | 2013003533 | 377.6667 | 367.6667
39 | 2013003533 | 378 | 368
40 | 2013003533 | 379.6667 | 369.6667
41 | 2013003533 | 381.3333 | 371.3333
42 | 2013003533 | 383 | 373
43 | 2013003533 | 385.3333 | 375.3333
44 | 2013003533 | 387.6667 | 377.6667
45 | 2013003533 | 390 | 380
46 | 2013003533 | 391.3333 | 381.3333
47 | 2013003533 | 392.6667 | 382.6667
48 | 2013003533 | 394 | 384
49 | 2013003533 | 393.3333 | 383.3333
50 | 2013003533 | 392.6667 | 382.6667
51 | 2013003533 | 392 | 382
52 | 2013003533 | 387.6667 | 377.6667
53 | 2013003533 | 383.3333 | 373.3333
54 | 2013003533 | 379 | 369
55 | 2013003533 | 372.3333 | 362.3333
56 | 2013003533 | 365.6667 | 355.6667
57 | 2013003533 | 359 | 349
58 | 2013003533 | 353.6667 | 343.6667
59 | 2013003533 | 348.3333 | 338.3333
60 | 2013003533 | 343 | 333
61 | 2013003533 | 338.3333 | 328.3333
62 | 2013003533 | 333.6667 | 323.6667
63 | 2013003533 | 329 | 319
64 | 2013003533 | 326 | 316
65 | 2013003533 | 323 | 313
66 | 2013003533 | 320 | 310
67 | 2013003533 | 318.3333 | 308.3333
68 | 2013003533 | 316.6667 | 306.6667
69 | 2013003533 | 315 | 305
70 | 2013003533 | 315.3333 | 305.3333
71 | 2013003533 | 315.6667 | 305.6667
72 | 2013003533 | 316 | 306
73 | 2013003533 | 316.3333 | 306.3333
74 | 2013003533 | 316.6667 | 306.6667
75 | 2013003533 | 317 | 307
76 | 2013003533 | 316.3333 | 306.3333
77 | 2013003533 | 315.6667 | 305.6667
78 | 2013003533 | 315 | 305
79 | 2013003533 | 314.6667 | 304.6667
80 | 2013003533 | 314.3333 | 304.3333
81 | 2013003533 | 314 | 304
82 | 2013003533 | 316.3333 | 306.3333
83 | 2013003533 | 318.6667 | 308.6667
84 | 2013003533 | 321 | 311
85 | 2013003533 | 323.3333 | 313.3333
86 | 2013003533 | 325.6667 | 315.6667
87 | 2013003533 | 328 | 318
88 | 2013003533 | 328.3333 | 318.3333
89 | 2013003533 | 328.6667 | 318.6667
90 | 2013003533 | 329 | 339
91 | 2013003533 | 329 | 339
92 | 2013003533 | 329 | 339
93 | 2013003533 | 329 | 339
94 | 2013003533 | 328.6667 | 338.6667
95 | 2013003533 | 328.3333 | 338.3333
96 | 2013003533 | 328 | 338
97 | 2013003533 | 327.6667 | 337.6667
98 | 2013003533 | 327.3333 | 337.3333
99 | 2013003533 | 327 | 337
100 | 2013003533 | 328.6667 | 338.6667
101 | 2013003533 | 330.3333 | 340.3333
102 | 2013003533 | 332 | 342
103 | 2013003533 | 334.3333 | 344.3333
104 | 2013003533 | 336.6667 | 346.6667
105 | 2013003533 | 339 | 349
106 | 2013003533 | 339.3333 | 349.3333
107 | 2013003533 | 339.6667 | 349.6667
108 | 2013003533 | 340 | 350
109 | 2013003533 | 342.3333 | 352.3333
110 | 2013003533 | 344.6667 | 354.6667
111 | 2013003533 | 347 | 357
112 | 2013003533 | 349.6667 | 359.6667
113 | 2013003533 | 352.3333 | 362.3333
114 | 2013003533 | 355 | 365
115 | 2013003533 | 360.3333 | 370.3333
116 | 2013003533 | 365.6667 | 375.6667
117 | 2013003533 | 371 | 381
118 | 2013003533 | 373.6667 | 383.6667
119 | 2013003533 | 376.3333 | 386.3333
120 | 2013003533 | 379 | 389
121 | 2013003533 | 383.3333 | 393.3333
122 | 2013003533 | 387.6667 | 377.6667
123 | 2013003533 | 392 | 382
124 | 2013003533 | 395.3333 | 385.3333
125 | 2013003533 | 398.6667 | 388.6667
126 | 2013003533 | 402 | 392
127 | 2013003533 | 404.3333 | 394.3333
128 | 2013003533 | 406.6667 | 396.6667
129 | 2013003533 | 409 | 399
130 | 2013003533 | 409 | 399
131 | 2013003533 | 409 | 399
132 | 2013003533 | 409 | 399
133 | 2013003533 | 408.3333 | 398.3333
134 | 2013003533 | 407.6667 | 397.6667
135 | 2013003533 | 407 | 397
136 | 2013003533 | 407 | 397
137 | 2013003533 | 407 | 397
138 | 2013003533 | 407 | 397
139 | 2013003533 | 407 | 397
140 | 2013003533 | 407 | 397
141 | 2013003533 | 407 | 397
142 | 2013003533 | 406 | 396
143 | 2013003533 | 405 | 395
0 | 2002000943 | 343 | 333
1 | 2002000943 | 344 | 334
2 | 2002000943 | 345 | 335
3 | 2002000943 | 346 | 336
4 | 2002000943 | 348 | 338
5 | 2002000943 | 350 | 340
6 | 2002000943 | 352 | 342
7 | 2002000943 | 353 | 343
8 | 2002000943 | 354 | 344
9 | 2002000943 | 355 | 345
10 | 2002000943 | 356.6667 | 346.6667
11 | 2002000943 | 358.3333 | 348.3333
12 | 2002000943 | 360 | 350
13 | 2002000943 | 363.6667 | 353.6667
14 | 2002000943 | 367.3333 | 357.3333
15 | 2002000943 | 371 | 361
16 | 2002000943 | 373.3333 | 363.3333
17 | 2002000943 | 375.6667 | 365.6667
18 | 2002000943 | 378 | 368
19 | 2002000943 | 378.6667 | 368.6667
20 | 2002000943 | 379.3333 | 369.3333
21 | 2002000943 | 380 | 370
22 | 2002000943 | 381.3333 | 371.3333
23 | 2002000943 | 382.6667 | 372.6667
24 | 2002000943 | 384 | 374
25 | 2002000943 | 385.3333 | 375.3333
26 | 2002000943 | 386.6667 | 376.6667
27 | 2002000943 | 388 | 378
28 | 2002000943 | 387 | 377
29 | 2002000943 | 386 | 376
30 | 2002000943 | 385 | 375
31 | 2002000943 | 383 | 373
32 | 2002000943 | 381 | 371
33 | 2002000943 | 379 | 369
34 | 2002000943 | 378.3333 | 368.3333
35 | 2002000943 | 377.6667 | 367.6667
36 | 2002000943 | 377 | 367
37 | 2002000943 | 377.3333 | 367.3333
38 | 2002000943 | 377.6667 | 367.6667
39 | 2002000943 | 378 | 368
40 | 2002000943 | 379.6667 | 369.6667
41 | 2002000943 | 381.3333 | 371.3333
42 | 2002000943 | 383 | 373
43 | 2002000943 | 385.3333 | 375.3333
44 | 2002000943 | 387.6667 | 377.6667
45 | 2002000943 | 390 | 380
46 | 2002000943 | 391.3333 | 381.3333
47 | 2002000943 | 392.6667 | 382.6667
48 | 2002000943 | 394 | 384
49 | 2002000943 | 393.3333 | 383.3333
50 | 2002000943 | 392.6667 | 382.6667
51 | 2002000943 | 392 | 382
52 | 2002000943 | 387.6667 | 377.6667
53 | 2002000943 | 383.3333 | 373.3333
54 | 2002000943 | 379 | 369
55 | 2002000943 | 372.3333 | 362.3333
56 | 2002000943 | 365.6667 | 355.6667
57 | 2002000943 | 359 | 349
58 | 2002000943 | 353.6667 | 343.6667
59 | 2002000943 | 348.3333 | 338.3333
60 | 2002000943 | 343 | 333
61 | 2002000943 | 338.3333 | 328.3333
62 | 2002000943 | 333.6667 | 323.6667
63 | 2002000943 | 329 | 319
64 | 2002000943 | 326 | 316
65 | 2002000943 | 323 | 313
66 | 2002000943 | 320 | 310
67 | 2002000943 | 318.3333 | 308.3333
68 | 2002000943 | 316.6667 | 306.6667
69 | 2002000943 | 315 | 305
70 | 2002000943 | 315.3333 | 305.3333
71 | 2002000943 | 315.6667 | 305.6667
72 | 2002000943 | 316 | 306
73 | 2002000943 | 316.3333 | 306.3333
74 | 2002000943 | 316.6667 | 306.6667
75 | 2002000943 | 317 | 307
76 | 2002000943 | 316.3333 | 306.3333
77 | 2002000943 | 315.6667 | 305.6667
78 | 2002000943 | 315 | 305
79 | 2002000943 | 314.6667 | 304.6667
80 | 2002000943 | 314.3333 | 304.3333
81 | 2002000943 | 314 | 304
82 | 2002000943 | 316.3333 | 306.3333
83 | 2002000943 | 318.6667 | 308.6667
84 | 2002000943 | 321 | 311
85 | 2002000943 | 323.3333 | 313.3333
86 | 2002000943 | 325.6667 | 315.6667
87 | 2002000943 | 328 | 318
88 | 2002000943 | 328.3333 | 318.3333
89 | 2002000943 | 328.6667 | 318.6667
90 | 2002000943 | 329 | 339
91 | 2002000943 | 329 | 339
92 | 2002000943 | 329 | 339
93 | 2002000943 | 329 | 339
94 | 2002000943 | 328.6667 | 338.6667
95 | 2002000943 | 328.3333 | 338.3333
96 | 2002000943 | 328 | 338
97 | 2002000943 | 327.6667 | 337.6667
98 | 2002000943 | 327.3333 | 337.3333
99 | 2002000943 | 327 | 337
100 | 2002000943 | 328.6667 | 338.6667
101 | 2002000943 | 330.3333 | 340.3333
102 | 2002000943 | 332 | 342
103 | 2002000943 | 334.3333 | 344.3333
104 | 2002000943 | 336.6667 | 346.6667
105 | 2002000943 | 339 | 349
106 | 2002000943 | 339.3333 | 349.3333
107 | 2002000943 | 339.6667 | 349.6667
108 | 2002000943 | 340 | 350
109 | 2002000943 | 342.3333 | 352.3333
110 | 2002000943 | 344.6667 | 354.6667
111 | 2002000943 | 347 | 357
112 | 2002000943 | 349.6667 | 359.6667
113 | 2002000943 | 352.3333 | 362.3333
114 | 2002000943 | 355 | 365
115 | 2002000943 | 360.3333 | 370.3333
116 | 2002000943 | 365.6667 | 375.6667
117 | 2002000943 | 371 | 381
118 | 2002000943 | 373.6667 | 383.6667
119 | 2002000943 | 376.3333 | 386.3333
120 | 2002000943 | 379 | 389
121 | 2002000943 | 383.3333 | 393.3333
122 | 2002000943 | 387.6667 | 377.6667
123 | 2002000943 | 392 | 382
124 | 2002000943 | 395.3333 | 385.3333
125 | 2002000943 | 398.6667 | 388.6667
126 | 2002000943 | 402 | 392
127 | 2002000943 | 404.3333 | 394.3333
128 | 2002000943 | 406.6667 | 396.6667
129 | 2002000943 | 409 | 399
130 | 2002000943 | 409 | 399
131 | 2002000943 | 409 | 399
132 | 2002000943 | 409 | 399
133 | 2002000943 | 408.3333 | 398.3333
134 | 2002000943 | 407.6667 | 397.6667
135 | 2002000943 | 407 | 397
136 | 2002000943 | 407 | 397
137 | 2002000943 | 407 | 397
138 | 2002000943 | 407 | 397
139 | 2002000943 | 407 | 397
140 | 2002000943 | 407 | 397
141 | 2002000943 | 407 | 397
142 | 2002000943 | 406 | 396
143 | 2002000943 | 405 | 395
0 | 2015005883 | 343 | 333
1 | 2015005883 | 344 | 334
2 | 2015005883 | 345 | 335
3 | 2015005883 | 346 | 336
4 | 2015005883 | 348 | 338
5 | 2015005883 | 350 | 340
6 | 2015005883 | 352 | 342
7 | 2015005883 | 353 | 343
8 | 2015005883 | 354 | 344
9 | 2015005883 | 355 | 345
10 | 2015005883 | 356.6667 | 346.6667
11 | 2015005883 | 358.3333 | 348.3333
12 | 2015005883 | 360 | 350
13 | 2015005883 | 363.6667 | 353.6667
14 | 2015005883 | 367.3333 | 357.3333
15 | 2015005883 | 371 | 361
16 | 2015005883 | 373.3333 | 363.3333
17 | 2015005883 | 375.6667 | 365.6667
18 | 2015005883 | 378 | 368
19 | 2015005883 | 378.6667 | 368.6667
20 | 2015005883 | 379.3333 | 369.3333
21 | 2015005883 | 380 | 370
22 | 2015005883 | 381.3333 | 371.3333
23 | 2015005883 | 382.6667 | 372.6667
24 | 2015005883 | 384 | 374
25 | 2015005883 | 385.3333 | 375.3333
26 | 2015005883 | 386.6667 | 376.6667
27 | 2015005883 | 388 | 378
28 | 2015005883 | 387 | 377
29 | 2015005883 | 386 | 376
30 | 2015005883 | 385 | 375
31 | 2015005883 | 383 | 373
32 | 2015005883 | 381 | 371
33 | 2015005883 | 379 | 369
34 | 2015005883 | 378.3333 | 368.3333
35 | 2015005883 | 377.6667 | 367.6667
36 | 2015005883 | 377 | 367
37 | 2015005883 | 377.3333 | 367.3333
38 | 2015005883 | 377.6667 | 367.6667
39 | 2015005883 | 378 | 368
40 | 2015005883 | 379.6667 | 369.6667
41 | 2015005883 | 381.3333 | 371.3333
42 | 2015005883 | 383 | 373
43 | 2015005883 | 385.3333 | 375.3333
44 | 2015005883 | 387.6667 | 377.6667
45 | 2015005883 | 390 | 380
46 | 2015005883 | 391.3333 | 381.3333
47 | 2015005883 | 392.6667 | 382.6667
48 | 2015005883 | 394 | 384
49 | 2015005883 | 393.3333 | 383.3333
50 | 2015005883 | 392.6667 | 382.6667
51 | 2015005883 | 392 | 382
52 | 2015005883 | 387.6667 | 377.6667
53 | 2015005883 | 383.3333 | 373.3333
54 | 2015005883 | 379 | 369
55 | 2015005883 | 372.3333 | 362.3333
56 | 2015005883 | 365.6667 | 355.6667
57 | 2015005883 | 359 | 349
58 | 2015005883 | 353.6667 | 343.6667
59 | 2015005883 | 348.3333 | 338.3333
60 | 2015005883 | 343 | 333
61 | 2015005883 | 338.3333 | 328.3333
62 | 2015005883 | 333.6667 | 323.6667
63 | 2015005883 | 329 | 319
64 | 2015005883 | 326 | 316
65 | 2015005883 | 323 | 313
66 | 2015005883 | 320 | 310
67 | 2015005883 | 318.3333 | 308.3333
68 | 2015005883 | 316.6667 | 306.6667
69 | 2015005883 | 315 | 305
70 | 2015005883 | 315.3333 | 305.3333
71 | 2015005883 | 315.6667 | 305.6667
72 | 2015005883 | 316 | 306
73 | 2015005883 | 316.3333 | 306.3333
74 | 2015005883 | 316.6667 | 306.6667
75 | 2015005883 | 317 | 307
76 | 2015005883 | 316.3333 | 306.3333
77 | 2015005883 | 315.6667 | 305.6667
78 | 2015005883 | 315 | 305
79 | 2015005883 | 314.6667 | 304.6667
80 | 2015005883 | 314.3333 | 304.3333
81 | 2015005883 | 314 | 304
82 | 2015005883 | 316.3333 | 306.3333
83 | 2015005883 | 318.6667 | 308.6667
84 | 2015005883 | 321 | 311
85 | 2015005883 | 323.3333 | 313.3333
86 | 2015005883 | 325.6667 | 315.6667
87 | 2015005883 | 328 | 318
88 | 2015005883 | 328.3333 | 318.3333
89 | 2015005883 | 328.6667 | 318.6667
90 | 2015005883 | 329 | 339
91 | 2015005883 | 329 | 339
92 | 2015005883 | 329 | 339
93 | 2015005883 | 329 | 339
94 | 2015005883 | 328.6667 | 338.6667
95 | 2015005883 | 328.3333 | 338.3333
96 | 2015005883 | 328 | 338
97 | 2015005883 | 327.6667 | 337.6667
98 | 2015005883 | 327.3333 | 337.3333
99 | 2015005883 | 327 | 337
100 | 2015005883 | 328.6667 | 338.6667
101 | 2015005883 | 330.3333 | 340.3333
102 | 2015005883 | 332 | 342
103 | 2015005883 | 334.3333 | 344.3333
104 | 2015005883 | 336.6667 | 346.6667
105 | 2015005883 | 339 | 349
106 | 2015005883 | 339.3333 | 349.3333
107 | 2015005883 | 339.6667 | 349.6667
108 | 2015005883 | 340 | 350
109 | 2015005883 | 342.3333 | 352.3333
110 | 2015005883 | 344.6667 | 354.6667
111 | 2015005883 | 347 | 357
112 | 2015005883 | 349.6667 | 359.6667
113 | 2015005883 | 352.3333 | 362.3333
114 | 2015005883 | 355 | 365
115 | 2015005883 | 360.3333 | 370.3333
116 | 2015005883 | 365.6667 | 375.6667
117 | 2015005883 | 371 | 381
118 | 2015005883 | 373.6667 | 383.6667
119 | 2015005883 | 376.3333 | 386.3333
120 | 2015005883 | 379 | 389
121 | 2015005883 | 383.3333 | 393.3333
122 | 2015005883 | 387.6667 | 377.6667
123 | 2015005883 | 392 | 382
124 | 2015005883 | 395.3333 | 385.3333
125 | 2015005883 | 398.6667 | 388.6667
126 | 2015005883 | 402 | 392
127 | 2015005883 | 404.3333 | 394.3333
128 | 2015005883 | 406.6667 | 396.6667
129 | 2015005883 | 409 | 399
130 | 2015005883 | 409 | 399
131 | 2015005883 | 409 | 399
132 | 2015005883 | 409 | 399
133 | 2015005883 | 408.3333 | 398.3333
134 | 2015005883 | 407.6667 | 397.6667
135 | 2015005883 | 407 | 397
136 | 2015005883 | 407 | 397
137 | 2015005883 | 407 | 397
138 | 2015005883 | 407 | 397
139 | 2015005883 | 407 | 397
140 | 2015005883 | 407 | 397
141 | 2015005883 | 407 | 397
142 | 2015005883 | 406 | 396
143 | 2015005883 | 405 | 395
0 | 2009003453 | 343 | 333
1 | 2009003453 | 344 | 334
2 | 2009003453 | 345 | 335
3 | 2009003453 | 346 | 336
4 | 2009003453 | 348 | 338
5 | 2009003453 | 350 | 340
6 | 2009003453 | 352 | 342
7 | 2009003453 | 353 | 343
8 | 2009003453 | 354 | 344
9 | 2009003453 | 355 | 345
10 | 2009003453 | 356.6667 | 346.6667
11 | 2009003453 | 358.3333 | 348.3333
12 | 2009003453 | 360 | 350
13 | 2009003453 | 363.6667 | 353.6667
14 | 2009003453 | 367.3333 | 357.3333
15 | 2009003453 | 371 | 361
16 | 2009003453 | 373.3333 | 363.3333
17 | 2009003453 | 375.6667 | 365.6667
18 | 2009003453 | 378 | 368
19 | 2009003453 | 378.6667 | 368.6667
20 | 2009003453 | 379.3333 | 369.3333
21 | 2009003453 | 380 | 370
22 | 2009003453 | 381.3333 | 371.3333
23 | 2009003453 | 382.6667 | 372.6667
24 | 2009003453 | 384 | 374
25 | 2009003453 | 385.3333 | 375.3333
26 | 2009003453 | 386.6667 | 376.6667
27 | 2009003453 | 388 | 378
28 | 2009003453 | 387 | 377
29 | 2009003453 | 386 | 376
30 | 2009003453 | 385 | 375
31 | 2009003453 | 383 | 373
32 | 2009003453 | 381 | 371
33 | 2009003453 | 379 | 369
34 | 2009003453 | 378.3333 | 368.3333
35 | 2009003453 | 377.6667 | 367.6667
36 | 2009003453 | 377 | 367
37 | 2009003453 | 377.3333 | 367.3333
38 | 2009003453 | 377.6667 | 367.6667
39 | 2009003453 | 378 | 368
40 | 2009003453 | 379.6667 | 369.6667
41 | 2009003453 | 381.3333 | 371.3333
42 | 2009003453 | 383 | 373
43 | 2009003453 | 385.3333 | 375.3333
44 | 2009003453 | 387.6667 | 377.6667
45 | 2009003453 | 390 | 380
46 | 2009003453 | 391.3333 | 381.3333
47 | 2009003453 | 392.6667 | 382.6667
48 | 2009003453 | 394 | 384
49 | 2009003453 | 393.3333 | 383.3333
50 | 2009003453 | 392.6667 | 382.6667
51 | 2009003453 | 392 | 382
52 | 2009003453 | 387.6667 | 377.6667
53 | 2009003453 | 383.3333 | 373.3333
54 | 2009003453 | 379 | 369
55 | 2009003453 | 372.3333 | 362.3333
56 | 2009003453 | 365.6667 | 355.6667
57 | 2009003453 | 359 | 349
58 | 2009003453 | 353.6667 | 343.6667
59 | 2009003453 | 348.3333 | 338.3333
60 | 2009003453 | 343 | 333
61 | 2009003453 | 338.3333 | 328.3333
62 | 2009003453 | 333.6667 | 323.6667
63 | 2009003453 | 329 | 319
64 | 2009003453 | 326 | 316
65 | 2009003453 | 323 | 313
66 | 2009003453 | 320 | 310
67 | 2009003453 | 318.3333 | 308.3333
68 | 2009003453 | 316.6667 | 306.6667
69 | 2009003453 | 315 | 305
70 | 2009003453 | 315.3333 | 305.3333
71 | 2009003453 | 315.6667 | 305.6667
72 | 2009003453 | 316 | 306
73 | 2009003453 | 316.3333 | 306.3333
74 | 2009003453 | 316.6667 | 306.6667
75 | 2009003453 | 317 | 307
76 | 2009003453 | 316.3333 | 306.3333
77 | 2009003453 | 315.6667 | 305.6667
78 | 2009003453 | 315 | 305
79 | 2009003453 | 314.6667 | 304.6667
80 | 2009003453 | 314.3333 | 304.3333
81 | 2009003453 | 314 | 304
82 | 2009003453 | 316.3333 | 306.3333
83 | 2009003453 | 318.6667 | 308.6667
84 | 2009003453 | 321 | 311
85 | 2009003453 | 323.3333 | 313.3333
86 | 2009003453 | 325.6667 | 315.6667
87 | 2009003453 | 328 | 318
88 | 2009003453 | 328.3333 | 318.3333
89 | 2009003453 | 328.6667 | 318.6667
90 | 2009003453 | 329 | 339
91 | 2009003453 | 329 | 339
92 | 2009003453 | 329 | 339
93 | 2009003453 | 329 | 339
94 | 2009003453 | 328.6667 | 338.6667
95 | 2009003453 | 328.3333 | 338.3333
96 | 2009003453 | 328 | 338
97 | 2009003453 | 327.6667 | 337.6667
98 | 2009003453 | 327.3333 | 337.3333
99 | 2009003453 | 327 | 337
100 | 2009003453 | 328.6667 | 338.6667
101 | 2009003453 | 330.3333 | 340.3333
102 | 2009003453 | 332 | 342
103 | 2009003453 | 334.3333 | 344.3333
104 | 2009003453 | 336.6667 | 346.6667
105 | 2009003453 | 339 | 349
106 | 2009003453 | 339.3333 | 349.3333
107 | 2009003453 | 339.6667 | 349.6667
108 | 2009003453 | 340 | 350
109 | 2009003453 | 342.3333 | 352.3333
110 | 2009003453 | 344.6667 | 354.6667
111 | 2009003453 | 347 | 357
112 | 2009003453 | 349.6667 | 359.6667
113 | 2009003453 | 352.3333 | 362.3333
114 | 2009003453 | 355 | 365
115 | 2009003453 | 360.3333 | 370.3333
116 | 2009003453 | 365.6667 | 375.6667
117 | 2009003453 | 371 | 381
118 | 2009003453 | 373.6667 | 383.6667
119 | 2009003453 | 376.3333 | 386.3333
120 | 2009003453 | 379 | 389
121 | 2009003453 | 383.3333 | 393.3333
122 | 2009003453 | 387.6667 | 377.6667
123 | 2009003453 | 392 | 382
124 | 2009003453 | 395.3333 | 385.3333
125 | 2009003453 | 398.6667 | 388.6667
126 | 2009003453 | 402 | 392
127 | 2009003453 | 404.3333 | 394.3333
128 | 2009003453 | 406.6667 | 396.6667
129 | 2009003453 | 409 | 399
130 | 2009003453 | 409 | 399
131 | 2009003453 | 409 | 399
132 | 2009003453 | 409 | 399
133 | 2009003453 | 408.3333 | 398.3333
134 | 2009003453 | 407.6667 | 397.6667
135 | 2009003453 | 407 | 397
136 | 2009003453 | 407 | 397
137 | 2009003453 | 407 | 397
138 | 2009003453 | 407 | 397
139 | 2009003453 | 407 | 397
140 | 2009003453 | 407 | 397
141 | 2009003453 | 407 | 397
142 | 2009003453 | 406 | 396
143 | 2009003453 | 405 | 395
0 | 2013003519 | 343 | 333
1 | 2013003519 | 344 | 334
2 | 2013003519 | 345 | 335
3 | 2013003519 | 346 | 336
4 | 2013003519 | 348 | 338
5 | 2013003519 | 350 | 340
6 | 2013003519 | 352 | 342
7 | 2013003519 | 353 | 343
8 | 2013003519 | 354 | 344
9 | 2013003519 | 355 | 345
10 | 2013003519 | 356.6667 | 346.6667
11 | 2013003519 | 358.3333 | 348.3333
12 | 2013003519 | 360 | 350
13 | 2013003519 | 363.6667 | 353.6667
14 | 2013003519 | 367.3333 | 357.3333
15 | 2013003519 | 371 | 361
16 | 2013003519 | 373.3333 | 363.3333
17 | 2013003519 | 375.6667 | 365.6667
18 | 2013003519 | 378 | 368
19 | 2013003519 | 378.6667 | 368.6667
20 | 2013003519 | 379.3333 | 369.3333
21 | 2013003519 | 380 | 370
22 | 2013003519 | 381.3333 | 371.3333
23 | 2013003519 | 382.6667 | 372.6667
24 | 2013003519 | 384 | 374
25 | 2013003519 | 385.3333 | 375.3333
26 | 2013003519 | 386.6667 | 376.6667
27 | 2013003519 | 388 | 378
28 | 2013003519 | 387 | 377
29 | 2013003519 | 386 | 376
30 | 2013003519 | 385 | 375
31 | 2013003519 | 383 | 373
32 | 2013003519 | 381 | 371
33 | 2013003519 | 379 | 369
34 | 2013003519 | 378.3333 | 368.3333
35 | 2013003519 | 377.6667 | 367.6667
36 | 2013003519 | 377 | 367
37 | 2013003519 | 377.3333 | 367.3333
38 | 2013003519 | 377.6667 | 367.6667
39 | 2013003519 | 378 | 368
40 | 2013003519 | 379.6667 | 369.6667
41 | 2013003519 | 381.3333 | 371.3333
42 | 2013003519 | 383 | 373
43 | 2013003519 | 385.3333 | 375.3333
44 | 2013003519 | 387.6667 | 377.6667
45 | 2013003519 | 390 | 380
46 | 2013003519 | 391.3333 | 381.3333
47 | 2013003519 | 392.6667 | 382.6667
48 | 2013003519 | 394 | 384
49 | 2013003519 | 393.3333 | 383.3333
50 | 2013003519 | 392.6667 | 382.6667
51 | 2013003519 | 392 | 382
52 | 2013003519 | 387.6667 | 377.6667
53 | 2013003519 | 383.3333 | 373.3333
54 | 2013003519 | 379 | 369
55 | 2013003519 | 372.3333 | 362.3333
56 | 2013003519 | 365.6667 | 355.6667
57 | 2013003519 | 359 | 349
58 | 2013003519 | 353.6667 | 343.6667
59 | 2013003519 | 348.3333 | 338.3333
60 | 2013003519 | 343 | 333
61 | 2013003519 | 338.3333 | 328.3333
62 | 2013003519 | 333.6667 | 323.6667
63 | 2013003519 | 329 | 319
64 | 2013003519 | 326 | 316
65 | 2013003519 | 323 | 313
66 | 2013003519 | 320 | 310
67 | 2013003519 | 318.3333 | 308.3333
68 | 2013003519 | 316.6667 | 306.6667
69 | 2013003519 | 315 | 305
70 | 2013003519 | 315.3333 | 305.3333
71 | 2013003519 | 315.6667 | 305.6667
72 | 2013003519 | 316 | 306
73 | 2013003519 | 316.3333 | 306.3333
74 | 2013003519 | 316.6667 | 306.6667
75 | 2013003519 | 317 | 307
76 | 2013003519 | 316.3333 | 306.3333
77 | 2013003519 | 315.6667 | 305.6667
78 | 2013003519 | 315 | 305
79 | 2013003519 | 314.6667 | 304.6667
80 | 2013003519 | 314.3333 | 304.3333
81 | 2013003519 | 314 | 304
82 | 2013003519 | 316.3333 | 306.3333
83 | 2013003519 | 318.6667 | 308.6667
84 | 2013003519 | 321 | 311
85 | 2013003519 | 323.3333 | 313.3333
86 | 2013003519 | 325.6667 | 315.6667
87 | 2013003519 | 328 | 318
88 | 2013003519 | 328.3333 | 318.3333
89 | 2013003519 | 328.6667 | 318.6667
90 | 2013003519 | 329 | 339
91 | 2013003519 | 329 | 339
92 | 2013003519 | 329 | 339
93 | 2013003519 | 329 | 339
94 | 2013003519 | 328.6667 | 338.6667
95 | 2013003519 | 328.3333 | 338.3333
96 | 2013003519 | 328 | 338
97 | 2013003519 | 327.6667 | 337.6667
98 | 2013003519 | 327.3333 | 337.3333
99 | 2013003519 | 327 | 337
100 | 2013003519 | 328.6667 | 338.6667
101 | 2013003519 | 330.3333 | 340.3333
102 | 2013003519 | 332 | 342
103 | 2013003519 | 334.3333 | 344.3333
104 | 2013003519 | 336.6667 | 346.6667
105 | 2013003519 | 339 | 349
106 | 2013003519 | 339.3333 | 349.3333
107 | 2013003519 | 339.6667 | 349.6667
108 | 2013003519 | 340 | 350
109 | 2013003519 | 342.3333 | 352.3333
110 | 2013003519 | 344.6667 | 354.6667
111 | 2013003519 | 347 | 357
112 | 2013003519 | 349.6667 | 359.6667
113 | 2013003519 | 352.3333 | 362.3333
114 | 2013003519 | 355 | 365
115 | 2013003519 | 360.3333 | 370.3333
116 | 2013003519 | 365.6667 | 375.6667
117 | 2013003519 | 371 | 381
118 | 2013003519 | 373.6667 | 383.6667
119 | 2013003519 | 376.3333 | 386.3333
120 | 2013003519 | 379 | 389
121 | 2013003519 | 383.3333 | 393.3333
122 | 2013003519 | 387.6667 | 377.6667
123 | 2013003519 | 392 | 382
124 | 2013003519 | 395.3333 | 385.3333
125 | 2013003519 | 398.6667 | 388.6667
126 | 2013003519 | 402 | 392
127 | 2013003519 | 404.3333 | 394.3333
128 | 2013003519 | 406.6667 | 396.6667
129 | 2013003519 | 409 | 399
130 | 2013003519 | 409 | 399
131 | 2013003519 | 409 | 399
132 | 2013003519 | 409 | 399
133 | 2013003519 | 408.3333 | 398.3333
134 | 2013003519 | 407.6667 | 397.6667
135 | 2013003519 | 407 | 397
136 | 2013003519 | 407 | 397
137 | 2013003519 | 407 | 397
138 | 2013003519 | 407 | 397
139 | 2013003519 | 407 | 397
140 | 2013003519 | 407 | 397
141 | 2013003519 | 407 | 397
142 | 2013003519 | 406 | 396
143 | 2013003519 | 405 | 395
0 | 2009008784 | 343 | 333
1 | 2009008784 | 344 | 334
2 | 2009008784 | 345 | 335
3 | 2009008784 | 346 | 336
4 | 2009008784 | 348 | 338
5 | 2009008784 | 350 | 340
6 | 2009008784 | 352 | 342
7 | 2009008784 | 353 | 343
8 | 2009008784 | 354 | 344
9 | 2009008784 | 355 | 345
10 | 2009008784 | 356.6667 | 346.6667
11 | 2009008784 | 358.3333 | 348.3333
12 | 2009008784 | 360 | 350
13 | 2009008784 | 363.6667 | 353.6667
14 | 2009008784 | 367.3333 | 357.3333
15 | 2009008784 | 371 | 361
16 | 2009008784 | 373.3333 | 363.3333
17 | 2009008784 | 375.6667 | 365.6667
18 | 2009008784 | 378 | 368
19 | 2009008784 | 378.6667 | 368.6667
20 | 2009008784 | 379.3333 | 369.3333
21 | 2009008784 | 380 | 370
22 | 2009008784 | 381.3333 | 371.3333
23 | 2009008784 | 382.6667 | 372.6667
24 | 2009008784 | 384 | 374
25 | 2009008784 | 385.3333 | 375.3333
26 | 2009008784 | 386.6667 | 376.6667
27 | 2009008784 | 388 | 378
28 | 2009008784 | 387 | 377
29 | 2009008784 | 386 | 376
30 | 2009008784 | 385 | 375
31 | 2009008784 | 383 | 373
32 | 2009008784 | 381 | 371
33 | 2009008784 | 379 | 369
34 | 2009008784 | 378.3333 | 368.3333
35 | 2009008784 | 377.6667 | 367.6667
36 | 2009008784 | 377 | 367
37 | 2009008784 | 377.3333 | 367.3333
38 | 2009008784 | 377.6667 | 367.6667
39 | 2009008784 | 378 | 368
40 | 2009008784 | 379.6667 | 369.6667
41 | 2009008784 | 381.3333 | 371.3333
42 | 2009008784 | 383 | 373
43 | 2009008784 | 385.3333 | 375.3333
44 | 2009008784 | 387.6667 | 377.6667
45 | 2009008784 | 390 | 380
46 | 2009008784 | 391.3333 | 381.3333
47 | 2009008784 | 392.6667 | 382.6667
48 | 2009008784 | 394 | 384
49 | 2009008784 | 393.3333 | 383.3333
50 | 2009008784 | 392.6667 | 382.6667
51 | 2009008784 | 392 | 382
52 | 2009008784 | 387.6667 | 377.6667
53 | 2009008784 | 383.3333 | 373.3333
54 | 2009008784 | 379 | 369
55 | 2009008784 | 372.3333 | 362.3333
56 | 2009008784 | 365.6667 | 355.6667
57 | 2009008784 | 359 | 349
58 | 2009008784 | 353.6667 | 343.6667
59 | 2009008784 | 348.3333 | 338.3333
60 | 2009008784 | 343 | 333
61 | 2009008784 | 338.3333 | 328.3333
62 | 2009008784 | 333.6667 | 323.6667
63 | 2009008784 | 329 | 319
64 | 2009008784 | 326 | 316
65 | 2009008784 | 323 | 313
66 | 2009008784 | 320 | 310
67 | 2009008784 | 318.3333 | 308.3333
68 | 2009008784 | 316.6667 | 306.6667
69 | 2009008784 | 315 | 305
70 | 2009008784 | 315.3333 | 305.3333
71 | 2009008784 | 315.6667 | 305.6667
72 | 2009008784 | 316 | 306
73 | 2009008784 | 316.3333 | 306.3333
74 | 2009008784 | 316.6667 | 306.6667
75 | 2009008784 | 317 | 307
76 | 2009008784 | 316.3333 | 306.3333
77 | 2009008784 | 315.6667 | 305.6667
78 | 2009008784 | 315 | 305
79 | 2009008784 | 314.6667 | 304.6667
80 | 2009008784 | 314.3333 | 304.3333
81 | 2009008784 | 314 | 304
82 | 2009008784 | 316.3333 | 306.3333
83 | 2009008784 | 318.6667 | 308.6667
84 | 2009008784 | 321 | 311
85 | 2009008784 | 323.3333 | 313.3333
86 | 2009008784 | 325.6667 | 315.6667
87 | 2009008784 | 328 | 318
88 | 2009008784 | 328.3333 | 318.3333
89 | 2009008784 | 328.6667 | 318.6667
90 | 2009008784 | 329 | 339
91 | 2009008784 | 329 | 339
92 | 2009008784 | 329 | 339
93 | 2009008784 | 329 | 339
94 | 2009008784 | 328.6667 | 338.6667
95 | 2009008784 | 328.3333 | 338.3333
96 | 2009008784 | 328 | 338
97 | 2009008784 | 327.6667 | 337.6667
98 | 2009008784 | 327.3333 | 337.3333
99 | 2009008784 | 327 | 337
100 | 2009008784 | 328.6667 | 338.6667
101 | 2009008784 | 330.3333 | 340.3333
102 | 2009008784 | 332 | 342
103 | 2009008784 | 334.3333 | 344.3333
104 | 2009008784 | 336.6667 | 346.6667
105 | 2009008784 | 339 | 349
106 | 2009008784 | 339.3333 | 349.3333
107 | 2009008784 | 339.6667 | 349.6667
108 | 2009008784 | 340 | 350
109 | 2009008784 | 342.3333 | 352.3333
110 | 2009008784 | 344.6667 | 354.6667
111 | 2009008784 | 347 | 357
112 | 2009008784 | 349.6667 | 359.6667
113 | 2009008784 | 352.3333 | 362.3333
114 | 2009008784 | 355 | 365
115 | 2009008784 | 360.3333 | 370.3333
116 | 2009008784 | 365.6667 | 375.6667
117 | 2009008784 | 371 | 381
118 | 2009008784 | 373.6667 | 383.6667
119 | 2009008784 | 376.3333 | 386.3333
120 | 2009008784 | 379 | 389
121 | 2009008784 | 383.3333 | 393.3333
122 | 2009008784 | 387.6667 | 377.6667
123 | 2009008784 | 392 | 382
124 | 2009008784 | 395.3333 | 385.3333
125 | 2009008784 | 398.6667 | 388.6667
126 | 2009008784 | 402 | 392
127 | 2009008784 | 404.3333 | 394.3333
128 | 2009008784 | 406.6667 | 396.6667
129 | 2009008784 | 409 | 399
130 | 2009008784 | 409 | 399
131 | 2009008784 | 409 | 399
132 | 2009008784 | 409 | 399
133 | 2009008784 | 408.3333 | 398.3333
134 | 2009008784 | 407.6667 | 397.6667
135 | 2009008784 | 407 | 397
136 | 2009008784 | 407 | 397
137 | 2009008784 | 407 | 397
138 | 2009008784 | 407 | 397
139 | 2009008784 | 407 | 397
140 | 2009008784 | 407 | 397
141 | 2009008784 | 407 | 397
142 | 2009008784 | 406 | 396
143 | 2009008784 | 405 | 395
0 | 2005009253 | 343 | 333
1 | 2005009253 | 344 | 334
2 | 2005009253 | 345 | 335
3 | 2005009253 | 346 | 336
4 | 2005009253 | 348 | 338
5 | 2005009253 | 350 | 340
6 | 2005009253 | 352 | 342
7 | 2005009253 | 353 | 343
8 | 2005009253 | 354 | 344
9 | 2005009253 | 355 | 345
10 | 2005009253 | 356.6667 | 346.6667
11 | 2005009253 | 358.3333 | 348.3333
12 | 2005009253 | 360 | 350
13 | 2005009253 | 363.6667 | 353.6667
14 | 2005009253 | 367.3333 | 357.3333
15 | 2005009253 | 371 | 361
16 | 2005009253 | 373.3333 | 363.3333
17 | 2005009253 | 375.6667 | 365.6667
18 | 2005009253 | 378 | 368
19 | 2005009253 | 378.6667 | 368.6667
20 | 2005009253 | 379.3333 | 369.3333
21 | 2005009253 | 380 | 370
22 | 2005009253 | 381.3333 | 371.3333
23 | 2005009253 | 382.6667 | 372.6667
24 | 2005009253 | 384 | 374
25 | 2005009253 | 385.3333 | 375.3333
26 | 2005009253 | 386.6667 | 376.6667
27 | 2005009253 | 388 | 378
28 | 2005009253 | 387 | 377
29 | 2005009253 | 386 | 376
30 | 2005009253 | 385 | 375
31 | 2005009253 | 383 | 373
32 | 2005009253 | 381 | 371
33 | 2005009253 | 379 | 369
34 | 2005009253 | 378.3333 | 368.3333
35 | 2005009253 | 377.6667 | 367.6667
36 | 2005009253 | 377 | 367
37 | 2005009253 | 377.3333 | 367.3333
38 | 2005009253 | 377.6667 | 367.6667
39 | 2005009253 | 378 | 368
40 | 2005009253 | 379.6667 | 369.6667
41 | 2005009253 | 381.3333 | 371.3333
42 | 2005009253 | 383 | 373
43 | 2005009253 | 385.3333 | 375.3333
44 | 2005009253 | 387.6667 | 377.6667
45 | 2005009253 | 390 | 380
46 | 2005009253 | 391.3333 | 381.3333
47 | 2005009253 | 392.6667 | 382.6667
48 | 2005009253 | 394 | 384
49 | 2005009253 | 393.3333 | 383.3333
50 | 2005009253 | 392.6667 | 382.6667
51 | 2005009253 | 392 | 382
52 | 2005009253 | 387.6667 | 377.6667
53 | 2005009253 | 383.3333 | 373.3333
54 | 2005009253 | 379 | 369
55 | 2005009253 | 372.3333 | 362.3333
56 | 2005009253 | 365.6667 | 355.6667
57 | 2005009253 | 359 | 349
58 | 2005009253 | 353.6667 | 343.6667
59 | 2005009253 | 348.3333 | 338.3333
60 | 2005009253 | 343 | 333
61 | 2005009253 | 338.3333 | 328.3333
62 | 2005009253 | 333.6667 | 323.6667
63 | 2005009253 | 329 | 319
64 | 2005009253 | 326 | 316
65 | 2005009253 | 323 | 313
66 | 2005009253 | 320 | 310
67 | 2005009253 | 318.3333 | 308.3333
68 | 2005009253 | 316.6667 | 306.6667
69 | 2005009253 | 315 | 305
70 | 2005009253 | 315.3333 | 305.3333
71 | 2005009253 | 315.6667 | 305.6667
72 | 2005009253 | 316 | 306
73 | 2005009253 | 316.3333 | 306.3333
74 | 2005009253 | 316.6667 | 306.6667
75 | 2005009253 | 317 | 307
76 | 2005009253 | 316.3333 | 306.3333
77 | 2005009253 | 315.6667 | 305.6667
78 | 2005009253 | 315 | 305
79 | 2005009253 | 314.6667 | 304.6667
80 | 2005009253 | 314.3333 | 304.3333
81 | 2005009253 | 314 | 304
82 | 2005009253 | 316.3333 | 306.3333
83 | 2005009253 | 318.6667 | 308.6667
84 | 2005009253 | 321 | 311
85 | 2005009253 | 323.3333 | 313.3333
86 | 2005009253 | 325.6667 | 315.6667
87 | 2005009253 | 328 | 318
88 | 2005009253 | 328.3333 | 318.3333
89 | 2005009253 | 328.6667 | 318.6667
90 | 2005009253 | 329 | 339
91 | 2005009253 | 329 | 339
92 | 2005009253 | 329 | 339
93 | 2005009253 | 329 | 339
94 | 2005009253 | 328.6667 | 338.6667
95 | 2005009253 | 328.3333 | 338.3333
96 | 2005009253 | 328 | 338
97 | 2005009253 | 327.6667 | 337.6667
98 | 2005009253 | 327.3333 | 337.3333
99 | 2005009253 | 327 | 337
100 | 2005009253 | 328.6667 | 338.6667
101 | 2005009253 | 330.3333 | 340.3333
102 | 2005009253 | 332 | 342
103 | 2005009253 | 334.3333 | 344.3333
104 | 2005009253 | 336.6667 | 346.6667
105 | 2005009253 | 339 | 349
106 | 2005009253 | 339.3333 | 349.3333
107 | 2005009253 | 339.6667 | 349.6667
108 | 2005009253 | 340 | 350
109 | 2005009253 | 342.3333 | 352.3333
110 | 2005009253 | 344.6667 | 354.6667
111 | 2005009253 | 347 | 357
112 | 2005009253 | 349.6667 | 359.6667
113 | 2005009253 | 352.3333 | 362.3333
114 | 2005009253 | 355 | 365
115 | 2005009253 | 360.3333 | 370.3333
116 | 2005009253 | 365.6667 | 375.6667
117 | 2005009253 | 371 | 381
118 | 2005009253 | 373.6667 | 383.6667
119 | 2005009253 | 376.3333 | 386.3333
120 | 2005009253 | 379 | 389
121 | 2005009253 | 383.3333 | 393.3333
122 | 2005009253 | 387.6667 | 377.6667
123 | 2005009253 | 392 | 382
124 | 2005009253 | 395.3333 | 385.3333
125 | 2005009253 | 398.6667 | 388.6667
126 | 2005009253 | 402 | 392
127 | 2005009253 | 404.3333 | 394.3333
128 | 2005009253 | 406.6667 | 396.6667
129 | 2005009253 | 409 | 399
130 | 2005009253 | 409 | 399
131 | 2005009253 | 409 | 399
132 | 2005009253 | 409 | 399
133 | 2005009253 | 408.3333 | 398.3333
134 | 2005009253 | 407.6667 | 397.6667
135 | 2005009253 | 407 | 397
136 | 2005009253 | 407 | 397
137 | 2005009253 | 407 | 397
138 | 2005009253 | 407 | 397
139 | 2005009253 | 407 | 397
140 | 2005009253 | 407 | 397
141 | 2005009253 | 407 | 397
142 | 2005009253 | 406 | 396
143 | 2005009253 | 405 | 395
0 | 2008006135 | 343 | 333
1 | 2008006135 | 344 | 334
2 | 2008006135 | 345 | 335
3 | 2008006135 | 346 | 336
4 | 2008006135 | 348 | 338
5 | 2008006135 | 350 | 340
6 | 2008006135 | 352 | 342
7 | 2008006135 | 353 | 343
8 | 2008006135 | 354 | 344
9 | 2008006135 | 355 | 345
10 | 2008006135 | 356.6667 | 346.6667
11 | 2008006135 | 358.3333 | 348.3333
12 | 2008006135 | 360 | 350
13 | 2008006135 | 363.6667 | 353.6667
14 | 2008006135 | 367.3333 | 357.3333
15 | 2008006135 | 371 | 361
16 | 2008006135 | 373.3333 | 363.3333
17 | 2008006135 | 375.6667 | 365.6667
18 | 2008006135 | 378 | 368
19 | 2008006135 | 378.6667 | 368.6667
20 | 2008006135 | 379.3333 | 369.3333
21 | 2008006135 | 380 | 370
22 | 2008006135 | 381.3333 | 371.3333
23 | 2008006135 | 382.6667 | 372.6667
24 | 2008006135 | 384 | 374
25 | 2008006135 | 385.3333 | 375.3333
26 | 2008006135 | 386.6667 | 376.6667
27 | 2008006135 | 388 | 378
28 | 2008006135 | 387 | 377
29 | 2008006135 | 386 | 376
30 | 2008006135 | 385 | 375
31 | 2008006135 | 383 | 373
32 | 2008006135 | 381 | 371
33 | 2008006135 | 379 | 369
34 | 2008006135 | 378.3333 | 368.3333
35 | 2008006135 | 377.6667 | 367.6667
36 | 2008006135 | 377 | 367
37 | 2008006135 | 377.3333 | 367.3333
38 | 2008006135 | 377.6667 | 367.6667
39 | 2008006135 | 378 | 368
40 | 2008006135 | 379.6667 | 369.6667
41 | 2008006135 | 381.3333 | 371.3333
42 | 2008006135 | 383 | 373
43 | 2008006135 | 385.3333 | 375.3333
44 | 2008006135 | 387.6667 | 377.6667
45 | 2008006135 | 390 | 380
46 | 2008006135 | 391.3333 | 381.3333
47 | 2008006135 | 392.6667 | 382.6667
48 | 2008006135 | 394 | 384
49 | 2008006135 | 393.3333 | 383.3333
50 | 2008006135 | 392.6667 | 382.6667
51 | 2008006135 | 392 | 382
52 | 2008006135 | 387.6667 | 377.6667
53 | 2008006135 | 383.3333 | 373.3333
54 | 2008006135 | 379 | 369
55 | 2008006135 | 372.3333 | 362.3333
56 | 2008006135 | 365.6667 | 355.6667
57 | 2008006135 | 359 | 349
58 | 2008006135 | 353.6667 | 343.6667
59 | 2008006135 | 348.3333 | 338.3333
60 | 2008006135 | 343 | 333
61 | 2008006135 | 338.3333 | 328.3333
62 | 2008006135 | 333.6667 | 323.6667
63 | 2008006135 | 329 | 319
64 | 2008006135 | 326 | 316
65 | 2008006135 | 323 | 313
66 | 2008006135 | 320 | 310
67 | 2008006135 | 318.3333 | 308.3333
68 | 2008006135 | 316.6667 | 306.6667
69 | 2008006135 | 315 | 305
70 | 2008006135 | 315.3333 | 305.3333
71 | 2008006135 | 315.6667 | 305.6667
72 | 2008006135 | 316 | 306
73 | 2008006135 | 316.3333 | 306.3333
74 | 2008006135 | 316.6667 | 306.6667
75 | 2008006135 | 317 | 307
76 | 2008006135 | 316.3333 | 306.3333
77 | 2008006135 | 315.6667 | 305.6667
78 | 2008006135 | 315 | 305
79 | 2008006135 | 314.6667 | 304.6667
80 | 2008006135 | 314.3333 | 304.3333
81 | 2008006135 | 314 | 304
82 | 2008006135 | 316.3333 | 306.3333
83 | 2008006135 | 318.6667 | 308.6667
84 | 2008006135 | 321 | 311
85 | 2008006135 | 323.3333 | 313.3333
86 | 2008006135 | 325.6667 | 315.6667
87 | 2008006135 | 328 | 318
88 | 2008006135 | 328.3333 | 318.3333
89 | 2008006135 | 328.6667 | 318.6667
90 | 2008006135 | 329 | 339
91 | 2008006135 | 329 | 339
92 | 2008006135 | 329 | 339
93 | 2008006135 | 329 | 339
94 | 2008006135 | 328.6667 | 338.6667
95 | 2008006135 | 328.3333 | 338.3333
96 | 2008006135 | 328 | 338
97 | 2008006135 | 327.6667 | 337.6667
98 | 2008006135 | 327.3333 | 337.3333
99 | 2008006135 | 327 | 337
100 | 2008006135 | 328.6667 | 338.6667
101 | 2008006135 | 330.3333 | 340.3333
102 | 2008006135 | 332 | 342
103 | 2008006135 | 334.3333 | 344.3333
104 | 2008006135 | 336.6667 | 346.6667
105 | 2008006135 | 339 | 349
106 | 2008006135 | 339.3333 | 349.3333
107 | 2008006135 | 339.6667 | 349.6667
108 | 2008006135 | 340 | 350
109 | 2008006135 | 342.3333 | 352.3333
110 | 2008006135 | 344.6667 | 354.6667
111 | 2008006135 | 347 | 357
112 | 2008006135 | 349.6667 | 359.6667
113 | 2008006135 | 352.3333 | 362.3333
114 | 2008006135 | 355 | 365
115 | 2008006135 | 360.3333 | 370.3333
116 | 2008006135 | 365.6667 | 375.6667
117 | 2008006135 | 371 | 381
118 | 2008006135 | 373.6667 | 383.6667
119 | 2008006135 | 376.3333 | 386.3333
120 | 2008006135 | 379 | 389
121 | 2008006135 | 383.3333 | 393.3333
122 | 2008006135 | 387.6667 | 377.6667
123 | 2008006135 | 392 | 382
124 | 2008006135 | 395.3333 | 385.3333
125 | 2008006135 | 398.6667 | 388.6667
126 | 2008006135 | 402 | 392
127 | 2008006135 | 404.3333 | 394.3333
128 | 2008006135 | 406.6667 | 396.6667
129 | 2008006135 | 409 | 399
130 | 2008006135 | 409 | 399
131 | 2008006135 | 409 | 399
132 | 2008006135 | 409 | 399
133 | 2008006135 | 408.3333 | 398.3333
134 | 2008006135 | 407.6667 | 397.6667
135 | 2008006135 | 407 | 397
136 | 2008006135 | 407 | 397
137 | 2008006135 | 407 | 397
138 | 2008006135 | 407 | 397
139 | 2008006135 | 407 | 397
140 | 2008006135 | 407 | 397
141 | 2008006135 | 407 | 397
142 | 2008006135 | 406 | 396
143 | 2008006135 | 405 | 395
0 | 2009005751 | 343 | 333
1 | 2009005751 | 344 | 334
2 | 2009005751 | 345 | 335
3 | 2009005751 | 346 | 336
4 | 2009005751 | 348 | 338
5 | 2009005751 | 350 | 340
6 | 2009005751 | 352 | 342
7 | 2009005751 | 353 | 343
8 | 2009005751 | 354 | 344
9 | 2009005751 | 355 | 345
10 | 2009005751 | 356.6667 | 346.6667
11 | 2009005751 | 358.3333 | 348.3333
12 | 2009005751 | 360 | 350
13 | 2009005751 | 363.6667 | 353.6667
14 | 2009005751 | 367.3333 | 357.3333
15 | 2009005751 | 371 | 361
16 | 2009005751 | 373.3333 | 363.3333
17 | 2009005751 | 375.6667 | 365.6667
18 | 2009005751 | 378 | 368
19 | 2009005751 | 378.6667 | 368.6667
20 | 2009005751 | 379.3333 | 369.3333
21 | 2009005751 | 380 | 370
22 | 2009005751 | 381.3333 | 371.3333
23 | 2009005751 | 382.6667 | 372.6667
24 | 2009005751 | 384 | 374
25 | 2009005751 | 385.3333 | 375.3333
26 | 2009005751 | 386.6667 | 376.6667
27 | 2009005751 | 388 | 378
28 | 2009005751 | 387 | 377
29 | 2009005751 | 386 | 376
30 | 2009005751 | 385 | 375
31 | 2009005751 | 383 | 373
32 | 2009005751 | 381 | 371
33 | 2009005751 | 379 | 369
34 | 2009005751 | 378.3333 | 368.3333
35 | 2009005751 | 377.6667 | 367.6667
36 | 2009005751 | 377 | 367
37 | 2009005751 | 377.3333 | 367.3333
38 | 2009005751 | 377.6667 | 367.6667
39 | 2009005751 | 378 | 368
40 | 2009005751 | 379.6667 | 369.6667
41 | 2009005751 | 381.3333 | 371.3333
42 | 2009005751 | 383 | 373
43 | 2009005751 | 385.3333 | 375.3333
44 | 2009005751 | 387.6667 | 377.6667
45 | 2009005751 | 390 | 380
46 | 2009005751 | 391.3333 | 381.3333
47 | 2009005751 | 392.6667 | 382.6667
48 | 2009005751 | 394 | 384
49 | 2009005751 | 393.3333 | 383.3333
50 | 2009005751 | 392.6667 | 382.6667
51 | 2009005751 | 392 | 382
52 | 2009005751 | 387.6667 | 377.6667
53 | 2009005751 | 383.3333 | 373.3333
54 | 2009005751 | 379 | 369
55 | 2009005751 | 372.3333 | 362.3333
56 | 2009005751 | 365.6667 | 355.6667
57 | 2009005751 | 359 | 349
58 | 2009005751 | 353.6667 | 343.6667
59 | 2009005751 | 348.3333 | 338.3333
60 | 2009005751 | 343 | 333
61 | 2009005751 | 338.3333 | 328.3333
62 | 2009005751 | 333.6667 | 323.6667
63 | 2009005751 | 329 | 319
64 | 2009005751 | 326 | 316
65 | 2009005751 | 323 | 313
66 | 2009005751 | 320 | 310
67 | 2009005751 | 318.3333 | 308.3333
68 | 2009005751 | 316.6667 | 306.6667
69 | 2009005751 | 315 | 305
70 | 2009005751 | 315.3333 | 305.3333
71 | 2009005751 | 315.6667 | 305.6667
72 | 2009005751 | 316 | 306
73 | 2009005751 | 316.3333 | 306.3333
74 | 2009005751 | 316.6667 | 306.6667
75 | 2009005751 | 317 | 307
76 | 2009005751 | 316.3333 | 306.3333
77 | 2009005751 | 315.6667 | 305.6667
78 | 2009005751 | 315 | 305
79 | 2009005751 | 314.6667 | 304.6667
80 | 2009005751 | 314.3333 | 304.3333
81 | 2009005751 | 314 | 304
82 | 2009005751 | 316.3333 | 306.3333
83 | 2009005751 | 318.6667 | 308.6667
84 | 2009005751 | 321 | 311
85 | 2009005751 | 323.3333 | 313.3333
86 | 2009005751 | 325.6667 | 315.6667
87 | 2009005751 | 328 | 318
88 | 2009005751 | 328.3333 | 318.3333
89 | 2009005751 | 328.6667 | 318.6667
90 | 2009005751 | 329 | 339
91 | 2009005751 | 329 | 339
92 | 2009005751 | 329 | 339
93 | 2009005751 | 329 | 339
94 | 2009005751 | 328.6667 | 338.6667
95 | 2009005751 | 328.3333 | 338.3333
96 | 2009005751 | 328 | 338
97 | 2009005751 | 327.6667 | 337.6667
98 | 2009005751 | 327.3333 | 337.3333
99 | 2009005751 | 327 | 337
100 | 2009005751 | 328.6667 | 338.6667
101 | 2009005751 | 330.3333 | 340.3333
102 | 2009005751 | 332 | 342
103 | 2009005751 | 334.3333 | 344.3333
104 | 2009005751 | 336.6667 | 346.6667
105 | 2009005751 | 339 | 349
106 | 2009005751 | 339.3333 | 349.3333
107 | 2009005751 | 339.6667 | 349.6667
108 | 2009005751 | 340 | 350
109 | 2009005751 | 342.3333 | 352.3333
110 | 2009005751 | 344.6667 | 354.6667
111 | 2009005751 | 347 | 357
112 | 2009005751 | 349.6667 | 359.6667
113 | 2009005751 | 352.3333 | 362.3333
114 | 2009005751 | 355 | 365
115 | 2009005751 | 360.3333 | 370.3333
116 | 2009005751 | 365.6667 | 375.6667
117 | 2009005751 | 371 | 381
118 | 2009005751 | 373.6667 | 383.6667
119 | 2009005751 | 376.3333 | 386.3333
120 | 2009005751 | 379 | 389
121 | 2009005751 | 383.3333 | 393.3333
122 | 2009005751 | 387.6667 | 377.6667
123 | 2009005751 | 392 | 382
124 | 2009005751 | 395.3333 | 385.3333
125 | 2009005751 | 398.6667 | 388.6667
126 | 2009005751 | 402 | 392
127 | 2009005751 | 404.3333 | 394.3333
128 | 2009005751 | 406.6667 | 396.6667
129 | 2009005751 | 409 | 399
130 | 2009005751 | 409 | 399
131 | 2009005751 | 409 | 399
132 | 2009005751 | 409 | 399
133 | 2009005751 | 408.3333 | 398.3333
134 | 2009005751 | 407.6667 | 397.6667
135 | 2009005751 | 407 | 397
136 | 2009005751 | 407 | 397
137 | 2009005751 | 407 | 397
138 | 2009005751 | 407 | 397
139 | 2009005751 | 407 | 397
140 | 2009005751 | 407 | 397
141 | 2009005751 | 407 | 397
142 | 2009005751 | 406 | 396
143 | 2009005751 | 405 | 395
0 | 2015004833 | 343 | 333
1 | 2015004833 | 344 | 334
2 | 2015004833 | 345 | 335
3 | 2015004833 | 346 | 336
4 | 2015004833 | 348 | 338
5 | 2015004833 | 350 | 340
6 | 2015004833 | 352 | 342
7 | 2015004833 | 353 | 343
8 | 2015004833 | 354 | 344
9 | 2015004833 | 355 | 345
10 | 2015004833 | 356.6667 | 346.6667
11 | 2015004833 | 358.3333 | 348.3333
12 | 2015004833 | 360 | 350
13 | 2015004833 | 363.6667 | 353.6667
14 | 2015004833 | 367.3333 | 357.3333
15 | 2015004833 | 371 | 361
16 | 2015004833 | 373.3333 | 363.3333
17 | 2015004833 | 375.6667 | 365.6667
18 | 2015004833 | 378 | 368
19 | 2015004833 | 378.6667 | 368.6667
20 | 2015004833 | 379.3333 | 369.3333
21 | 2015004833 | 380 | 370
22 | 2015004833 | 381.3333 | 371.3333
23 | 2015004833 | 382.6667 | 372.6667
24 | 2015004833 | 384 | 374
25 | 2015004833 | 385.3333 | 375.3333
26 | 2015004833 | 386.6667 | 376.6667
27 | 2015004833 | 388 | 378
28 | 2015004833 | 387 | 377
29 | 2015004833 | 386 | 376
30 | 2015004833 | 385 | 375
31 | 2015004833 | 383 | 373
32 | 2015004833 | 381 | 371
33 | 2015004833 | 379 | 369
34 | 2015004833 | 378.3333 | 368.3333
35 | 2015004833 | 377.6667 | 367.6667
36 | 2015004833 | 377 | 367
37 | 2015004833 | 377.3333 | 367.3333
38 | 2015004833 | 377.6667 | 367.6667
39 | 2015004833 | 378 | 368
40 | 2015004833 | 379.6667 | 369.6667
41 | 2015004833 | 381.3333 | 371.3333
42 | 2015004833 | 383 | 373
43 | 2015004833 | 385.3333 | 375.3333
44 | 2015004833 | 387.6667 | 377.6667
45 | 2015004833 | 390 | 380
46 | 2015004833 | 391.3333 | 381.3333
47 | 2015004833 | 392.6667 | 382.6667
48 | 2015004833 | 394 | 384
49 | 2015004833 | 393.3333 | 383.3333
50 | 2015004833 | 392.6667 | 382.6667
51 | 2015004833 | 392 | 382
52 | 2015004833 | 387.6667 | 377.6667
53 | 2015004833 | 383.3333 | 373.3333
54 | 2015004833 | 379 | 369
55 | 2015004833 | 372.3333 | 362.3333
56 | 2015004833 | 365.6667 | 355.6667
57 | 2015004833 | 359 | 349
58 | 2015004833 | 353.6667 | 343.6667
59 | 2015004833 | 348.3333 | 338.3333
60 | 2015004833 | 343 | 333
61 | 2015004833 | 338.3333 | 328.3333
62 | 2015004833 | 333.6667 | 323.6667
63 | 2015004833 | 329 | 319
64 | 2015004833 | 326 | 316
65 | 2015004833 | 323 | 313
66 | 2015004833 | 320 | 310
67 | 2015004833 | 318.3333 | 308.3333
68 | 2015004833 | 316.6667 | 306.6667
69 | 2015004833 | 315 | 305
70 | 2015004833 | 315.3333 | 305.3333
71 | 2015004833 | 315.6667 | 305.6667
72 | 2015004833 | 316 | 306
73 | 2015004833 | 316.3333 | 306.3333
74 | 2015004833 | 316.6667 | 306.6667
75 | 2015004833 | 317 | 307
76 | 2015004833 | 316.3333 | 306.3333
77 | 2015004833 | 315.6667 | 305.6667
78 | 2015004833 | 315 | 305
79 | 2015004833 | 314.6667 | 304.6667
80 | 2015004833 | 314.3333 | 304.3333
81 | 2015004833 | 314 | 304
82 | 2015004833 | 316.3333 | 306.3333
83 | 2015004833 | 318.6667 | 308.6667
84 | 2015004833 | 321 | 311
85 | 2015004833 | 323.3333 | 313.3333
86 | 2015004833 | 325.6667 | 315.6667
87 | 2015004833 | 328 | 318
88 | 2015004833 | 328.3333 | 318.3333
89 | 2015004833 | 328.6667 | 318.6667
90 | 2015004833 | 329 | 339
91 | 2015004833 | 329 | 339
92 | 2015004833 | 329 | 339
93 | 2015004833 | 329 | 339
94 | 2015004833 | 328.6667 | 338.6667
95 | 2015004833 | 328.3333 | 338.3333
96 | 2015004833 | 328 | 338
97 | 2015004833 | 327.6667 | 337.6667
98 | 2015004833 | 327.3333 | 337.3333
99 | 2015004833 | 327 | 337
100 | 2015004833 | 328.6667 | 338.6667
101 | 2015004833 | 330.3333 | 340.3333
102 | 2015004833 | 332 | 342
103 | 2015004833 | 334.3333 | 344.3333
104 | 2015004833 | 336.6667 | 346.6667
105 | 2015004833 | 339 | 349
106 | 2015004833 | 339.3333 | 349.3333
107 | 2015004833 | 339.6667 | 349.6667
108 | 2015004833 | 340 | 350
109 | 2015004833 | 342.3333 | 352.3333
110 | 2015004833 | 344.6667 | 354.6667
111 | 2015004833 | 347 | 357
112 | 2015004833 | 349.6667 | 359.6667
113 | 2015004833 | 352.3333 | 362.3333
114 | 2015004833 | 355 | 365
115 | 2015004833 | 360.3333 | 370.3333
116 | 2015004833 | 365.6667 | 375.6667
117 | 2015004833 | 371 | 381
118 | 2015004833 | 373.6667 | 383.6667
119 | 2015004833 | 376.3333 | 386.3333
120 | 2015004833 | 379 | 389
121 | 2015004833 | 383.3333 | 393.3333
122 | 2015004833 | 387.6667 | 377.6667
123 | 2015004833 | 392 | 382
124 | 2015004833 | 395.3333 | 385.3333
125 | 2015004833 | 398.6667 | 388.6667
126 | 2015004833 | 402 | 392
127 | 2015004833 | 404.3333 | 394.3333
128 | 2015004833 | 406.6667 | 396.6667
129 | 2015004833 | 409 | 399
130 | 2015004833 | 409 | 399
131 | 2015004833 | 409 | 399
132 | 2015004833 | 409 | 399
133 | 2015004833 | 408.3333 | 398.3333
134 | 2015004833 | 407.6667 | 397.6667
135 | 2015004833 | 407 | 397
136 | 2015004833 | 407 | 397
137 | 2015004833 | 407 | 397
138 | 2015004833 | 407 | 397
139 | 2015004833 | 407 | 397
140 | 2015004833 | 407 | 397
141 | 2015004833 | 407 | 397
142 | 2015004833 | 406 | 396
143 | 2015004833 | 405 | 395
0 | 2006002311 | 343 | 333
1 | 2006002311 | 344 | 334
2 | 2006002311 | 345 | 335
3 | 2006002311 | 346 | 336
4 | 2006002311 | 348 | 338
5 | 2006002311 | 350 | 340
6 | 2006002311 | 352 | 342
7 | 2006002311 | 353 | 343
8 | 2006002311 | 354 | 344
9 | 2006002311 | 355 | 345
10 | 2006002311 | 356.6667 | 346.6667
11 | 2006002311 | 358.3333 | 348.3333
12 | 2006002311 | 360 | 350
13 | 2006002311 | 363.6667 | 353.6667
14 | 2006002311 | 367.3333 | 357.3333
15 | 2006002311 | 371 | 361
16 | 2006002311 | 373.3333 | 363.3333
17 | 2006002311 | 375.6667 | 365.6667
18 | 2006002311 | 378 | 368
19 | 2006002311 | 378.6667 | 368.6667
20 | 2006002311 | 379.3333 | 369.3333
21 | 2006002311 | 380 | 370
22 | 2006002311 | 381.3333 | 371.3333
23 | 2006002311 | 382.6667 | 372.6667
24 | 2006002311 | 384 | 374
25 | 2006002311 | 385.3333 | 375.3333
26 | 2006002311 | 386.6667 | 376.6667
27 | 2006002311 | 388 | 378
28 | 2006002311 | 387 | 377
29 | 2006002311 | 386 | 376
30 | 2006002311 | 385 | 375
31 | 2006002311 | 383 | 373
32 | 2006002311 | 381 | 371
33 | 2006002311 | 379 | 369
34 | 2006002311 | 378.3333 | 368.3333
35 | 2006002311 | 377.6667 | 367.6667
36 | 2006002311 | 377 | 367
37 | 2006002311 | 377.3333 | 367.3333
38 | 2006002311 | 377.6667 | 367.6667
39 | 2006002311 | 378 | 368
40 | 2006002311 | 379.6667 | 369.6667
41 | 2006002311 | 381.3333 | 371.3333
42 | 2006002311 | 383 | 373
43 | 2006002311 | 385.3333 | 375.3333
44 | 2006002311 | 387.6667 | 377.6667
45 | 2006002311 | 390 | 380
46 | 2006002311 | 391.3333 | 381.3333
47 | 2006002311 | 392.6667 | 382.6667
48 | 2006002311 | 394 | 384
49 | 2006002311 | 393.3333 | 383.3333
50 | 2006002311 | 392.6667 | 382.6667
51 | 2006002311 | 392 | 382
52 | 2006002311 | 387.6667 | 377.6667
53 | 2006002311 | 383.3333 | 373.3333
54 | 2006002311 | 379 | 369
55 | 2006002311 | 372.3333 | 362.3333
56 | 2006002311 | 365.6667 | 355.6667
57 | 2006002311 | 359 | 349
58 | 2006002311 | 353.6667 | 343.6667
59 | 2006002311 | 348.3333 | 338.3333
60 | 2006002311 | 343 | 333
61 | 2006002311 | 338.3333 | 328.3333
62 | 2006002311 | 333.6667 | 323.6667
63 | 2006002311 | 329 | 319
64 | 2006002311 | 326 | 316
65 | 2006002311 | 323 | 313
66 | 2006002311 | 320 | 310
67 | 2006002311 | 318.3333 | 308.3333
68 | 2006002311 | 316.6667 | 306.6667
69 | 2006002311 | 315 | 305
70 | 2006002311 | 315.3333 | 305.3333
71 | 2006002311 | 315.6667 | 305.6667
72 | 2006002311 | 316 | 306
73 | 2006002311 | 316.3333 | 306.3333
74 | 2006002311 | 316.6667 | 306.6667
75 | 2006002311 | 317 | 307
76 | 2006002311 | 316.3333 | 306.3333
77 | 2006002311 | 315.6667 | 305.6667
78 | 2006002311 | 315 | 305
79 | 2006002311 | 314.6667 | 304.6667
80 | 2006002311 | 314.3333 | 304.3333
81 | 2006002311 | 314 | 304
82 | 2006002311 | 316.3333 | 306.3333
83 | 2006002311 | 318.6667 | 308.6667
84 | 2006002311 | 321 | 311
85 | 2006002311 | 323.3333 | 313.3333
86 | 2006002311 | 325.6667 | 315.6667
87 | 2006002311 | 328 | 318
88 | 2006002311 | 328.3333 | 318.3333
89 | 2006002311 | 328.6667 | 318.6667
90 | 2006002311 | 329 | 339
91 | 2006002311 | 329 | 339
92 | 2006002311 | 329 | 339
93 | 2006002311 | 329 | 339
94 | 2006002311 | 328.6667 | 338.6667
95 | 2006002311 | 328.3333 | 338.3333
96 | 2006002311 | 328 | 338
97 | 2006002311 | 327.6667 | 337.6667
98 | 2006002311 | 327.3333 | 337.3333
99 | 2006002311 | 327 | 337
100 | 2006002311 | 328.6667 | 338.6667
101 | 2006002311 | 330.3333 | 340.3333
102 | 2006002311 | 332 | 342
103 | 2006002311 | 334.3333 | 344.3333
104 | 2006002311 | 336.6667 | 346.6667
105 | 2006002311 | 339 | 349
106 | 2006002311 | 339.3333 | 349.3333
107 | 2006002311 | 339.6667 | 349.6667
108 | 2006002311 | 340 | 350
109 | 2006002311 | 342.3333 | 352.3333
110 | 2006002311 | 344.6667 | 354.6667
111 | 2006002311 | 347 | 357
112 | 2006002311 | 349.6667 | 359.6667
113 | 2006002311 | 352.3333 | 362.3333
114 | 2006002311 | 355 | 365
115 | 2006002311 | 360.3333 | 370.3333
116 | 2006002311 | 365.6667 | 375.6667
117 | 2006002311 | 371 | 381
118 | 2006002311 | 373.6667 | 383.6667
119 | 2006002311 | 376.3333 | 386.3333
120 | 2006002311 | 379 | 389
121 | 2006002311 | 383.3333 | 393.3333
122 | 2006002311 | 387.6667 | 377.6667
123 | 2006002311 | 392 | 382
124 | 2006002311 | 395.3333 | 385.3333
125 | 2006002311 | 398.6667 | 388.6667
126 | 2006002311 | 402 | 392
127 | 2006002311 | 404.3333 | 394.3333
128 | 2006002311 | 406.6667 | 396.6667
129 | 2006002311 | 409 | 399
130 | 2006002311 | 409 | 399
131 | 2006002311 | 409 | 399
132 | 2006002311 | 409 | 399
133 | 2006002311 | 408.3333 | 398.3333
134 | 2006002311 | 407.6667 | 397.6667
135 | 2006002311 | 407 | 397
136 | 2006002311 | 407 | 397
137 | 2006002311 | 407 | 397
138 | 2006002311 | 407 | 397
139 | 2006002311 | 407 | 397
140 | 2006002311 | 407 | 397
141 | 2006002311 | 407 | 397
142 | 2006002311 | 406 | 396
143 | 2006002311 | 405 | 395
0 | 2011009291 | 343 | 333
1 | 2011009291 | 344 | 334
2 | 2011009291 | 345 | 335
3 | 2011009291 | 346 | 336
4 | 2011009291 | 348 | 338
5 | 2011009291 | 350 | 340
6 | 2011009291 | 352 | 342
7 | 2011009291 | 353 | 343
8 | 2011009291 | 354 | 344
9 | 2011009291 | 355 | 345
10 | 2011009291 | 356.6667 | 346.6667
11 | 2011009291 | 358.3333 | 348.3333
12 | 2011009291 | 360 | 350
13 | 2011009291 | 363.6667 | 353.6667
14 | 2011009291 | 367.3333 | 357.3333
15 | 2011009291 | 371 | 361
16 | 2011009291 | 373.3333 | 363.3333
17 | 2011009291 | 375.6667 | 365.6667
18 | 2011009291 | 378 | 368
19 | 2011009291 | 378.6667 | 368.6667
20 | 2011009291 | 379.3333 | 369.3333
21 | 2011009291 | 380 | 370
22 | 2011009291 | 381.3333 | 371.3333
23 | 2011009291 | 382.6667 | 372.6667
24 | 2011009291 | 384 | 374
25 | 2011009291 | 385.3333 | 375.3333
26 | 2011009291 | 386.6667 | 376.6667
27 | 2011009291 | 388 | 378
28 | 2011009291 | 387 | 377
29 | 2011009291 | 386 | 376
30 | 2011009291 | 385 | 375
31 | 2011009291 | 383 | 373
32 | 2011009291 | 381 | 371
33 | 2011009291 | 379 | 369
34 | 2011009291 | 378.3333 | 368.3333
35 | 2011009291 | 377.6667 | 367.6667
36 | 2011009291 | 377 | 367
37 | 2011009291 | 377.3333 | 367.3333
38 | 2011009291 | 377.6667 | 367.6667
39 | 2011009291 | 378 | 368
40 | 2011009291 | 379.6667 | 369.6667
41 | 2011009291 | 381.3333 | 371.3333
42 | 2011009291 | 383 | 373
43 | 2011009291 | 385.3333 | 375.3333
44 | 2011009291 | 387.6667 | 377.6667
45 | 2011009291 | 390 | 380
46 | 2011009291 | 391.3333 | 381.3333
47 | 2011009291 | 392.6667 | 382.6667
48 | 2011009291 | 394 | 384
49 | 2011009291 | 393.3333 | 383.3333
50 | 2011009291 | 392.6667 | 382.6667
51 | 2011009291 | 392 | 382
52 | 2011009291 | 387.6667 | 377.6667
53 | 2011009291 | 383.3333 | 373.3333
54 | 2011009291 | 379 | 369
55 | 2011009291 | 372.3333 | 362.3333
56 | 2011009291 | 365.6667 | 355.6667
57 | 2011009291 | 359 | 349
58 | 2011009291 | 353.6667 | 343.6667
59 | 2011009291 | 348.3333 | 338.3333
60 | 2011009291 | 343 | 333
61 | 2011009291 | 338.3333 | 328.3333
62 | 2011009291 | 333.6667 | 323.6667
63 | 2011009291 | 329 | 319
64 | 2011009291 | 326 | 316
65 | 2011009291 | 323 | 313
66 | 2011009291 | 320 | 310
67 | 2011009291 | 318.3333 | 308.3333
68 | 2011009291 | 316.6667 | 306.6667
69 | 2011009291 | 315 | 305
70 | 2011009291 | 315.3333 | 305.3333
71 | 2011009291 | 315.6667 | 305.6667
72 | 2011009291 | 316 | 306
73 | 2011009291 | 316.3333 | 306.3333
74 | 2011009291 | 316.6667 | 306.6667
75 | 2011009291 | 317 | 307
76 | 2011009291 | 316.3333 | 306.3333
77 | 2011009291 | 315.6667 | 305.6667
78 | 2011009291 | 315 | 305
79 | 2011009291 | 314.6667 | 304.6667
80 | 2011009291 | 314.3333 | 304.3333
81 | 2011009291 | 314 | 304
82 | 2011009291 | 316.3333 | 306.3333
83 | 2011009291 | 318.6667 | 308.6667
84 | 2011009291 | 321 | 311
85 | 2011009291 | 323.3333 | 313.3333
86 | 2011009291 | 325.6667 | 315.6667
87 | 2011009291 | 328 | 318
88 | 2011009291 | 328.3333 | 318.3333
89 | 2011009291 | 328.6667 | 318.6667
90 | 2011009291 | 329 | 339
91 | 2011009291 | 329 | 339
92 | 2011009291 | 329 | 339
93 | 2011009291 | 329 | 339
94 | 2011009291 | 328.6667 | 338.6667
95 | 2011009291 | 328.3333 | 338.3333
96 | 2011009291 | 328 | 338
97 | 2011009291 | 327.6667 | 337.6667
98 | 2011009291 | 327.3333 | 337.3333
99 | 2011009291 | 327 | 337
100 | 2011009291 | 328.6667 | 338.6667
101 | 2011009291 | 330.3333 | 340.3333
102 | 2011009291 | 332 | 342
103 | 2011009291 | 334.3333 | 344.3333
104 | 2011009291 | 336.6667 | 346.6667
105 | 2011009291 | 339 | 349
106 | 2011009291 | 339.3333 | 349.3333
107 | 2011009291 | 339.6667 | 349.6667
108 | 2011009291 | 340 | 350
109 | 2011009291 | 342.3333 | 352.3333
110 | 2011009291 | 344.6667 | 354.6667
111 | 2011009291 | 347 | 357
112 | 2011009291 | 349.6667 | 359.6667
113 | 2011009291 | 352.3333 | 362.3333
114 | 2011009291 | 355 | 365
115 | 2011009291 | 360.3333 | 370.3333
116 | 2011009291 | 365.6667 | 375.6667
117 | 2011009291 | 371 | 381
118 | 2011009291 | 373.6667 | 383.6667
119 | 2011009291 | 376.3333 | 386.3333
120 | 2011009291 | 379 | 389
121 | 2011009291 | 383.3333 | 393.3333
122 | 2011009291 | 387.6667 | 377.6667
123 | 2011009291 | 392 | 382
124 | 2011009291 | 395.3333 | 385.3333
125 | 2011009291 | 398.6667 | 388.6667
126 | 2011009291 | 402 | 392
127 | 2011009291 | 404.3333 | 394.3333
128 | 2011009291 | 406.6667 | 396.6667
129 | 2011009291 | 409 | 399
130 | 2011009291 | 409 | 399
131 | 2011009291 | 409 | 399
132 | 2011009291 | 409 | 399
133 | 2011009291 | 408.3333 | 398.3333
134 | 2011009291 | 407.6667 | 397.6667
135 | 2011009291 | 407 | 397
136 | 2011009291 | 407 | 397
137 | 2011009291 | 407 | 397
138 | 2011009291 | 407 | 397
139 | 2011009291 | 407 | 397
140 | 2011009291 | 407 | 397
141 | 2011009291 | 407 | 397
142 | 2011009291 | 406 | 396
143 | 2011009291 | 405 | 395
0 | 2014002168 | 343 | 333
1 | 2014002168 | 344 | 334
2 | 2014002168 | 345 | 335
3 | 2014002168 | 346 | 336
4 | 2014002168 | 348 | 338
5 | 2014002168 | 350 | 340
6 | 2014002168 | 352 | 342
7 | 2014002168 | 353 | 343
8 | 2014002168 | 354 | 344
9 | 2014002168 | 355 | 345
10 | 2014002168 | 356.6667 | 346.6667
11 | 2014002168 | 358.3333 | 348.3333
12 | 2014002168 | 360 | 350
13 | 2014002168 | 363.6667 | 353.6667
14 | 2014002168 | 367.3333 | 357.3333
15 | 2014002168 | 371 | 361
16 | 2014002168 | 373.3333 | 363.3333
17 | 2014002168 | 375.6667 | 365.6667
18 | 2014002168 | 378 | 368
19 | 2014002168 | 378.6667 | 368.6667
20 | 2014002168 | 379.3333 | 369.3333
21 | 2014002168 | 380 | 370
22 | 2014002168 | 381.3333 | 371.3333
23 | 2014002168 | 382.6667 | 372.6667
24 | 2014002168 | 384 | 374
25 | 2014002168 | 385.3333 | 375.3333
26 | 2014002168 | 386.6667 | 376.6667
27 | 2014002168 | 388 | 378
28 | 2014002168 | 387 | 377
29 | 2014002168 | 386 | 376
30 | 2014002168 | 385 | 375
31 | 2014002168 | 383 | 373
32 | 2014002168 | 381 | 371
33 | 2014002168 | 379 | 369
34 | 2014002168 | 378.3333 | 368.3333
35 | 2014002168 | 377.6667 | 367.6667
36 | 2014002168 | 377 | 367
37 | 2014002168 | 377.3333 | 367.3333
38 | 2014002168 | 377.6667 | 367.6667
39 | 2014002168 | 378 | 368
40 | 2014002168 | 379.6667 | 369.6667
41 | 2014002168 | 381.3333 | 371.3333
42 | 2014002168 | 383 | 373
43 | 2014002168 | 385.3333 | 375.3333
44 | 2014002168 | 387.6667 | 377.6667
45 | 2014002168 | 390 | 380
46 | 2014002168 | 391.3333 | 381.3333
47 | 2014002168 | 392.6667 | 382.6667
48 | 2014002168 | 394 | 384
49 | 2014002168 | 393.3333 | 383.3333
50 | 2014002168 | 392.6667 | 382.6667
51 | 2014002168 | 392 | 382
52 | 2014002168 | 387.6667 | 377.6667
53 | 2014002168 | 383.3333 | 373.3333
54 | 2014002168 | 379 | 369
55 | 2014002168 | 372.3333 | 362.3333
56 | 2014002168 | 365.6667 | 355.6667
57 | 2014002168 | 359 | 349
58 | 2014002168 | 353.6667 | 343.6667
59 | 2014002168 | 348.3333 | 338.3333
60 | 2014002168 | 343 | 333
61 | 2014002168 | 338.3333 | 328.3333
62 | 2014002168 | 333.6667 | 323.6667
63 | 2014002168 | 329 | 319
64 | 2014002168 | 326 | 316
65 | 2014002168 | 323 | 313
66 | 2014002168 | 320 | 310
67 | 2014002168 | 318.3333 | 308.3333
68 | 2014002168 | 316.6667 | 306.6667
69 | 2014002168 | 315 | 305
70 | 2014002168 | 315.3333 | 305.3333
71 | 2014002168 | 315.6667 | 305.6667
72 | 2014002168 | 316 | 306
73 | 2014002168 | 316.3333 | 306.3333
74 | 2014002168 | 316.6667 | 306.6667
75 | 2014002168 | 317 | 307
76 | 2014002168 | 316.3333 | 306.3333
77 | 2014002168 | 315.6667 | 305.6667
78 | 2014002168 | 315 | 305
79 | 2014002168 | 314.6667 | 304.6667
80 | 2014002168 | 314.3333 | 304.3333
81 | 2014002168 | 314 | 304
82 | 2014002168 | 316.3333 | 306.3333
83 | 2014002168 | 318.6667 | 308.6667
84 | 2014002168 | 321 | 311
85 | 2014002168 | 323.3333 | 313.3333
86 | 2014002168 | 325.6667 | 315.6667
87 | 2014002168 | 328 | 318
88 | 2014002168 | 328.3333 | 318.3333
89 | 2014002168 | 328.6667 | 318.6667
90 | 2014002168 | 329 | 339
91 | 2014002168 | 329 | 339
92 | 2014002168 | 329 | 339
93 | 2014002168 | 329 | 339
94 | 2014002168 | 328.6667 | 338.6667
95 | 2014002168 | 328.3333 | 338.3333
96 | 2014002168 | 328 | 338
97 | 2014002168 | 327.6667 | 337.6667
98 | 2014002168 | 327.3333 | 337.3333
99 | 2014002168 | 327 | 337
100 | 2014002168 | 328.6667 | 338.6667
101 | 2014002168 | 330.3333 | 340.3333
102 | 2014002168 | 332 | 342
103 | 2014002168 | 334.3333 | 344.3333
104 | 2014002168 | 336.6667 | 346.6667
105 | 2014002168 | 339 | 349
106 | 2014002168 | 339.3333 | 349.3333
107 | 2014002168 | 339.6667 | 349.6667
108 | 2014002168 | 340 | 350
109 | 2014002168 | 342.3333 | 352.3333
110 | 2014002168 | 344.6667 | 354.6667
111 | 2014002168 | 347 | 357
112 | 2014002168 | 349.6667 | 359.6667
113 | 2014002168 | 352.3333 | 362.3333
114 | 2014002168 | 355 | 365
115 | 2014002168 | 360.3333 | 370.3333
116 | 2014002168 | 365.6667 | 375.6667
117 | 2014002168 | 371 | 381
118 | 2014002168 | 373.6667 | 383.6667
119 | 2014002168 | 376.3333 | 386.3333
120 | 2014002168 | 379 | 389
121 | 2014002168 | 383.3333 | 393.3333
122 | 2014002168 | 387.6667 | 377.6667
123 | 2014002168 | 392 | 382
124 | 2014002168 | 395.3333 | 385.3333
125 | 2014002168 | 398.6667 | 388.6667
126 | 2014002168 | 402 | 392
127 | 2014002168 | 404.3333 | 394.3333
128 | 2014002168 | 406.6667 | 396.6667
129 | 2014002168 | 409 | 399
130 | 2014002168 | 409 | 399
131 | 2014002168 | 409 | 399
132 | 2014002168 | 409 | 399
133 | 2014002168 | 408.3333 | 398.3333
134 | 2014002168 | 407.6667 | 397.6667
135 | 2014002168 | 407 | 397
136 | 2014002168 | 407 | 397
137 | 2014002168 | 407 | 397
138 | 2014002168 | 407 | 397
139 | 2014002168 | 407 | 397
140 | 2014002168 | 407 | 397
141 | 2014002168 | 407 | 397
142 | 2014002168 | 406 | 396
143 | 2014002168 | 405 | 395
0 | 2004005321 | 343 | 333
1 | 2004005321 | 344 | 334
2 | 2004005321 | 345 | 335
3 | 2004005321 | 346 | 336
4 | 2004005321 | 348 | 338
5 | 2004005321 | 350 | 340
6 | 2004005321 | 352 | 342
7 | 2004005321 | 353 | 343
8 | 2004005321 | 354 | 344
9 | 2004005321 | 355 | 345
10 | 2004005321 | 356.6667 | 346.6667
11 | 2004005321 | 358.3333 | 348.3333
12 | 2004005321 | 360 | 350
13 | 2004005321 | 363.6667 | 353.6667
14 | 2004005321 | 367.3333 | 357.3333
15 | 2004005321 | 371 | 361
16 | 2004005321 | 373.3333 | 363.3333
17 | 2004005321 | 375.6667 | 365.6667
18 | 2004005321 | 378 | 368
19 | 2004005321 | 378.6667 | 368.6667
20 | 2004005321 | 379.3333 | 369.3333
21 | 2004005321 | 380 | 370
22 | 2004005321 | 381.3333 | 371.3333
23 | 2004005321 | 382.6667 | 372.6667
24 | 2004005321 | 384 | 374
25 | 2004005321 | 385.3333 | 375.3333
26 | 2004005321 | 386.6667 | 376.6667
27 | 2004005321 | 388 | 378
28 | 2004005321 | 387 | 377
29 | 2004005321 | 386 | 376
30 | 2004005321 | 385 | 375
31 | 2004005321 | 383 | 373
32 | 2004005321 | 381 | 371
33 | 2004005321 | 379 | 369
34 | 2004005321 | 378.3333 | 368.3333
35 | 2004005321 | 377.6667 | 367.6667
36 | 2004005321 | 377 | 367
37 | 2004005321 | 377.3333 | 367.3333
38 | 2004005321 | 377.6667 | 367.6667
39 | 2004005321 | 378 | 368
40 | 2004005321 | 379.6667 | 369.6667
41 | 2004005321 | 381.3333 | 371.3333
42 | 2004005321 | 383 | 373
43 | 2004005321 | 385.3333 | 375.3333
44 | 2004005321 | 387.6667 | 377.6667
45 | 2004005321 | 390 | 380
46 | 2004005321 | 391.3333 | 381.3333
47 | 2004005321 | 392.6667 | 382.6667
48 | 2004005321 | 394 | 384
49 | 2004005321 | 393.3333 | 383.3333
50 | 2004005321 | 392.6667 | 382.6667
51 | 2004005321 | 392 | 382
52 | 2004005321 | 387.6667 | 377.6667
53 | 2004005321 | 383.3333 | 373.3333
54 | 2004005321 | 379 | 369
55 | 2004005321 | 372.3333 | 362.3333
56 | 2004005321 | 365.6667 | 355.6667
57 | 2004005321 | 359 | 349
58 | 2004005321 | 353.6667 | 343.6667
59 | 2004005321 | 348.3333 | 338.3333
60 | 2004005321 | 343 | 333
61 | 2004005321 | 338.3333 | 328.3333
62 | 2004005321 | 333.6667 | 323.6667
63 | 2004005321 | 329 | 319
64 | 2004005321 | 326 | 316
65 | 2004005321 | 323 | 313
66 | 2004005321 | 320 | 310
67 | 2004005321 | 318.3333 | 308.3333
68 | 2004005321 | 316.6667 | 306.6667
69 | 2004005321 | 315 | 305
70 | 2004005321 | 315.3333 | 305.3333
71 | 2004005321 | 315.6667 | 305.6667
72 | 2004005321 | 316 | 306
73 | 2004005321 | 316.3333 | 306.3333
74 | 2004005321 | 316.6667 | 306.6667
75 | 2004005321 | 317 | 307
76 | 2004005321 | 316.3333 | 306.3333
77 | 2004005321 | 315.6667 | 305.6667
78 | 2004005321 | 315 | 305
79 | 2004005321 | 314.6667 | 304.6667
80 | 2004005321 | 314.3333 | 304.3333
81 | 2004005321 | 314 | 304
82 | 2004005321 | 316.3333 | 306.3333
83 | 2004005321 | 318.6667 | 308.6667
84 | 2004005321 | 321 | 311
85 | 2004005321 | 323.3333 | 313.3333
86 | 2004005321 | 325.6667 | 315.6667
87 | 2004005321 | 328 | 318
88 | 2004005321 | 328.3333 | 318.3333
89 | 2004005321 | 328.6667 | 318.6667
90 | 2004005321 | 329 | 339
91 | 2004005321 | 329 | 339
92 | 2004005321 | 329 | 339
93 | 2004005321 | 329 | 339
94 | 2004005321 | 328.6667 | 338.6667
95 | 2004005321 | 328.3333 | 338.3333
96 | 2004005321 | 328 | 338
97 | 2004005321 | 327.6667 | 337.6667
98 | 2004005321 | 327.3333 | 337.3333
99 | 2004005321 | 327 | 337
100 | 2004005321 | 328.6667 | 338.6667
101 | 2004005321 | 330.3333 | 340.3333
102 | 2004005321 | 332 | 342
103 | 2004005321 | 334.3333 | 344.3333
104 | 2004005321 | 336.6667 | 346.6667
105 | 2004005321 | 339 | 349
106 | 2004005321 | 339.3333 | 349.3333
107 | 2004005321 | 339.6667 | 349.6667
108 | 2004005321 | 340 | 350
109 | 2004005321 | 342.3333 | 352.3333
110 | 2004005321 | 344.6667 | 354.6667
111 | 2004005321 | 347 | 357
112 | 2004005321 | 349.6667 | 359.6667
113 | 2004005321 | 352.3333 | 362.3333
114 | 2004005321 | 355 | 365
115 | 2004005321 | 360.3333 | 370.3333
116 | 2004005321 | 365.6667 | 375.6667
117 | 2004005321 | 371 | 381
118 | 2004005321 | 373.6667 | 383.6667
119 | 2004005321 | 376.3333 | 386.3333
120 | 2004005321 | 379 | 389
121 | 2004005321 | 383.3333 | 393.3333
122 | 2004005321 | 387.6667 | 377.6667
123 | 2004005321 | 392 | 382
124 | 2004005321 | 395.3333 | 385.3333
125 | 2004005321 | 398.6667 | 388.6667
126 | 2004005321 | 402 | 392
127 | 2004005321 | 404.3333 | 394.3333
128 | 2004005321 | 406.6667 | 396.6667
129 | 2004005321 | 409 | 399
130 | 2004005321 | 409 | 399
131 | 2004005321 | 409 | 399
132 | 2004005321 | 409 | 399
133 | 2004005321 | 408.3333 | 398.3333
134 | 2004005321 | 407.6667 | 397.6667
135 | 2004005321 | 407 | 397
136 | 2004005321 | 407 | 397
137 | 2004005321 | 407 | 397
138 | 2004005321 | 407 | 397
139 | 2004005321 | 407 | 397
140 | 2004005321 | 407 | 397
141 | 2004005321 | 407 | 397
142 | 2004005321 | 406 | 396
143 | 2004005321 | 405 | 395
0 | 2008003109 | 343 | 333
1 | 2008003109 | 344 | 334
2 | 2008003109 | 345 | 335
3 | 2008003109 | 346 | 336
4 | 2008003109 | 348 | 338
5 | 2008003109 | 350 | 340
6 | 2008003109 | 352 | 342
7 | 2008003109 | 353 | 343
8 | 2008003109 | 354 | 344
9 | 2008003109 | 355 | 345
10 | 2008003109 | 356.6667 | 346.6667
11 | 2008003109 | 358.3333 | 348.3333
12 | 2008003109 | 360 | 350
13 | 2008003109 | 363.6667 | 353.6667
14 | 2008003109 | 367.3333 | 357.3333
15 | 2008003109 | 371 | 361
16 | 2008003109 | 373.3333 | 363.3333
17 | 2008003109 | 375.6667 | 365.6667
18 | 2008003109 | 378 | 368
19 | 2008003109 | 378.6667 | 368.6667
20 | 2008003109 | 379.3333 | 369.3333
21 | 2008003109 | 380 | 370
22 | 2008003109 | 381.3333 | 371.3333
23 | 2008003109 | 382.6667 | 372.6667
24 | 2008003109 | 384 | 374
25 | 2008003109 | 385.3333 | 375.3333
26 | 2008003109 | 386.6667 | 376.6667
27 | 2008003109 | 388 | 378
28 | 2008003109 | 387 | 377
29 | 2008003109 | 386 | 376
30 | 2008003109 | 385 | 375
31 | 2008003109 | 383 | 373
32 | 2008003109 | 381 | 371
33 | 2008003109 | 379 | 369
34 | 2008003109 | 378.3333 | 368.3333
35 | 2008003109 | 377.6667 | 367.6667
36 | 2008003109 | 377 | 367
37 | 2008003109 | 377.3333 | 367.3333
38 | 2008003109 | 377.6667 | 367.6667
39 | 2008003109 | 378 | 368
40 | 2008003109 | 379.6667 | 369.6667
41 | 2008003109 | 381.3333 | 371.3333
42 | 2008003109 | 383 | 373
43 | 2008003109 | 385.3333 | 375.3333
44 | 2008003109 | 387.6667 | 377.6667
45 | 2008003109 | 390 | 380
46 | 2008003109 | 391.3333 | 381.3333
47 | 2008003109 | 392.6667 | 382.6667
48 | 2008003109 | 394 | 384
49 | 2008003109 | 393.3333 | 383.3333
50 | 2008003109 | 392.6667 | 382.6667
51 | 2008003109 | 392 | 382
52 | 2008003109 | 387.6667 | 377.6667
53 | 2008003109 | 383.3333 | 373.3333
54 | 2008003109 | 379 | 369
55 | 2008003109 | 372.3333 | 362.3333
56 | 2008003109 | 365.6667 | 355.6667
57 | 2008003109 | 359 | 349
58 | 2008003109 | 353.6667 | 343.6667
59 | 2008003109 | 348.3333 | 338.3333
60 | 2008003109 | 343 | 333
61 | 2008003109 | 338.3333 | 328.3333
62 | 2008003109 | 333.6667 | 323.6667
63 | 2008003109 | 329 | 319
64 | 2008003109 | 326 | 316
65 | 2008003109 | 323 | 313
66 | 2008003109 | 320 | 310
67 | 2008003109 | 318.3333 | 308.3333
68 | 2008003109 | 316.6667 | 306.6667
69 | 2008003109 | 315 | 305
70 | 2008003109 | 315.3333 | 305.3333
71 | 2008003109 | 315.6667 | 305.6667
72 | 2008003109 | 316 | 306
73 | 2008003109 | 316.3333 | 306.3333
74 | 2008003109 | 316.6667 | 306.6667
75 | 2008003109 | 317 | 307
76 | 2008003109 | 316.3333 | 306.3333
77 | 2008003109 | 315.6667 | 305.6667
78 | 2008003109 | 315 | 305
79 | 2008003109 | 314.6667 | 304.6667
80 | 2008003109 | 314.3333 | 304.3333
81 | 2008003109 | 314 | 304
82 | 2008003109 | 316.3333 | 306.3333
83 | 2008003109 | 318.6667 | 308.6667
84 | 2008003109 | 321 | 311
85 | 2008003109 | 323.3333 | 313.3333
86 | 2008003109 | 325.6667 | 315.6667
87 | 2008003109 | 328 | 318
88 | 2008003109 | 328.3333 | 318.3333
89 | 2008003109 | 328.6667 | 318.6667
90 | 2008003109 | 329 | 339
91 | 2008003109 | 329 | 339
92 | 2008003109 | 329 | 339
93 | 2008003109 | 329 | 339
94 | 2008003109 | 328.6667 | 338.6667
95 | 2008003109 | 328.3333 | 338.3333
96 | 2008003109 | 328 | 338
97 | 2008003109 | 327.6667 | 337.6667
98 | 2008003109 | 327.3333 | 337.3333
99 | 2008003109 | 327 | 337
100 | 2008003109 | 328.6667 | 338.6667
101 | 2008003109 | 330.3333 | 340.3333
102 | 2008003109 | 332 | 342
103 | 2008003109 | 334.3333 | 344.3333
104 | 2008003109 | 336.6667 | 346.6667
105 | 2008003109 | 339 | 349
106 | 2008003109 | 339.3333 | 349.3333
107 | 2008003109 | 339.6667 | 349.6667
108 | 2008003109 | 340 | 350
109 | 2008003109 | 342.3333 | 352.3333
110 | 2008003109 | 344.6667 | 354.6667
111 | 2008003109 | 347 | 357
112 | 2008003109 | 349.6667 | 359.6667
113 | 2008003109 | 352.3333 | 362.3333
114 | 2008003109 | 355 | 365
115 | 2008003109 | 360.3333 | 370.3333
116 | 2008003109 | 365.6667 | 375.6667
117 | 2008003109 | 371 | 381
118 | 2008003109 | 373.6667 | 383.6667
119 | 2008003109 | 376.3333 | 386.3333
120 | 2008003109 | 379 | 389
121 | 2008003109 | 383.3333 | 393.3333
122 | 2008003109 | 387.6667 | 377.6667
123 | 2008003109 | 392 | 382
124 | 2008003109 | 395.3333 | 385.3333
125 | 2008003109 | 398.6667 | 388.6667
126 | 2008003109 | 402 | 392
127 | 2008003109 | 404.3333 | 394.3333
128 | 2008003109 | 406.6667 | 396.6667
129 | 2008003109 | 409 | 399
130 | 2008003109 | 409 | 399
131 | 2008003109 | 409 | 399
132 | 2008003109 | 409 | 399
133 | 2008003109 | 408.3333 | 398.3333
134 | 2008003109 | 407.6667 | 397.6667
135 | 2008003109 | 407 | 397
136 | 2008003109 | 407 | 397
137 | 2008003109 | 407 | 397
138 | 2008003109 | 407 | 397
139 | 2008003109 | 407 | 397
140 | 2008003109 | 407 | 397
141 | 2008003109 | 407 | 397
142 | 2008003109 | 406 | 396
143 | 2008003109 | 405 | 395
0 | 2015008892 | 343 | 333
1 | 2015008892 | 344 | 334
2 | 2015008892 | 345 | 335
3 | 2015008892 | 346 | 336
4 | 2015008892 | 348 | 338
5 | 2015008892 | 350 | 340
6 | 2015008892 | 352 | 342
7 | 2015008892 | 353 | 343
8 | 2015008892 | 354 | 344
9 | 2015008892 | 355 | 345
10 | 2015008892 | 356.6667 | 346.6667
11 | 2015008892 | 358.3333 | 348.3333
12 | 2015008892 | 360 | 350
13 | 2015008892 | 363.6667 | 353.6667
14 | 2015008892 | 367.3333 | 357.3333
15 | 2015008892 | 371 | 361
16 | 2015008892 | 373.3333 | 363.3333
17 | 2015008892 | 375.6667 | 365.6667
18 | 2015008892 | 378 | 368
19 | 2015008892 | 378.6667 | 368.6667
20 | 2015008892 | 379.3333 | 369.3333
21 | 2015008892 | 380 | 370
22 | 2015008892 | 381.3333 | 371.3333
23 | 2015008892 | 382.6667 | 372.6667
24 | 2015008892 | 384 | 374
25 | 2015008892 | 385.3333 | 375.3333
26 | 2015008892 | 386.6667 | 376.6667
27 | 2015008892 | 388 | 378
28 | 2015008892 | 387 | 377
29 | 2015008892 | 386 | 376
30 | 2015008892 | 385 | 375
31 | 2015008892 | 383 | 373
32 | 2015008892 | 381 | 371
33 | 2015008892 | 379 | 369
34 | 2015008892 | 378.3333 | 368.3333
35 | 2015008892 | 377.6667 | 367.6667
36 | 2015008892 | 377 | 367
37 | 2015008892 | 377.3333 | 367.3333
38 | 2015008892 | 377.6667 | 367.6667
39 | 2015008892 | 378 | 368
40 | 2015008892 | 379.6667 | 369.6667
41 | 2015008892 | 381.3333 | 371.3333
42 | 2015008892 | 383 | 373
43 | 2015008892 | 385.3333 | 375.3333
44 | 2015008892 | 387.6667 | 377.6667
45 | 2015008892 | 390 | 380
46 | 2015008892 | 391.3333 | 381.3333
47 | 2015008892 | 392.6667 | 382.6667
48 | 2015008892 | 394 | 384
49 | 2015008892 | 393.3333 | 383.3333
50 | 2015008892 | 392.6667 | 382.6667
51 | 2015008892 | 392 | 382
52 | 2015008892 | 387.6667 | 377.6667
53 | 2015008892 | 383.3333 | 373.3333
54 | 2015008892 | 379 | 369
55 | 2015008892 | 372.3333 | 362.3333
56 | 2015008892 | 365.6667 | 355.6667
57 | 2015008892 | 359 | 349
58 | 2015008892 | 353.6667 | 343.6667
59 | 2015008892 | 348.3333 | 338.3333
60 | 2015008892 | 343 | 333
61 | 2015008892 | 338.3333 | 328.3333
62 | 2015008892 | 333.6667 | 323.6667
63 | 2015008892 | 329 | 319
64 | 2015008892 | 326 | 316
65 | 2015008892 | 323 | 313
66 | 2015008892 | 320 | 310
67 | 2015008892 | 318.3333 | 308.3333
68 | 2015008892 | 316.6667 | 306.6667
69 | 2015008892 | 315 | 305
70 | 2015008892 | 315.3333 | 305.3333
71 | 2015008892 | 315.6667 | 305.6667
72 | 2015008892 | 316 | 306
73 | 2015008892 | 316.3333 | 306.3333
74 | 2015008892 | 316.6667 | 306.6667
75 | 2015008892 | 317 | 307
76 | 2015008892 | 316.3333 | 306.3333
77 | 2015008892 | 315.6667 | 305.6667
78 | 2015008892 | 315 | 305
79 | 2015008892 | 314.6667 | 304.6667
80 | 2015008892 | 314.3333 | 304.3333
81 | 2015008892 | 314 | 304
82 | 2015008892 | 316.3333 | 306.3333
83 | 2015008892 | 318.6667 | 308.6667
84 | 2015008892 | 321 | 311
85 | 2015008892 | 323.3333 | 313.3333
86 | 2015008892 | 325.6667 | 315.6667
87 | 2015008892 | 328 | 318
88 | 2015008892 | 328.3333 | 318.3333
89 | 2015008892 | 328.6667 | 318.6667
90 | 2015008892 | 329 | 339
91 | 2015008892 | 329 | 339
92 | 2015008892 | 329 | 339
93 | 2015008892 | 329 | 339
94 | 2015008892 | 328.6667 | 338.6667
95 | 2015008892 | 328.3333 | 338.3333
96 | 2015008892 | 328 | 338
97 | 2015008892 | 327.6667 | 337.6667
98 | 2015008892 | 327.3333 | 337.3333
99 | 2015008892 | 327 | 337
100 | 2015008892 | 328.6667 | 338.6667
101 | 2015008892 | 330.3333 | 340.3333
102 | 2015008892 | 332 | 342
103 | 2015008892 | 334.3333 | 344.3333
104 | 2015008892 | 336.6667 | 346.6667
105 | 2015008892 | 339 | 349
106 | 2015008892 | 339.3333 | 349.3333
107 | 2015008892 | 339.6667 | 349.6667
108 | 2015008892 | 340 | 350
109 | 2015008892 | 342.3333 | 352.3333
110 | 2015008892 | 344.6667 | 354.6667
111 | 2015008892 | 347 | 357
112 | 2015008892 | 349.6667 | 359.6667
113 | 2015008892 | 352.3333 | 362.3333
114 | 2015008892 | 355 | 365
115 | 2015008892 | 360.3333 | 370.3333
116 | 2015008892 | 365.6667 | 375.6667
117 | 2015008892 | 371 | 381
118 | 2015008892 | 373.6667 | 383.6667
119 | 2015008892 | 376.3333 | 386.3333
120 | 2015008892 | 379 | 389
121 | 2015008892 | 383.3333 | 393.3333
122 | 2015008892 | 387.6667 | 377.6667
123 | 2015008892 | 392 | 382
124 | 2015008892 | 395.3333 | 385.3333
125 | 2015008892 | 398.6667 | 388.6667
126 | 2015008892 | 402 | 392
127 | 2015008892 | 404.3333 | 394.3333
128 | 2015008892 | 406.6667 | 396.6667
129 | 2015008892 | 409 | 399
130 | 2015008892 | 409 | 399
131 | 2015008892 | 409 | 399
132 | 2015008892 | 409 | 399
133 | 2015008892 | 408.3333 | 398.3333
134 | 2015008892 | 407.6667 | 397.6667
135 | 2015008892 | 407 | 397
136 | 2015008892 | 407 | 397
137 | 2015008892 | 407 | 397
138 | 2015008892 | 407 | 397
139 | 2015008892 | 407 | 397
140 | 2015008892 | 407 | 397
141 | 2015008892 | 407 | 397
142 | 2015008892 | 406 | 396
143 | 2015008892 | 405 | 395
0 | 2015002254 | 343 | 333
1 | 2015002254 | 344 | 334
2 | 2015002254 | 345 | 335
3 | 2015002254 | 346 | 336
4 | 2015002254 | 348 | 338
5 | 2015002254 | 350 | 340
6 | 2015002254 | 352 | 342
7 | 2015002254 | 353 | 343
8 | 2015002254 | 354 | 344
9 | 2015002254 | 355 | 345
10 | 2015002254 | 356.6667 | 346.6667
11 | 2015002254 | 358.3333 | 348.3333
12 | 2015002254 | 360 | 350
13 | 2015002254 | 363.6667 | 353.6667
14 | 2015002254 | 367.3333 | 357.3333
15 | 2015002254 | 371 | 361
16 | 2015002254 | 373.3333 | 363.3333
17 | 2015002254 | 375.6667 | 365.6667
18 | 2015002254 | 378 | 368
19 | 2015002254 | 378.6667 | 368.6667
20 | 2015002254 | 379.3333 | 369.3333
21 | 2015002254 | 380 | 370
22 | 2015002254 | 381.3333 | 371.3333
23 | 2015002254 | 382.6667 | 372.6667
24 | 2015002254 | 384 | 374
25 | 2015002254 | 385.3333 | 375.3333
26 | 2015002254 | 386.6667 | 376.6667
27 | 2015002254 | 388 | 378
28 | 2015002254 | 387 | 377
29 | 2015002254 | 386 | 376
30 | 2015002254 | 385 | 375
31 | 2015002254 | 383 | 373
32 | 2015002254 | 381 | 371
33 | 2015002254 | 379 | 369
34 | 2015002254 | 378.3333 | 368.3333
35 | 2015002254 | 377.6667 | 367.6667
36 | 2015002254 | 377 | 367
37 | 2015002254 | 377.3333 | 367.3333
38 | 2015002254 | 377.6667 | 367.6667
39 | 2015002254 | 378 | 368
40 | 2015002254 | 379.6667 | 369.6667
41 | 2015002254 | 381.3333 | 371.3333
42 | 2015002254 | 383 | 373
43 | 2015002254 | 385.3333 | 375.3333
44 | 2015002254 | 387.6667 | 377.6667
45 | 2015002254 | 390 | 380
46 | 2015002254 | 391.3333 | 381.3333
47 | 2015002254 | 392.6667 | 382.6667
48 | 2015002254 | 394 | 384
49 | 2015002254 | 393.3333 | 383.3333
50 | 2015002254 | 392.6667 | 382.6667
51 | 2015002254 | 392 | 382
52 | 2015002254 | 387.6667 | 377.6667
53 | 2015002254 | 383.3333 | 373.3333
54 | 2015002254 | 379 | 369
55 | 2015002254 | 372.3333 | 362.3333
56 | 2015002254 | 365.6667 | 355.6667
57 | 2015002254 | 359 | 349
58 | 2015002254 | 353.6667 | 343.6667
59 | 2015002254 | 348.3333 | 338.3333
60 | 2015002254 | 343 | 333
61 | 2015002254 | 338.3333 | 328.3333
62 | 2015002254 | 333.6667 | 323.6667
63 | 2015002254 | 329 | 319
64 | 2015002254 | 326 | 316
65 | 2015002254 | 323 | 313
66 | 2015002254 | 320 | 310
67 | 2015002254 | 318.3333 | 308.3333
68 | 2015002254 | 316.6667 | 306.6667
69 | 2015002254 | 315 | 305
70 | 2015002254 | 315.3333 | 305.3333
71 | 2015002254 | 315.6667 | 305.6667
72 | 2015002254 | 316 | 306
73 | 2015002254 | 316.3333 | 306.3333
74 | 2015002254 | 316.6667 | 306.6667
75 | 2015002254 | 317 | 307
76 | 2015002254 | 316.3333 | 306.3333
77 | 2015002254 | 315.6667 | 305.6667
78 | 2015002254 | 315 | 305
79 | 2015002254 | 314.6667 | 304.6667
80 | 2015002254 | 314.3333 | 304.3333
81 | 2015002254 | 314 | 304
82 | 2015002254 | 316.3333 | 306.3333
83 | 2015002254 | 318.6667 | 308.6667
84 | 2015002254 | 321 | 311
85 | 2015002254 | 323.3333 | 313.3333
86 | 2015002254 | 325.6667 | 315.6667
87 | 2015002254 | 328 | 318
88 | 2015002254 | 328.3333 | 318.3333
89 | 2015002254 | 328.6667 | 318.6667
90 | 2015002254 | 329 | 339
91 | 2015002254 | 329 | 339
92 | 2015002254 | 329 | 339
93 | 2015002254 | 329 | 339
94 | 2015002254 | 328.6667 | 338.6667
95 | 2015002254 | 328.3333 | 338.3333
96 | 2015002254 | 328 | 338
97 | 2015002254 | 327.6667 | 337.6667
98 | 2015002254 | 327.3333 | 337.3333
99 | 2015002254 | 327 | 337
100 | 2015002254 | 328.6667 | 338.6667
101 | 2015002254 | 330.3333 | 340.3333
102 | 2015002254 | 332 | 342
103 | 2015002254 | 334.3333 | 344.3333
104 | 2015002254 | 336.6667 | 346.6667
105 | 2015002254 | 339 | 349
106 | 2015002254 | 339.3333 | 349.3333
107 | 2015002254 | 339.6667 | 349.6667
108 | 2015002254 | 340 | 350
109 | 2015002254 | 342.3333 | 352.3333
110 | 2015002254 | 344.6667 | 354.6667
111 | 2015002254 | 347 | 357
112 | 2015002254 | 349.6667 | 359.6667
113 | 2015002254 | 352.3333 | 362.3333
114 | 2015002254 | 355 | 365
115 | 2015002254 | 360.3333 | 370.3333
116 | 2015002254 | 365.6667 | 375.6667
117 | 2015002254 | 371 | 381
118 | 2015002254 | 373.6667 | 383.6667
119 | 2015002254 | 376.3333 | 386.3333
120 | 2015002254 | 379 | 389
121 | 2015002254 | 383.3333 | 393.3333
122 | 2015002254 | 387.6667 | 377.6667
123 | 2015002254 | 392 | 382
124 | 2015002254 | 395.3333 | 385.3333
125 | 2015002254 | 398.6667 | 388.6667
126 | 2015002254 | 402 | 392
127 | 2015002254 | 404.3333 | 394.3333
128 | 2015002254 | 406.6667 | 396.6667
129 | 2015002254 | 409 | 399
130 | 2015002254 | 409 | 399
131 | 2015002254 | 409 | 399
132 | 2015002254 | 409 | 399
133 | 2015002254 | 408.3333 | 398.3333
134 | 2015002254 | 407.6667 | 397.6667
135 | 2015002254 | 407 | 397
136 | 2015002254 | 407 | 397
137 | 2015002254 | 407 | 397
138 | 2015002254 | 407 | 397
139 | 2015002254 | 407 | 397
140 | 2015002254 | 407 | 397
141 | 2015002254 | 407 | 397
142 | 2015002254 | 406 | 396
143 | 2015002254 | 405 | 395
0 | 2013008744 | 343 | 333
1 | 2013008744 | 344 | 334
2 | 2013008744 | 345 | 335
3 | 2013008744 | 346 | 336
4 | 2013008744 | 348 | 338
5 | 2013008744 | 350 | 340
6 | 2013008744 | 352 | 342
7 | 2013008744 | 353 | 343
8 | 2013008744 | 354 | 344
9 | 2013008744 | 355 | 345
10 | 2013008744 | 356.6667 | 346.6667
11 | 2013008744 | 358.3333 | 348.3333
12 | 2013008744 | 360 | 350
13 | 2013008744 | 363.6667 | 353.6667
14 | 2013008744 | 367.3333 | 357.3333
15 | 2013008744 | 371 | 361
16 | 2013008744 | 373.3333 | 363.3333
17 | 2013008744 | 375.6667 | 365.6667
18 | 2013008744 | 378 | 368
19 | 2013008744 | 378.6667 | 368.6667
20 | 2013008744 | 379.3333 | 369.3333
21 | 2013008744 | 380 | 370
22 | 2013008744 | 381.3333 | 371.3333
23 | 2013008744 | 382.6667 | 372.6667
24 | 2013008744 | 384 | 374
25 | 2013008744 | 385.3333 | 375.3333
26 | 2013008744 | 386.6667 | 376.6667
27 | 2013008744 | 388 | 378
28 | 2013008744 | 387 | 377
29 | 2013008744 | 386 | 376
30 | 2013008744 | 385 | 375
31 | 2013008744 | 383 | 373
32 | 2013008744 | 381 | 371
33 | 2013008744 | 379 | 369
34 | 2013008744 | 378.3333 | 368.3333
35 | 2013008744 | 377.6667 | 367.6667
36 | 2013008744 | 377 | 367
37 | 2013008744 | 377.3333 | 367.3333
38 | 2013008744 | 377.6667 | 367.6667
39 | 2013008744 | 378 | 368
40 | 2013008744 | 379.6667 | 369.6667
41 | 2013008744 | 381.3333 | 371.3333
42 | 2013008744 | 383 | 373
43 | 2013008744 | 385.3333 | 375.3333
44 | 2013008744 | 387.6667 | 377.6667
45 | 2013008744 | 390 | 380
46 | 2013008744 | 391.3333 | 381.3333
47 | 2013008744 | 392.6667 | 382.6667
48 | 2013008744 | 394 | 384
49 | 2013008744 | 393.3333 | 383.3333
50 | 2013008744 | 392.6667 | 382.6667
51 | 2013008744 | 392 | 382
52 | 2013008744 | 387.6667 | 377.6667
53 | 2013008744 | 383.3333 | 373.3333
54 | 2013008744 | 379 | 369
55 | 2013008744 | 372.3333 | 362.3333
56 | 2013008744 | 365.6667 | 355.6667
57 | 2013008744 | 359 | 349
58 | 2013008744 | 353.6667 | 343.6667
59 | 2013008744 | 348.3333 | 338.3333
60 | 2013008744 | 343 | 333
61 | 2013008744 | 338.3333 | 328.3333
62 | 2013008744 | 333.6667 | 323.6667
63 | 2013008744 | 329 | 319
64 | 2013008744 | 326 | 316
65 | 2013008744 | 323 | 313
66 | 2013008744 | 320 | 310
67 | 2013008744 | 318.3333 | 308.3333
68 | 2013008744 | 316.6667 | 306.6667
69 | 2013008744 | 315 | 305
70 | 2013008744 | 315.3333 | 305.3333
71 | 2013008744 | 315.6667 | 305.6667
72 | 2013008744 | 316 | 306
73 | 2013008744 | 316.3333 | 306.3333
74 | 2013008744 | 316.6667 | 306.6667
75 | 2013008744 | 317 | 307
76 | 2013008744 | 316.3333 | 306.3333
77 | 2013008744 | 315.6667 | 305.6667
78 | 2013008744 | 315 | 305
79 | 2013008744 | 314.6667 | 304.6667
80 | 2013008744 | 314.3333 | 304.3333
81 | 2013008744 | 314 | 304
82 | 2013008744 | 316.3333 | 306.3333
83 | 2013008744 | 318.6667 | 308.6667
84 | 2013008744 | 321 | 311
85 | 2013008744 | 323.3333 | 313.3333
86 | 2013008744 | 325.6667 | 315.6667
87 | 2013008744 | 328 | 318
88 | 2013008744 | 328.3333 | 318.3333
89 | 2013008744 | 328.6667 | 318.6667
90 | 2013008744 | 329 | 339
91 | 2013008744 | 329 | 339
92 | 2013008744 | 329 | 339
93 | 2013008744 | 329 | 339
94 | 2013008744 | 328.6667 | 338.6667
95 | 2013008744 | 328.3333 | 338.3333
96 | 2013008744 | 328 | 338
97 | 2013008744 | 327.6667 | 337.6667
98 | 2013008744 | 327.3333 | 337.3333
99 | 2013008744 | 327 | 337
100 | 2013008744 | 328.6667 | 338.6667
101 | 2013008744 | 330.3333 | 340.3333
102 | 2013008744 | 332 | 342
103 | 2013008744 | 334.3333 | 344.3333
104 | 2013008744 | 336.6667 | 346.6667
105 | 2013008744 | 339 | 349
106 | 2013008744 | 339.3333 | 349.3333
107 | 2013008744 | 339.6667 | 349.6667
108 | 2013008744 | 340 | 350
109 | 2013008744 | 342.3333 | 352.3333
110 | 2013008744 | 344.6667 | 354.6667
111 | 2013008744 | 347 | 357
112 | 2013008744 | 349.6667 | 359.6667
113 | 2013008744 | 352.3333 | 362.3333
114 | 2013008744 | 355 | 365
115 | 2013008744 | 360.3333 | 370.3333
116 | 2013008744 | 365.6667 | 375.6667
117 | 2013008744 | 371 | 381
118 | 2013008744 | 373.6667 | 383.6667
119 | 2013008744 | 376.3333 | 386.3333
120 | 2013008744 | 379 | 389
121 | 2013008744 | 383.3333 | 393.3333
122 | 2013008744 | 387.6667 | 377.6667
123 | 2013008744 | 392 | 382
124 | 2013008744 | 395.3333 | 385.3333
125 | 2013008744 | 398.6667 | 388.6667
126 | 2013008744 | 402 | 392
127 | 2013008744 | 404.3333 | 394.3333
128 | 2013008744 | 406.6667 | 396.6667
129 | 2013008744 | 409 | 399
130 | 2013008744 | 409 | 399
131 | 2013008744 | 409 | 399
132 | 2013008744 | 409 | 399
133 | 2013008744 | 408.3333 | 398.3333
134 | 2013008744 | 407.6667 | 397.6667
135 | 2013008744 | 407 | 397
136 | 2013008744 | 407 | 397
137 | 2013008744 | 407 | 397
138 | 2013008744 | 407 | 397
139 | 2013008744 | 407 | 397
140 | 2013008744 | 407 | 397
141 | 2013008744 | 407 | 397
142 | 2013008744 | 406 | 396
143 | 2013008744 | 405 | 395
0 | 2005000282 | 343 | 333
1 | 2005000282 | 344 | 334
2 | 2005000282 | 345 | 335
3 | 2005000282 | 346 | 336
4 | 2005000282 | 348 | 338
5 | 2005000282 | 350 | 340
6 | 2005000282 | 352 | 342
7 | 2005000282 | 353 | 343
8 | 2005000282 | 354 | 344
9 | 2005000282 | 355 | 345
10 | 2005000282 | 356.6667 | 346.6667
11 | 2005000282 | 358.3333 | 348.3333
12 | 2005000282 | 360 | 350
13 | 2005000282 | 363.6667 | 353.6667
14 | 2005000282 | 367.3333 | 357.3333
15 | 2005000282 | 371 | 361
16 | 2005000282 | 373.3333 | 363.3333
17 | 2005000282 | 375.6667 | 365.6667
18 | 2005000282 | 378 | 368
19 | 2005000282 | 378.6667 | 368.6667
20 | 2005000282 | 379.3333 | 369.3333
21 | 2005000282 | 380 | 370
22 | 2005000282 | 381.3333 | 371.3333
23 | 2005000282 | 382.6667 | 372.6667
24 | 2005000282 | 384 | 374
25 | 2005000282 | 385.3333 | 375.3333
26 | 2005000282 | 386.6667 | 376.6667
27 | 2005000282 | 388 | 378
28 | 2005000282 | 387 | 377
29 | 2005000282 | 386 | 376
30 | 2005000282 | 385 | 375
31 | 2005000282 | 383 | 373
32 | 2005000282 | 381 | 371
33 | 2005000282 | 379 | 369
34 | 2005000282 | 378.3333 | 368.3333
35 | 2005000282 | 377.6667 | 367.6667
36 | 2005000282 | 377 | 367
37 | 2005000282 | 377.3333 | 367.3333
38 | 2005000282 | 377.6667 | 367.6667
39 | 2005000282 | 378 | 368
40 | 2005000282 | 379.6667 | 369.6667
41 | 2005000282 | 381.3333 | 371.3333
42 | 2005000282 | 383 | 373
43 | 2005000282 | 385.3333 | 375.3333
44 | 2005000282 | 387.6667 | 377.6667
45 | 2005000282 | 390 | 380
46 | 2005000282 | 391.3333 | 381.3333
47 | 2005000282 | 392.6667 | 382.6667
48 | 2005000282 | 394 | 384
49 | 2005000282 | 393.3333 | 383.3333
50 | 2005000282 | 392.6667 | 382.6667
51 | 2005000282 | 392 | 382
52 | 2005000282 | 387.6667 | 377.6667
53 | 2005000282 | 383.3333 | 373.3333
54 | 2005000282 | 379 | 369
55 | 2005000282 | 372.3333 | 362.3333
56 | 2005000282 | 365.6667 | 355.6667
57 | 2005000282 | 359 | 349
58 | 2005000282 | 353.6667 | 343.6667
59 | 2005000282 | 348.3333 | 338.3333
60 | 2005000282 | 343 | 333
61 | 2005000282 | 338.3333 | 328.3333
62 | 2005000282 | 333.6667 | 323.6667
63 | 2005000282 | 329 | 319
64 | 2005000282 | 326 | 316
65 | 2005000282 | 323 | 313
66 | 2005000282 | 320 | 310
67 | 2005000282 | 318.3333 | 308.3333
68 | 2005000282 | 316.6667 | 306.6667
69 | 2005000282 | 315 | 305
70 | 2005000282 | 315.3333 | 305.3333
71 | 2005000282 | 315.6667 | 305.6667
72 | 2005000282 | 316 | 306
73 | 2005000282 | 316.3333 | 306.3333
74 | 2005000282 | 316.6667 | 306.6667
75 | 2005000282 | 317 | 307
76 | 2005000282 | 316.3333 | 306.3333
77 | 2005000282 | 315.6667 | 305.6667
78 | 2005000282 | 315 | 305
79 | 2005000282 | 314.6667 | 304.6667
80 | 2005000282 | 314.3333 | 304.3333
81 | 2005000282 | 314 | 304
82 | 2005000282 | 316.3333 | 306.3333
83 | 2005000282 | 318.6667 | 308.6667
84 | 2005000282 | 321 | 311
85 | 2005000282 | 323.3333 | 313.3333
86 | 2005000282 | 325.6667 | 315.6667
87 | 2005000282 | 328 | 318
88 | 2005000282 | 328.3333 | 318.3333
89 | 2005000282 | 328.6667 | 318.6667
90 | 2005000282 | 329 | 339
91 | 2005000282 | 329 | 339
92 | 2005000282 | 329 | 339
93 | 2005000282 | 329 | 339
94 | 2005000282 | 328.6667 | 338.6667
95 | 2005000282 | 328.3333 | 338.3333
96 | 2005000282 | 328 | 338
97 | 2005000282 | 327.6667 | 337.6667
98 | 2005000282 | 327.3333 | 337.3333
99 | 2005000282 | 327 | 337
100 | 2005000282 | 328.6667 | 338.6667
101 | 2005000282 | 330.3333 | 340.3333
102 | 2005000282 | 332 | 342
103 | 2005000282 | 334.3333 | 344.3333
104 | 2005000282 | 336.6667 | 346.6667
105 | 2005000282 | 339 | 349
106 | 2005000282 | 339.3333 | 349.3333
107 | 2005000282 | 339.6667 | 349.6667
108 | 2005000282 | 340 | 350
109 | 2005000282 | 342.3333 | 352.3333
110 | 2005000282 | 344.6667 | 354.6667
111 | 2005000282 | 347 | 357
112 | 2005000282 | 349.6667 | 359.6667
113 | 2005000282 | 352.3333 | 362.3333
114 | 2005000282 | 355 | 365
115 | 2005000282 | 360.3333 | 370.3333
116 | 2005000282 | 365.6667 | 375.6667
117 | 2005000282 | 371 | 381
118 | 2005000282 | 373.6667 | 383.6667
119 | 2005000282 | 376.3333 | 386.3333
120 | 2005000282 | 379 | 389
121 | 2005000282 | 383.3333 | 393.3333
122 | 2005000282 | 387.6667 | 377.6667
123 | 2005000282 | 392 | 382
124 | 2005000282 | 395.3333 | 385.3333
125 | 2005000282 | 398.6667 | 388.6667
126 | 2005000282 | 402 | 392
127 | 2005000282 | 404.3333 | 394.3333
128 | 2005000282 | 406.6667 | 396.6667
129 | 2005000282 | 409 | 399
130 | 2005000282 | 409 | 399
131 | 2005000282 | 409 | 399
132 | 2005000282 | 409 | 399
133 | 2005000282 | 408.3333 | 398.3333
134 | 2005000282 | 407.6667 | 397.6667
135 | 2005000282 | 407 | 397
136 | 2005000282 | 407 | 397
137 | 2005000282 | 407 | 397
138 | 2005000282 | 407 | 397
139 | 2005000282 | 407 | 397
140 | 2005000282 | 407 | 397
141 | 2005000282 | 407 | 397
142 | 2005000282 | 406 | 396
143 | 2005000282 | 405 | 395
0 | 2010001269 | 343 | 333
1 | 2010001269 | 344 | 334
2 | 2010001269 | 345 | 335
3 | 2010001269 | 346 | 336
4 | 2010001269 | 348 | 338
5 | 2010001269 | 350 | 340
6 | 2010001269 | 352 | 342
7 | 2010001269 | 353 | 343
8 | 2010001269 | 354 | 344
9 | 2010001269 | 355 | 345
10 | 2010001269 | 356.6667 | 346.6667
11 | 2010001269 | 358.3333 | 348.3333
12 | 2010001269 | 360 | 350
13 | 2010001269 | 363.6667 | 353.6667
14 | 2010001269 | 367.3333 | 357.3333
15 | 2010001269 | 371 | 361
16 | 2010001269 | 373.3333 | 363.3333
17 | 2010001269 | 375.6667 | 365.6667
18 | 2010001269 | 378 | 368
19 | 2010001269 | 378.6667 | 368.6667
20 | 2010001269 | 379.3333 | 369.3333
21 | 2010001269 | 380 | 370
22 | 2010001269 | 381.3333 | 371.3333
23 | 2010001269 | 382.6667 | 372.6667
24 | 2010001269 | 384 | 374
25 | 2010001269 | 385.3333 | 375.3333
26 | 2010001269 | 386.6667 | 376.6667
27 | 2010001269 | 388 | 378
28 | 2010001269 | 387 | 377
29 | 2010001269 | 386 | 376
30 | 2010001269 | 385 | 375
31 | 2010001269 | 383 | 373
32 | 2010001269 | 381 | 371
33 | 2010001269 | 379 | 369
34 | 2010001269 | 378.3333 | 368.3333
35 | 2010001269 | 377.6667 | 367.6667
36 | 2010001269 | 377 | 367
37 | 2010001269 | 377.3333 | 367.3333
38 | 2010001269 | 377.6667 | 367.6667
39 | 2010001269 | 378 | 368
40 | 2010001269 | 379.6667 | 369.6667
41 | 2010001269 | 381.3333 | 371.3333
42 | 2010001269 | 383 | 373
43 | 2010001269 | 385.3333 | 375.3333
44 | 2010001269 | 387.6667 | 377.6667
45 | 2010001269 | 390 | 380
46 | 2010001269 | 391.3333 | 381.3333
47 | 2010001269 | 392.6667 | 382.6667
48 | 2010001269 | 394 | 384
49 | 2010001269 | 393.3333 | 383.3333
50 | 2010001269 | 392.6667 | 382.6667
51 | 2010001269 | 392 | 382
52 | 2010001269 | 387.6667 | 377.6667
53 | 2010001269 | 383.3333 | 373.3333
54 | 2010001269 | 379 | 369
55 | 2010001269 | 372.3333 | 362.3333
56 | 2010001269 | 365.6667 | 355.6667
57 | 2010001269 | 359 | 349
58 | 2010001269 | 353.6667 | 343.6667
59 | 2010001269 | 348.3333 | 338.3333
60 | 2010001269 | 343 | 333
61 | 2010001269 | 338.3333 | 328.3333
62 | 2010001269 | 333.6667 | 323.6667
63 | 2010001269 | 329 | 319
64 | 2010001269 | 326 | 316
65 | 2010001269 | 323 | 313
66 | 2010001269 | 320 | 310
67 | 2010001269 | 318.3333 | 308.3333
68 | 2010001269 | 316.6667 | 306.6667
69 | 2010001269 | 315 | 305
70 | 2010001269 | 315.3333 | 305.3333
71 | 2010001269 | 315.6667 | 305.6667
72 | 2010001269 | 316 | 306
73 | 2010001269 | 316.3333 | 306.3333
74 | 2010001269 | 316.6667 | 306.6667
75 | 2010001269 | 317 | 307
76 | 2010001269 | 316.3333 | 306.3333
77 | 2010001269 | 315.6667 | 305.6667
78 | 2010001269 | 315 | 305
79 | 2010001269 | 314.6667 | 304.6667
80 | 2010001269 | 314.3333 | 304.3333
81 | 2010001269 | 314 | 304
82 | 2010001269 | 316.3333 | 306.3333
83 | 2010001269 | 318.6667 | 308.6667
84 | 2010001269 | 321 | 311
85 | 2010001269 | 323.3333 | 313.3333
86 | 2010001269 | 325.6667 | 315.6667
87 | 2010001269 | 328 | 318
88 | 2010001269 | 328.3333 | 318.3333
89 | 2010001269 | 328.6667 | 318.6667
90 | 2010001269 | 329 | 339
91 | 2010001269 | 329 | 339
92 | 2010001269 | 329 | 339
93 | 2010001269 | 329 | 339
94 | 2010001269 | 328.6667 | 338.6667
95 | 2010001269 | 328.3333 | 338.3333
96 | 2010001269 | 328 | 338
97 | 2010001269 | 327.6667 | 337.6667
98 | 2010001269 | 327.3333 | 337.3333
99 | 2010001269 | 327 | 337
100 | 2010001269 | 328.6667 | 338.6667
101 | 2010001269 | 330.3333 | 340.3333
102 | 2010001269 | 332 | 342
103 | 2010001269 | 334.3333 | 344.3333
104 | 2010001269 | 336.6667 | 346.6667
105 | 2010001269 | 339 | 349
106 | 2010001269 | 339.3333 | 349.3333
107 | 2010001269 | 339.6667 | 349.6667
108 | 2010001269 | 340 | 350
109 | 2010001269 | 342.3333 | 352.3333
110 | 2010001269 | 344.6667 | 354.6667
111 | 2010001269 | 347 | 357
112 | 2010001269 | 349.6667 | 359.6667
113 | 2010001269 | 352.3333 | 362.3333
114 | 2010001269 | 355 | 365
115 | 2010001269 | 360.3333 | 370.3333
116 | 2010001269 | 365.6667 | 375.6667
117 | 2010001269 | 371 | 381
118 | 2010001269 | 373.6667 | 383.6667
119 | 2010001269 | 376.3333 | 386.3333
120 | 2010001269 | 379 | 389
121 | 2010001269 | 383.3333 | 393.3333
122 | 2010001269 | 387.6667 | 377.6667
123 | 2010001269 | 392 | 382
124 | 2010001269 | 395.3333 | 385.3333
125 | 2010001269 | 398.6667 | 388.6667
126 | 2010001269 | 402 | 392
127 | 2010001269 | 404.3333 | 394.3333
128 | 2010001269 | 406.6667 | 396.6667
129 | 2010001269 | 409 | 399
130 | 2010001269 | 409 | 399
131 | 2010001269 | 409 | 399
132 | 2010001269 | 409 | 399
133 | 2010001269 | 408.3333 | 398.3333
134 | 2010001269 | 407.6667 | 397.6667
135 | 2010001269 | 407 | 397
136 | 2010001269 | 407 | 397
137 | 2010001269 | 407 | 397
138 | 2010001269 | 407 | 397
139 | 2010001269 | 407 | 397
140 | 2010001269 | 407 | 397
141 | 2010001269 | 407 | 397
142 | 2010001269 | 406 | 396
143 | 2010001269 | 405 | 395
0 | 2008006653 | 343 | 333
1 | 2008006653 | 344 | 334
2 | 2008006653 | 345 | 335
3 | 2008006653 | 346 | 336
4 | 2008006653 | 348 | 338
5 | 2008006653 | 350 | 340
6 | 2008006653 | 352 | 342
7 | 2008006653 | 353 | 343
8 | 2008006653 | 354 | 344
9 | 2008006653 | 355 | 345
10 | 2008006653 | 356.6667 | 346.6667
11 | 2008006653 | 358.3333 | 348.3333
12 | 2008006653 | 360 | 350
13 | 2008006653 | 363.6667 | 353.6667
14 | 2008006653 | 367.3333 | 357.3333
15 | 2008006653 | 371 | 361
16 | 2008006653 | 373.3333 | 363.3333
17 | 2008006653 | 375.6667 | 365.6667
18 | 2008006653 | 378 | 368
19 | 2008006653 | 378.6667 | 368.6667
20 | 2008006653 | 379.3333 | 369.3333
21 | 2008006653 | 380 | 370
22 | 2008006653 | 381.3333 | 371.3333
23 | 2008006653 | 382.6667 | 372.6667
24 | 2008006653 | 384 | 374
25 | 2008006653 | 385.3333 | 375.3333
26 | 2008006653 | 386.6667 | 376.6667
27 | 2008006653 | 388 | 378
28 | 2008006653 | 387 | 377
29 | 2008006653 | 386 | 376
30 | 2008006653 | 385 | 375
31 | 2008006653 | 383 | 373
32 | 2008006653 | 381 | 371
33 | 2008006653 | 379 | 369
34 | 2008006653 | 378.3333 | 368.3333
35 | 2008006653 | 377.6667 | 367.6667
36 | 2008006653 | 377 | 367
37 | 2008006653 | 377.3333 | 367.3333
38 | 2008006653 | 377.6667 | 367.6667
39 | 2008006653 | 378 | 368
40 | 2008006653 | 379.6667 | 369.6667
41 | 2008006653 | 381.3333 | 371.3333
42 | 2008006653 | 383 | 373
43 | 2008006653 | 385.3333 | 375.3333
44 | 2008006653 | 387.6667 | 377.6667
45 | 2008006653 | 390 | 380
46 | 2008006653 | 391.3333 | 381.3333
47 | 2008006653 | 392.6667 | 382.6667
48 | 2008006653 | 394 | 384
49 | 2008006653 | 393.3333 | 383.3333
50 | 2008006653 | 392.6667 | 382.6667
51 | 2008006653 | 392 | 382
52 | 2008006653 | 387.6667 | 377.6667
53 | 2008006653 | 383.3333 | 373.3333
54 | 2008006653 | 379 | 369
55 | 2008006653 | 372.3333 | 362.3333
56 | 2008006653 | 365.6667 | 355.6667
57 | 2008006653 | 359 | 349
58 | 2008006653 | 353.6667 | 343.6667
59 | 2008006653 | 348.3333 | 338.3333
60 | 2008006653 | 343 | 333
61 | 2008006653 | 338.3333 | 328.3333
62 | 2008006653 | 333.6667 | 323.6667
63 | 2008006653 | 329 | 319
64 | 2008006653 | 326 | 316
65 | 2008006653 | 323 | 313
66 | 2008006653 | 320 | 310
67 | 2008006653 | 318.3333 | 308.3333
68 | 2008006653 | 316.6667 | 306.6667
69 | 2008006653 | 315 | 305
70 | 2008006653 | 315.3333 | 305.3333
71 | 2008006653 | 315.6667 | 305.6667
72 | 2008006653 | 316 | 306
73 | 2008006653 | 316.3333 | 306.3333
74 | 2008006653 | 316.6667 | 306.6667
75 | 2008006653 | 317 | 307
76 | 2008006653 | 316.3333 | 306.3333
77 | 2008006653 | 315.6667 | 305.6667
78 | 2008006653 | 315 | 305
79 | 2008006653 | 314.6667 | 304.6667
80 | 2008006653 | 314.3333 | 304.3333
81 | 2008006653 | 314 | 304
82 | 2008006653 | 316.3333 | 306.3333
83 | 2008006653 | 318.6667 | 308.6667
84 | 2008006653 | 321 | 311
85 | 2008006653 | 323.3333 | 313.3333
86 | 2008006653 | 325.6667 | 315.6667
87 | 2008006653 | 328 | 318
88 | 2008006653 | 328.3333 | 318.3333
89 | 2008006653 | 328.6667 | 318.6667
90 | 2008006653 | 329 | 339
91 | 2008006653 | 329 | 339
92 | 2008006653 | 329 | 339
93 | 2008006653 | 329 | 339
94 | 2008006653 | 328.6667 | 338.6667
95 | 2008006653 | 328.3333 | 338.3333
96 | 2008006653 | 328 | 338
97 | 2008006653 | 327.6667 | 337.6667
98 | 2008006653 | 327.3333 | 337.3333
99 | 2008006653 | 327 | 337
100 | 2008006653 | 328.6667 | 338.6667
101 | 2008006653 | 330.3333 | 340.3333
102 | 2008006653 | 332 | 342
103 | 2008006653 | 334.3333 | 344.3333
104 | 2008006653 | 336.6667 | 346.6667
105 | 2008006653 | 339 | 349
106 | 2008006653 | 339.3333 | 349.3333
107 | 2008006653 | 339.6667 | 349.6667
108 | 2008006653 | 340 | 350
109 | 2008006653 | 342.3333 | 352.3333
110 | 2008006653 | 344.6667 | 354.6667
111 | 2008006653 | 347 | 357
112 | 2008006653 | 349.6667 | 359.6667
113 | 2008006653 | 352.3333 | 362.3333
114 | 2008006653 | 355 | 365
115 | 2008006653 | 360.3333 | 370.3333
116 | 2008006653 | 365.6667 | 375.6667
117 | 2008006653 | 371 | 381
118 | 2008006653 | 373.6667 | 383.6667
119 | 2008006653 | 376.3333 | 386.3333
120 | 2008006653 | 379 | 389
121 | 2008006653 | 383.3333 | 393.3333
122 | 2008006653 | 387.6667 | 377.6667
123 | 2008006653 | 392 | 382
124 | 2008006653 | 395.3333 | 385.3333
125 | 2008006653 | 398.6667 | 388.6667
126 | 2008006653 | 402 | 392
127 | 2008006653 | 404.3333 | 394.3333
128 | 2008006653 | 406.6667 | 396.6667
129 | 2008006653 | 409 | 399
130 | 2008006653 | 409 | 399
131 | 2008006653 | 409 | 399
132 | 2008006653 | 409 | 399
133 | 2008006653 | 408.3333 | 398.3333
134 | 2008006653 | 407.6667 | 397.6667
135 | 2008006653 | 407 | 397
136 | 2008006653 | 407 | 397
137 | 2008006653 | 407 | 397
138 | 2008006653 | 407 | 397
139 | 2008006653 | 407 | 397
140 | 2008006653 | 407 | 397
141 | 2008006653 | 407 | 397
142 | 2008006653 | 406 | 396
143 | 2008006653 | 405 | 395
0 | 2015008285 | 343 | 333
1 | 2015008285 | 344 | 334
2 | 2015008285 | 345 | 335
3 | 2015008285 | 346 | 336
4 | 2015008285 | 348 | 338
5 | 2015008285 | 350 | 340
6 | 2015008285 | 352 | 342
7 | 2015008285 | 353 | 343
8 | 2015008285 | 354 | 344
9 | 2015008285 | 355 | 345
10 | 2015008285 | 356.6667 | 346.6667
11 | 2015008285 | 358.3333 | 348.3333
12 | 2015008285 | 360 | 350
13 | 2015008285 | 363.6667 | 353.6667
14 | 2015008285 | 367.3333 | 357.3333
15 | 2015008285 | 371 | 361
16 | 2015008285 | 373.3333 | 363.3333
17 | 2015008285 | 375.6667 | 365.6667
18 | 2015008285 | 378 | 368
19 | 2015008285 | 378.6667 | 368.6667
20 | 2015008285 | 379.3333 | 369.3333
21 | 2015008285 | 380 | 370
22 | 2015008285 | 381.3333 | 371.3333
23 | 2015008285 | 382.6667 | 372.6667
24 | 2015008285 | 384 | 374
25 | 2015008285 | 385.3333 | 375.3333
26 | 2015008285 | 386.6667 | 376.6667
27 | 2015008285 | 388 | 378
28 | 2015008285 | 387 | 377
29 | 2015008285 | 386 | 376
30 | 2015008285 | 385 | 375
31 | 2015008285 | 383 | 373
32 | 2015008285 | 381 | 371
33 | 2015008285 | 379 | 369
34 | 2015008285 | 378.3333 | 368.3333
35 | 2015008285 | 377.6667 | 367.6667
36 | 2015008285 | 377 | 367
37 | 2015008285 | 377.3333 | 367.3333
38 | 2015008285 | 377.6667 | 367.6667
39 | 2015008285 | 378 | 368
40 | 2015008285 | 379.6667 | 369.6667
41 | 2015008285 | 381.3333 | 371.3333
42 | 2015008285 | 383 | 373
43 | 2015008285 | 385.3333 | 375.3333
44 | 2015008285 | 387.6667 | 377.6667
45 | 2015008285 | 390 | 380
46 | 2015008285 | 391.3333 | 381.3333
47 | 2015008285 | 392.6667 | 382.6667
48 | 2015008285 | 394 | 384
49 | 2015008285 | 393.3333 | 383.3333
50 | 2015008285 | 392.6667 | 382.6667
51 | 2015008285 | 392 | 382
52 | 2015008285 | 387.6667 | 377.6667
53 | 2015008285 | 383.3333 | 373.3333
54 | 2015008285 | 379 | 369
55 | 2015008285 | 372.3333 | 362.3333
56 | 2015008285 | 365.6667 | 355.6667
57 | 2015008285 | 359 | 349
58 | 2015008285 | 353.6667 | 343.6667
59 | 2015008285 | 348.3333 | 338.3333
60 | 2015008285 | 343 | 333
61 | 2015008285 | 338.3333 | 328.3333
62 | 2015008285 | 333.6667 | 323.6667
63 | 2015008285 | 329 | 319
64 | 2015008285 | 326 | 316
65 | 2015008285 | 323 | 313
66 | 2015008285 | 320 | 310
67 | 2015008285 | 318.3333 | 308.3333
68 | 2015008285 | 316.6667 | 306.6667
69 | 2015008285 | 315 | 305
70 | 2015008285 | 315.3333 | 305.3333
71 | 2015008285 | 315.6667 | 305.6667
72 | 2015008285 | 316 | 306
73 | 2015008285 | 316.3333 | 306.3333
74 | 2015008285 | 316.6667 | 306.6667
75 | 2015008285 | 317 | 307
76 | 2015008285 | 316.3333 | 306.3333
77 | 2015008285 | 315.6667 | 305.6667
78 | 2015008285 | 315 | 305
79 | 2015008285 | 314.6667 | 304.6667
80 | 2015008285 | 314.3333 | 304.3333
81 | 2015008285 | 314 | 304
82 | 2015008285 | 316.3333 | 306.3333
83 | 2015008285 | 318.6667 | 308.6667
84 | 2015008285 | 321 | 311
85 | 2015008285 | 323.3333 | 313.3333
86 | 2015008285 | 325.6667 | 315.6667
87 | 2015008285 | 328 | 318
88 | 2015008285 | 328.3333 | 318.3333
89 | 2015008285 | 328.6667 | 318.6667
90 | 2015008285 | 329 | 339
91 | 2015008285 | 329 | 339
92 | 2015008285 | 329 | 339
93 | 2015008285 | 329 | 339
94 | 2015008285 | 328.6667 | 338.6667
95 | 2015008285 | 328.3333 | 338.3333
96 | 2015008285 | 328 | 338
97 | 2015008285 | 327.6667 | 337.6667
98 | 2015008285 | 327.3333 | 337.3333
99 | 2015008285 | 327 | 337
100 | 2015008285 | 328.6667 | 338.6667
101 | 2015008285 | 330.3333 | 340.3333
102 | 2015008285 | 332 | 342
103 | 2015008285 | 334.3333 | 344.3333
104 | 2015008285 | 336.6667 | 346.6667
105 | 2015008285 | 339 | 349
106 | 2015008285 | 339.3333 | 349.3333
107 | 2015008285 | 339.6667 | 349.6667
108 | 2015008285 | 340 | 350
109 | 2015008285 | 342.3333 | 352.3333
110 | 2015008285 | 344.6667 | 354.6667
111 | 2015008285 | 347 | 357
112 | 2015008285 | 349.6667 | 359.6667
113 | 2015008285 | 352.3333 | 362.3333
114 | 2015008285 | 355 | 365
115 | 2015008285 | 360.3333 | 370.3333
116 | 2015008285 | 365.6667 | 375.6667
117 | 2015008285 | 371 | 381
118 | 2015008285 | 373.6667 | 383.6667
119 | 2015008285 | 376.3333 | 386.3333
120 | 2015008285 | 379 | 389
121 | 2015008285 | 383.3333 | 393.3333
122 | 2015008285 | 387.6667 | 377.6667
123 | 2015008285 | 392 | 382
124 | 2015008285 | 395.3333 | 385.3333
125 | 2015008285 | 398.6667 | 388.6667
126 | 2015008285 | 402 | 392
127 | 2015008285 | 404.3333 | 394.3333
128 | 2015008285 | 406.6667 | 396.6667
129 | 2015008285 | 409 | 399
130 | 2015008285 | 409 | 399
131 | 2015008285 | 409 | 399
132 | 2015008285 | 409 | 399
133 | 2015008285 | 408.3333 | 398.3333
134 | 2015008285 | 407.6667 | 397.6667
135 | 2015008285 | 407 | 397
136 | 2015008285 | 407 | 397
137 | 2015008285 | 407 | 397
138 | 2015008285 | 407 | 397
139 | 2015008285 | 407 | 397
140 | 2015008285 | 407 | 397
141 | 2015008285 | 407 | 397
142 | 2015008285 | 406 | 396
143 | 2015008285 | 405 | 395
0 | 2005000641 | 343 | 333
1 | 2005000641 | 344 | 334
2 | 2005000641 | 345 | 335
3 | 2005000641 | 346 | 336
4 | 2005000641 | 348 | 338
5 | 2005000641 | 350 | 340
6 | 2005000641 | 352 | 342
7 | 2005000641 | 353 | 343
8 | 2005000641 | 354 | 344
9 | 2005000641 | 355 | 345
10 | 2005000641 | 356.6667 | 346.6667
11 | 2005000641 | 358.3333 | 348.3333
12 | 2005000641 | 360 | 350
13 | 2005000641 | 363.6667 | 353.6667
14 | 2005000641 | 367.3333 | 357.3333
15 | 2005000641 | 371 | 361
16 | 2005000641 | 373.3333 | 363.3333
17 | 2005000641 | 375.6667 | 365.6667
18 | 2005000641 | 378 | 368
19 | 2005000641 | 378.6667 | 368.6667
20 | 2005000641 | 379.3333 | 369.3333
21 | 2005000641 | 380 | 370
22 | 2005000641 | 381.3333 | 371.3333
23 | 2005000641 | 382.6667 | 372.6667
24 | 2005000641 | 384 | 374
25 | 2005000641 | 385.3333 | 375.3333
26 | 2005000641 | 386.6667 | 376.6667
27 | 2005000641 | 388 | 378
28 | 2005000641 | 387 | 377
29 | 2005000641 | 386 | 376
30 | 2005000641 | 385 | 375
31 | 2005000641 | 383 | 373
32 | 2005000641 | 381 | 371
33 | 2005000641 | 379 | 369
34 | 2005000641 | 378.3333 | 368.3333
35 | 2005000641 | 377.6667 | 367.6667
36 | 2005000641 | 377 | 367
37 | 2005000641 | 377.3333 | 367.3333
38 | 2005000641 | 377.6667 | 367.6667
39 | 2005000641 | 378 | 368
40 | 2005000641 | 379.6667 | 369.6667
41 | 2005000641 | 381.3333 | 371.3333
42 | 2005000641 | 383 | 373
43 | 2005000641 | 385.3333 | 375.3333
44 | 2005000641 | 387.6667 | 377.6667
45 | 2005000641 | 390 | 380
46 | 2005000641 | 391.3333 | 381.3333
47 | 2005000641 | 392.6667 | 382.6667
48 | 2005000641 | 394 | 384
49 | 2005000641 | 393.3333 | 383.3333
50 | 2005000641 | 392.6667 | 382.6667
51 | 2005000641 | 392 | 382
52 | 2005000641 | 387.6667 | 377.6667
53 | 2005000641 | 383.3333 | 373.3333
54 | 2005000641 | 379 | 369
55 | 2005000641 | 372.3333 | 362.3333
56 | 2005000641 | 365.6667 | 355.6667
57 | 2005000641 | 359 | 349
58 | 2005000641 | 353.6667 | 343.6667
59 | 2005000641 | 348.3333 | 338.3333
60 | 2005000641 | 343 | 333
61 | 2005000641 | 338.3333 | 328.3333
62 | 2005000641 | 333.6667 | 323.6667
63 | 2005000641 | 329 | 319
64 | 2005000641 | 326 | 316
65 | 2005000641 | 323 | 313
66 | 2005000641 | 320 | 310
67 | 2005000641 | 318.3333 | 308.3333
68 | 2005000641 | 316.6667 | 306.6667
69 | 2005000641 | 315 | 305
70 | 2005000641 | 315.3333 | 305.3333
71 | 2005000641 | 315.6667 | 305.6667
72 | 2005000641 | 316 | 306
73 | 2005000641 | 316.3333 | 306.3333
74 | 2005000641 | 316.6667 | 306.6667
75 | 2005000641 | 317 | 307
76 | 2005000641 | 316.3333 | 306.3333
77 | 2005000641 | 315.6667 | 305.6667
78 | 2005000641 | 315 | 305
79 | 2005000641 | 314.6667 | 304.6667
80 | 2005000641 | 314.3333 | 304.3333
81 | 2005000641 | 314 | 304
82 | 2005000641 | 316.3333 | 306.3333
83 | 2005000641 | 318.6667 | 308.6667
84 | 2005000641 | 321 | 311
85 | 2005000641 | 323.3333 | 313.3333
86 | 2005000641 | 325.6667 | 315.6667
87 | 2005000641 | 328 | 318
88 | 2005000641 | 328.3333 | 318.3333
89 | 2005000641 | 328.6667 | 318.6667
90 | 2005000641 | 329 | 339
91 | 2005000641 | 329 | 339
92 | 2005000641 | 329 | 339
93 | 2005000641 | 329 | 339
94 | 2005000641 | 328.6667 | 338.6667
95 | 2005000641 | 328.3333 | 338.3333
96 | 2005000641 | 328 | 338
97 | 2005000641 | 327.6667 | 337.6667
98 | 2005000641 | 327.3333 | 337.3333
99 | 2005000641 | 327 | 337
100 | 2005000641 | 328.6667 | 338.6667
101 | 2005000641 | 330.3333 | 340.3333
102 | 2005000641 | 332 | 342
103 | 2005000641 | 334.3333 | 344.3333
104 | 2005000641 | 336.6667 | 346.6667
105 | 2005000641 | 339 | 349
106 | 2005000641 | 339.3333 | 349.3333
107 | 2005000641 | 339.6667 | 349.6667
108 | 2005000641 | 340 | 350
109 | 2005000641 | 342.3333 | 352.3333
110 | 2005000641 | 344.6667 | 354.6667
111 | 2005000641 | 347 | 357
112 | 2005000641 | 349.6667 | 359.6667
113 | 2005000641 | 352.3333 | 362.3333
114 | 2005000641 | 355 | 365
115 | 2005000641 | 360.3333 | 370.3333
116 | 2005000641 | 365.6667 | 375.6667
117 | 2005000641 | 371 | 381
118 | 2005000641 | 373.6667 | 383.6667
119 | 2005000641 | 376.3333 | 386.3333
120 | 2005000641 | 379 | 389
121 | 2005000641 | 383.3333 | 393.3333
122 | 2005000641 | 387.6667 | 377.6667
123 | 2005000641 | 392 | 382
124 | 2005000641 | 395.3333 | 385.3333
125 | 2005000641 | 398.6667 | 388.6667
126 | 2005000641 | 402 | 392
127 | 2005000641 | 404.3333 | 394.3333
128 | 2005000641 | 406.6667 | 396.6667
129 | 2005000641 | 409 | 399
130 | 2005000641 | 409 | 399
131 | 2005000641 | 409 | 399
132 | 2005000641 | 409 | 399
133 | 2005000641 | 408.3333 | 398.3333
134 | 2005000641 | 407.6667 | 397.6667
135 | 2005000641 | 407 | 397
136 | 2005000641 | 407 | 397
137 | 2005000641 | 407 | 397
138 | 2005000641 | 407 | 397
139 | 2005000641 | 407 | 397
140 | 2005000641 | 407 | 397
141 | 2005000641 | 407 | 397
142 | 2005000641 | 406 | 396
143 | 2005000641 | 405 | 395
0 | 2011008865 | 343 | 333
1 | 2011008865 | 344 | 334
2 | 2011008865 | 345 | 335
3 | 2011008865 | 346 | 336
4 | 2011008865 | 348 | 338
5 | 2011008865 | 350 | 340
6 | 2011008865 | 352 | 342
7 | 2011008865 | 353 | 343
8 | 2011008865 | 354 | 344
9 | 2011008865 | 355 | 345
10 | 2011008865 | 356.6667 | 346.6667
11 | 2011008865 | 358.3333 | 348.3333
12 | 2011008865 | 360 | 350
13 | 2011008865 | 363.6667 | 353.6667
14 | 2011008865 | 367.3333 | 357.3333
15 | 2011008865 | 371 | 361
16 | 2011008865 | 373.3333 | 363.3333
17 | 2011008865 | 375.6667 | 365.6667
18 | 2011008865 | 378 | 368
19 | 2011008865 | 378.6667 | 368.6667
20 | 2011008865 | 379.3333 | 369.3333
21 | 2011008865 | 380 | 370
22 | 2011008865 | 381.3333 | 371.3333
23 | 2011008865 | 382.6667 | 372.6667
24 | 2011008865 | 384 | 374
25 | 2011008865 | 385.3333 | 375.3333
26 | 2011008865 | 386.6667 | 376.6667
27 | 2011008865 | 388 | 378
28 | 2011008865 | 387 | 377
29 | 2011008865 | 386 | 376
30 | 2011008865 | 385 | 375
31 | 2011008865 | 383 | 373
32 | 2011008865 | 381 | 371
33 | 2011008865 | 379 | 369
34 | 2011008865 | 378.3333 | 368.3333
35 | 2011008865 | 377.6667 | 367.6667
36 | 2011008865 | 377 | 367
37 | 2011008865 | 377.3333 | 367.3333
38 | 2011008865 | 377.6667 | 367.6667
39 | 2011008865 | 378 | 368
40 | 2011008865 | 379.6667 | 369.6667
41 | 2011008865 | 381.3333 | 371.3333
42 | 2011008865 | 383 | 373
43 | 2011008865 | 385.3333 | 375.3333
44 | 2011008865 | 387.6667 | 377.6667
45 | 2011008865 | 390 | 380
46 | 2011008865 | 391.3333 | 381.3333
47 | 2011008865 | 392.6667 | 382.6667
48 | 2011008865 | 394 | 384
49 | 2011008865 | 393.3333 | 383.3333
50 | 2011008865 | 392.6667 | 382.6667
51 | 2011008865 | 392 | 382
52 | 2011008865 | 387.6667 | 377.6667
53 | 2011008865 | 383.3333 | 373.3333
54 | 2011008865 | 379 | 369
55 | 2011008865 | 372.3333 | 362.3333
56 | 2011008865 | 365.6667 | 355.6667
57 | 2011008865 | 359 | 349
58 | 2011008865 | 353.6667 | 343.6667
59 | 2011008865 | 348.3333 | 338.3333
60 | 2011008865 | 343 | 333
61 | 2011008865 | 338.3333 | 328.3333
62 | 2011008865 | 333.6667 | 323.6667
63 | 2011008865 | 329 | 319
64 | 2011008865 | 326 | 316
65 | 2011008865 | 323 | 313
66 | 2011008865 | 320 | 310
67 | 2011008865 | 318.3333 | 308.3333
68 | 2011008865 | 316.6667 | 306.6667
69 | 2011008865 | 315 | 305
70 | 2011008865 | 315.3333 | 305.3333
71 | 2011008865 | 315.6667 | 305.6667
72 | 2011008865 | 316 | 306
73 | 2011008865 | 316.3333 | 306.3333
74 | 2011008865 | 316.6667 | 306.6667
75 | 2011008865 | 317 | 307
76 | 2011008865 | 316.3333 | 306.3333
77 | 2011008865 | 315.6667 | 305.6667
78 | 2011008865 | 315 | 305
79 | 2011008865 | 314.6667 | 304.6667
80 | 2011008865 | 314.3333 | 304.3333
81 | 2011008865 | 314 | 304
82 | 2011008865 | 316.3333 | 306.3333
83 | 2011008865 | 318.6667 | 308.6667
84 | 2011008865 | 321 | 311
85 | 2011008865 | 323.3333 | 313.3333
86 | 2011008865 | 325.6667 | 315.6667
87 | 2011008865 | 328 | 318
88 | 2011008865 | 328.3333 | 318.3333
89 | 2011008865 | 328.6667 | 318.6667
90 | 2011008865 | 329 | 339
91 | 2011008865 | 329 | 339
92 | 2011008865 | 329 | 339
93 | 2011008865 | 329 | 339
94 | 2011008865 | 328.6667 | 338.6667
95 | 2011008865 | 328.3333 | 338.3333
96 | 2011008865 | 328 | 338
97 | 2011008865 | 327.6667 | 337.6667
98 | 2011008865 | 327.3333 | 337.3333
99 | 2011008865 | 327 | 337
100 | 2011008865 | 328.6667 | 338.6667
101 | 2011008865 | 330.3333 | 340.3333
102 | 2011008865 | 332 | 342
103 | 2011008865 | 334.3333 | 344.3333
104 | 2011008865 | 336.6667 | 346.6667
105 | 2011008865 | 339 | 349
106 | 2011008865 | 339.3333 | 349.3333
107 | 2011008865 | 339.6667 | 349.6667
108 | 2011008865 | 340 | 350
109 | 2011008865 | 342.3333 | 352.3333
110 | 2011008865 | 344.6667 | 354.6667
111 | 2011008865 | 347 | 357
112 | 2011008865 | 349.6667 | 359.6667
113 | 2011008865 | 352.3333 | 362.3333
114 | 2011008865 | 355 | 365
115 | 2011008865 | 360.3333 | 370.3333
116 | 2011008865 | 365.6667 | 375.6667
117 | 2011008865 | 371 | 381
118 | 2011008865 | 373.6667 | 383.6667
119 | 2011008865 | 376.3333 | 386.3333
120 | 2011008865 | 379 | 389
121 | 2011008865 | 383.3333 | 393.3333
122 | 2011008865 | 387.6667 | 377.6667
123 | 2011008865 | 392 | 382
124 | 2011008865 | 395.3333 | 385.3333
125 | 2011008865 | 398.6667 | 388.6667
126 | 2011008865 | 402 | 392
127 | 2011008865 | 404.3333 | 394.3333
128 | 2011008865 | 406.6667 | 396.6667
129 | 2011008865 | 409 | 399
130 | 2011008865 | 409 | 399
131 | 2011008865 | 409 | 399
132 | 2011008865 | 409 | 399
133 | 2011008865 | 408.3333 | 398.3333
134 | 2011008865 | 407.6667 | 397.6667
135 | 2011008865 | 407 | 397
136 | 2011008865 | 407 | 397
137 | 2011008865 | 407 | 397
138 | 2011008865 | 407 | 397
139 | 2011008865 | 407 | 397
140 | 2011008865 | 407 | 397
141 | 2011008865 | 407 | 397
142 | 2011008865 | 406 | 396
143 | 2011008865 | 405 | 395
0 | 2003008665 | 343 | 333
1 | 2003008665 | 344 | 334
2 | 2003008665 | 345 | 335
3 | 2003008665 | 346 | 336
4 | 2003008665 | 348 | 338
5 | 2003008665 | 350 | 340
6 | 2003008665 | 352 | 342
7 | 2003008665 | 353 | 343
8 | 2003008665 | 354 | 344
9 | 2003008665 | 355 | 345
10 | 2003008665 | 356.6667 | 346.6667
11 | 2003008665 | 358.3333 | 348.3333
12 | 2003008665 | 360 | 350
13 | 2003008665 | 363.6667 | 353.6667
14 | 2003008665 | 367.3333 | 357.3333
15 | 2003008665 | 371 | 361
16 | 2003008665 | 373.3333 | 363.3333
17 | 2003008665 | 375.6667 | 365.6667
18 | 2003008665 | 378 | 368
19 | 2003008665 | 378.6667 | 368.6667
20 | 2003008665 | 379.3333 | 369.3333
21 | 2003008665 | 380 | 370
22 | 2003008665 | 381.3333 | 371.3333
23 | 2003008665 | 382.6667 | 372.6667
24 | 2003008665 | 384 | 374
25 | 2003008665 | 385.3333 | 375.3333
26 | 2003008665 | 386.6667 | 376.6667
27 | 2003008665 | 388 | 378
28 | 2003008665 | 387 | 377
29 | 2003008665 | 386 | 376
30 | 2003008665 | 385 | 375
31 | 2003008665 | 383 | 373
32 | 2003008665 | 381 | 371
33 | 2003008665 | 379 | 369
34 | 2003008665 | 378.3333 | 368.3333
35 | 2003008665 | 377.6667 | 367.6667
36 | 2003008665 | 377 | 367
37 | 2003008665 | 377.3333 | 367.3333
38 | 2003008665 | 377.6667 | 367.6667
39 | 2003008665 | 378 | 368
40 | 2003008665 | 379.6667 | 369.6667
41 | 2003008665 | 381.3333 | 371.3333
42 | 2003008665 | 383 | 373
43 | 2003008665 | 385.3333 | 375.3333
44 | 2003008665 | 387.6667 | 377.6667
45 | 2003008665 | 390 | 380
46 | 2003008665 | 391.3333 | 381.3333
47 | 2003008665 | 392.6667 | 382.6667
48 | 2003008665 | 394 | 384
49 | 2003008665 | 393.3333 | 383.3333
50 | 2003008665 | 392.6667 | 382.6667
51 | 2003008665 | 392 | 382
52 | 2003008665 | 387.6667 | 377.6667
53 | 2003008665 | 383.3333 | 373.3333
54 | 2003008665 | 379 | 369
55 | 2003008665 | 372.3333 | 362.3333
56 | 2003008665 | 365.6667 | 355.6667
57 | 2003008665 | 359 | 349
58 | 2003008665 | 353.6667 | 343.6667
59 | 2003008665 | 348.3333 | 338.3333
60 | 2003008665 | 343 | 333
61 | 2003008665 | 338.3333 | 328.3333
62 | 2003008665 | 333.6667 | 323.6667
63 | 2003008665 | 329 | 319
64 | 2003008665 | 326 | 316
65 | 2003008665 | 323 | 313
66 | 2003008665 | 320 | 310
67 | 2003008665 | 318.3333 | 308.3333
68 | 2003008665 | 316.6667 | 306.6667
69 | 2003008665 | 315 | 305
70 | 2003008665 | 315.3333 | 305.3333
71 | 2003008665 | 315.6667 | 305.6667
72 | 2003008665 | 316 | 306
73 | 2003008665 | 316.3333 | 306.3333
74 | 2003008665 | 316.6667 | 306.6667
75 | 2003008665 | 317 | 307
76 | 2003008665 | 316.3333 | 306.3333
77 | 2003008665 | 315.6667 | 305.6667
78 | 2003008665 | 315 | 305
79 | 2003008665 | 314.6667 | 304.6667
80 | 2003008665 | 314.3333 | 304.3333
81 | 2003008665 | 314 | 304
82 | 2003008665 | 316.3333 | 306.3333
83 | 2003008665 | 318.6667 | 308.6667
84 | 2003008665 | 321 | 311
85 | 2003008665 | 323.3333 | 313.3333
86 | 2003008665 | 325.6667 | 315.6667
87 | 2003008665 | 328 | 318
88 | 2003008665 | 328.3333 | 318.3333
89 | 2003008665 | 328.6667 | 318.6667
90 | 2003008665 | 329 | 339
91 | 2003008665 | 329 | 339
92 | 2003008665 | 329 | 339
93 | 2003008665 | 329 | 339
94 | 2003008665 | 328.6667 | 338.6667
95 | 2003008665 | 328.3333 | 338.3333
96 | 2003008665 | 328 | 338
97 | 2003008665 | 327.6667 | 337.6667
98 | 2003008665 | 327.3333 | 337.3333
99 | 2003008665 | 327 | 337
100 | 2003008665 | 328.6667 | 338.6667
101 | 2003008665 | 330.3333 | 340.3333
102 | 2003008665 | 332 | 342
103 | 2003008665 | 334.3333 | 344.3333
104 | 2003008665 | 336.6667 | 346.6667
105 | 2003008665 | 339 | 349
106 | 2003008665 | 339.3333 | 349.3333
107 | 2003008665 | 339.6667 | 349.6667
108 | 2003008665 | 340 | 350
109 | 2003008665 | 342.3333 | 352.3333
110 | 2003008665 | 344.6667 | 354.6667
111 | 2003008665 | 347 | 357
112 | 2003008665 | 349.6667 | 359.6667
113 | 2003008665 | 352.3333 | 362.3333
114 | 2003008665 | 355 | 365
115 | 2003008665 | 360.3333 | 370.3333
116 | 2003008665 | 365.6667 | 375.6667
117 | 2003008665 | 371 | 381
118 | 2003008665 | 373.6667 | 383.6667
119 | 2003008665 | 376.3333 | 386.3333
120 | 2003008665 | 379 | 389
121 | 2003008665 | 383.3333 | 393.3333
122 | 2003008665 | 387.6667 | 377.6667
123 | 2003008665 | 392 | 382
124 | 2003008665 | 395.3333 | 385.3333
125 | 2003008665 | 398.6667 | 388.6667
126 | 2003008665 | 402 | 392
127 | 2003008665 | 404.3333 | 394.3333
128 | 2003008665 | 406.6667 | 396.6667
129 | 2003008665 | 409 | 399
130 | 2003008665 | 409 | 399
131 | 2003008665 | 409 | 399
132 | 2003008665 | 409 | 399
133 | 2003008665 | 408.3333 | 398.3333
134 | 2003008665 | 407.6667 | 397.6667
135 | 2003008665 | 407 | 397
136 | 2003008665 | 407 | 397
137 | 2003008665 | 407 | 397
138 | 2003008665 | 407 | 397
139 | 2003008665 | 407 | 397
140 | 2003008665 | 407 | 397
141 | 2003008665 | 407 | 397
142 | 2003008665 | 406 | 396
143 | 2003008665 | 405 | 395
0 | 2008001777 | 343 | 333
1 | 2008001777 | 344 | 334
2 | 2008001777 | 345 | 335
3 | 2008001777 | 346 | 336
4 | 2008001777 | 348 | 338
5 | 2008001777 | 350 | 340
6 | 2008001777 | 352 | 342
7 | 2008001777 | 353 | 343
8 | 2008001777 | 354 | 344
9 | 2008001777 | 355 | 345
10 | 2008001777 | 356.6667 | 346.6667
11 | 2008001777 | 358.3333 | 348.3333
12 | 2008001777 | 360 | 350
13 | 2008001777 | 363.6667 | 353.6667
14 | 2008001777 | 367.3333 | 357.3333
15 | 2008001777 | 371 | 361
16 | 2008001777 | 373.3333 | 363.3333
17 | 2008001777 | 375.6667 | 365.6667
18 | 2008001777 | 378 | 368
19 | 2008001777 | 378.6667 | 368.6667
20 | 2008001777 | 379.3333 | 369.3333
21 | 2008001777 | 380 | 370
22 | 2008001777 | 381.3333 | 371.3333
23 | 2008001777 | 382.6667 | 372.6667
24 | 2008001777 | 384 | 374
25 | 2008001777 | 385.3333 | 375.3333
26 | 2008001777 | 386.6667 | 376.6667
27 | 2008001777 | 388 | 378
28 | 2008001777 | 387 | 377
29 | 2008001777 | 386 | 376
30 | 2008001777 | 385 | 375
31 | 2008001777 | 383 | 373
32 | 2008001777 | 381 | 371
33 | 2008001777 | 379 | 369
34 | 2008001777 | 378.3333 | 368.3333
35 | 2008001777 | 377.6667 | 367.6667
36 | 2008001777 | 377 | 367
37 | 2008001777 | 377.3333 | 367.3333
38 | 2008001777 | 377.6667 | 367.6667
39 | 2008001777 | 378 | 368
40 | 2008001777 | 379.6667 | 369.6667
41 | 2008001777 | 381.3333 | 371.3333
42 | 2008001777 | 383 | 373
43 | 2008001777 | 385.3333 | 375.3333
44 | 2008001777 | 387.6667 | 377.6667
45 | 2008001777 | 390 | 380
46 | 2008001777 | 391.3333 | 381.3333
47 | 2008001777 | 392.6667 | 382.6667
48 | 2008001777 | 394 | 384
49 | 2008001777 | 393.3333 | 383.3333
50 | 2008001777 | 392.6667 | 382.6667
51 | 2008001777 | 392 | 382
52 | 2008001777 | 387.6667 | 377.6667
53 | 2008001777 | 383.3333 | 373.3333
54 | 2008001777 | 379 | 369
55 | 2008001777 | 372.3333 | 362.3333
56 | 2008001777 | 365.6667 | 355.6667
57 | 2008001777 | 359 | 349
58 | 2008001777 | 353.6667 | 343.6667
59 | 2008001777 | 348.3333 | 338.3333
60 | 2008001777 | 343 | 333
61 | 2008001777 | 338.3333 | 328.3333
62 | 2008001777 | 333.6667 | 323.6667
63 | 2008001777 | 329 | 319
64 | 2008001777 | 326 | 316
65 | 2008001777 | 323 | 313
66 | 2008001777 | 320 | 310
67 | 2008001777 | 318.3333 | 308.3333
68 | 2008001777 | 316.6667 | 306.6667
69 | 2008001777 | 315 | 305
70 | 2008001777 | 315.3333 | 305.3333
71 | 2008001777 | 315.6667 | 305.6667
72 | 2008001777 | 316 | 306
73 | 2008001777 | 316.3333 | 306.3333
74 | 2008001777 | 316.6667 | 306.6667
75 | 2008001777 | 317 | 307
76 | 2008001777 | 316.3333 | 306.3333
77 | 2008001777 | 315.6667 | 305.6667
78 | 2008001777 | 315 | 305
79 | 2008001777 | 314.6667 | 304.6667
80 | 2008001777 | 314.3333 | 304.3333
81 | 2008001777 | 314 | 304
82 | 2008001777 | 316.3333 | 306.3333
83 | 2008001777 | 318.6667 | 308.6667
84 | 2008001777 | 321 | 311
85 | 2008001777 | 323.3333 | 313.3333
86 | 2008001777 | 325.6667 | 315.6667
87 | 2008001777 | 328 | 318
88 | 2008001777 | 328.3333 | 318.3333
89 | 2008001777 | 328.6667 | 318.6667
90 | 2008001777 | 329 | 339
91 | 2008001777 | 329 | 339
92 | 2008001777 | 329 | 339
93 | 2008001777 | 329 | 339
94 | 2008001777 | 328.6667 | 338.6667
95 | 2008001777 | 328.3333 | 338.3333
96 | 2008001777 | 328 | 338
97 | 2008001777 | 327.6667 | 337.6667
98 | 2008001777 | 327.3333 | 337.3333
99 | 2008001777 | 327 | 337
100 | 2008001777 | 328.6667 | 338.6667
101 | 2008001777 | 330.3333 | 340.3333
102 | 2008001777 | 332 | 342
103 | 2008001777 | 334.3333 | 344.3333
104 | 2008001777 | 336.6667 | 346.6667
105 | 2008001777 | 339 | 349
106 | 2008001777 | 339.3333 | 349.3333
107 | 2008001777 | 339.6667 | 349.6667
108 | 2008001777 | 340 | 350
109 | 2008001777 | 342.3333 | 352.3333
110 | 2008001777 | 344.6667 | 354.6667
111 | 2008001777 | 347 | 357
112 | 2008001777 | 349.6667 | 359.6667
113 | 2008001777 | 352.3333 | 362.3333
114 | 2008001777 | 355 | 365
115 | 2008001777 | 360.3333 | 370.3333
116 | 2008001777 | 365.6667 | 375.6667
117 | 2008001777 | 371 | 381
118 | 2008001777 | 373.6667 | 383.6667
119 | 2008001777 | 376.3333 | 386.3333
120 | 2008001777 | 379 | 389
121 | 2008001777 | 383.3333 | 393.3333
122 | 2008001777 | 387.6667 | 377.6667
123 | 2008001777 | 392 | 382
124 | 2008001777 | 395.3333 | 385.3333
125 | 2008001777 | 398.6667 | 388.6667
126 | 2008001777 | 402 | 392
127 | 2008001777 | 404.3333 | 394.3333
128 | 2008001777 | 406.6667 | 396.6667
129 | 2008001777 | 409 | 399
130 | 2008001777 | 409 | 399
131 | 2008001777 | 409 | 399
132 | 2008001777 | 409 | 399
133 | 2008001777 | 408.3333 | 398.3333
134 | 2008001777 | 407.6667 | 397.6667
135 | 2008001777 | 407 | 397
136 | 2008001777 | 407 | 397
137 | 2008001777 | 407 | 397
138 | 2008001777 | 407 | 397
139 | 2008001777 | 407 | 397
140 | 2008001777 | 407 | 397
141 | 2008001777 | 407 | 397
142 | 2008001777 | 406 | 396
143 | 2008001777 | 405 | 395
0 | 2003006193 | 343 | 333
1 | 2003006193 | 344 | 334
2 | 2003006193 | 345 | 335
3 | 2003006193 | 346 | 336
4 | 2003006193 | 348 | 338
5 | 2003006193 | 350 | 340
6 | 2003006193 | 352 | 342
7 | 2003006193 | 353 | 343
8 | 2003006193 | 354 | 344
9 | 2003006193 | 355 | 345
10 | 2003006193 | 356.6667 | 346.6667
11 | 2003006193 | 358.3333 | 348.3333
12 | 2003006193 | 360 | 350
13 | 2003006193 | 363.6667 | 353.6667
14 | 2003006193 | 367.3333 | 357.3333
15 | 2003006193 | 371 | 361
16 | 2003006193 | 373.3333 | 363.3333
17 | 2003006193 | 375.6667 | 365.6667
18 | 2003006193 | 378 | 368
19 | 2003006193 | 378.6667 | 368.6667
20 | 2003006193 | 379.3333 | 369.3333
21 | 2003006193 | 380 | 370
22 | 2003006193 | 381.3333 | 371.3333
23 | 2003006193 | 382.6667 | 372.6667
24 | 2003006193 | 384 | 374
25 | 2003006193 | 385.3333 | 375.3333
26 | 2003006193 | 386.6667 | 376.6667
27 | 2003006193 | 388 | 378
28 | 2003006193 | 387 | 377
29 | 2003006193 | 386 | 376
30 | 2003006193 | 385 | 375
31 | 2003006193 | 383 | 373
32 | 2003006193 | 381 | 371
33 | 2003006193 | 379 | 369
34 | 2003006193 | 378.3333 | 368.3333
35 | 2003006193 | 377.6667 | 367.6667
36 | 2003006193 | 377 | 367
37 | 2003006193 | 377.3333 | 367.3333
38 | 2003006193 | 377.6667 | 367.6667
39 | 2003006193 | 378 | 368
40 | 2003006193 | 379.6667 | 369.6667
41 | 2003006193 | 381.3333 | 371.3333
42 | 2003006193 | 383 | 373
43 | 2003006193 | 385.3333 | 375.3333
44 | 2003006193 | 387.6667 | 377.6667
45 | 2003006193 | 390 | 380
46 | 2003006193 | 391.3333 | 381.3333
47 | 2003006193 | 392.6667 | 382.6667
48 | 2003006193 | 394 | 384
49 | 2003006193 | 393.3333 | 383.3333
50 | 2003006193 | 392.6667 | 382.6667
51 | 2003006193 | 392 | 382
52 | 2003006193 | 387.6667 | 377.6667
53 | 2003006193 | 383.3333 | 373.3333
54 | 2003006193 | 379 | 369
55 | 2003006193 | 372.3333 | 362.3333
56 | 2003006193 | 365.6667 | 355.6667
57 | 2003006193 | 359 | 349
58 | 2003006193 | 353.6667 | 343.6667
59 | 2003006193 | 348.3333 | 338.3333
60 | 2003006193 | 343 | 333
61 | 2003006193 | 338.3333 | 328.3333
62 | 2003006193 | 333.6667 | 323.6667
63 | 2003006193 | 329 | 319
64 | 2003006193 | 326 | 316
65 | 2003006193 | 323 | 313
66 | 2003006193 | 320 | 310
67 | 2003006193 | 318.3333 | 308.3333
68 | 2003006193 | 316.6667 | 306.6667
69 | 2003006193 | 315 | 305
70 | 2003006193 | 315.3333 | 305.3333
71 | 2003006193 | 315.6667 | 305.6667
72 | 2003006193 | 316 | 306
73 | 2003006193 | 316.3333 | 306.3333
74 | 2003006193 | 316.6667 | 306.6667
75 | 2003006193 | 317 | 307
76 | 2003006193 | 316.3333 | 306.3333
77 | 2003006193 | 315.6667 | 305.6667
78 | 2003006193 | 315 | 305
79 | 2003006193 | 314.6667 | 304.6667
80 | 2003006193 | 314.3333 | 304.3333
81 | 2003006193 | 314 | 304
82 | 2003006193 | 316.3333 | 306.3333
83 | 2003006193 | 318.6667 | 308.6667
84 | 2003006193 | 321 | 311
85 | 2003006193 | 323.3333 | 313.3333
86 | 2003006193 | 325.6667 | 315.6667
87 | 2003006193 | 328 | 318
88 | 2003006193 | 328.3333 | 318.3333
89 | 2003006193 | 328.6667 | 318.6667
90 | 2003006193 | 329 | 339
91 | 2003006193 | 329 | 339
92 | 2003006193 | 329 | 339
93 | 2003006193 | 329 | 339
94 | 2003006193 | 328.6667 | 338.6667
95 | 2003006193 | 328.3333 | 338.3333
96 | 2003006193 | 328 | 338
97 | 2003006193 | 327.6667 | 337.6667
98 | 2003006193 | 327.3333 | 337.3333
99 | 2003006193 | 327 | 337
100 | 2003006193 | 328.6667 | 338.6667
101 | 2003006193 | 330.3333 | 340.3333
102 | 2003006193 | 332 | 342
103 | 2003006193 | 334.3333 | 344.3333
104 | 2003006193 | 336.6667 | 346.6667
105 | 2003006193 | 339 | 349
106 | 2003006193 | 339.3333 | 349.3333
107 | 2003006193 | 339.6667 | 349.6667
108 | 2003006193 | 340 | 350
109 | 2003006193 | 342.3333 | 352.3333
110 | 2003006193 | 344.6667 | 354.6667
111 | 2003006193 | 347 | 357
112 | 2003006193 | 349.6667 | 359.6667
113 | 2003006193 | 352.3333 | 362.3333
114 | 2003006193 | 355 | 365
115 | 2003006193 | 360.3333 | 370.3333
116 | 2003006193 | 365.6667 | 375.6667
117 | 2003006193 | 371 | 381
118 | 2003006193 | 373.6667 | 383.6667
119 | 2003006193 | 376.3333 | 386.3333
120 | 2003006193 | 379 | 389
121 | 2003006193 | 383.3333 | 393.3333
122 | 2003006193 | 387.6667 | 377.6667
123 | 2003006193 | 392 | 382
124 | 2003006193 | 395.3333 | 385.3333
125 | 2003006193 | 398.6667 | 388.6667
126 | 2003006193 | 402 | 392
127 | 2003006193 | 404.3333 | 394.3333
128 | 2003006193 | 406.6667 | 396.6667
129 | 2003006193 | 409 | 399
130 | 2003006193 | 409 | 399
131 | 2003006193 | 409 | 399
132 | 2003006193 | 409 | 399
133 | 2003006193 | 408.3333 | 398.3333
134 | 2003006193 | 407.6667 | 397.6667
135 | 2003006193 | 407 | 397
136 | 2003006193 | 407 | 397
137 | 2003006193 | 407 | 397
138 | 2003006193 | 407 | 397
139 | 2003006193 | 407 | 397
140 | 2003006193 | 407 | 397
141 | 2003006193 | 407 | 397
142 | 2003006193 | 406 | 396
143 | 2003006193 | 405 | 395
0 | 2015007566 | 343 | 333
1 | 2015007566 | 344 | 334
2 | 2015007566 | 345 | 335
3 | 2015007566 | 346 | 336
4 | 2015007566 | 348 | 338
5 | 2015007566 | 350 | 340
6 | 2015007566 | 352 | 342
7 | 2015007566 | 353 | 343
8 | 2015007566 | 354 | 344
9 | 2015007566 | 355 | 345
10 | 2015007566 | 356.6667 | 346.6667
11 | 2015007566 | 358.3333 | 348.3333
12 | 2015007566 | 360 | 350
13 | 2015007566 | 363.6667 | 353.6667
14 | 2015007566 | 367.3333 | 357.3333
15 | 2015007566 | 371 | 361
16 | 2015007566 | 373.3333 | 363.3333
17 | 2015007566 | 375.6667 | 365.6667
18 | 2015007566 | 378 | 368
19 | 2015007566 | 378.6667 | 368.6667
20 | 2015007566 | 379.3333 | 369.3333
21 | 2015007566 | 380 | 370
22 | 2015007566 | 381.3333 | 371.3333
23 | 2015007566 | 382.6667 | 372.6667
24 | 2015007566 | 384 | 374
25 | 2015007566 | 385.3333 | 375.3333
26 | 2015007566 | 386.6667 | 376.6667
27 | 2015007566 | 388 | 378
28 | 2015007566 | 387 | 377
29 | 2015007566 | 386 | 376
30 | 2015007566 | 385 | 375
31 | 2015007566 | 383 | 373
32 | 2015007566 | 381 | 371
33 | 2015007566 | 379 | 369
34 | 2015007566 | 378.3333 | 368.3333
35 | 2015007566 | 377.6667 | 367.6667
36 | 2015007566 | 377 | 367
37 | 2015007566 | 377.3333 | 367.3333
38 | 2015007566 | 377.6667 | 367.6667
39 | 2015007566 | 378 | 368
40 | 2015007566 | 379.6667 | 369.6667
41 | 2015007566 | 381.3333 | 371.3333
42 | 2015007566 | 383 | 373
43 | 2015007566 | 385.3333 | 375.3333
44 | 2015007566 | 387.6667 | 377.6667
45 | 2015007566 | 390 | 380
46 | 2015007566 | 391.3333 | 381.3333
47 | 2015007566 | 392.6667 | 382.6667
48 | 2015007566 | 394 | 384
49 | 2015007566 | 393.3333 | 383.3333
50 | 2015007566 | 392.6667 | 382.6667
51 | 2015007566 | 392 | 382
52 | 2015007566 | 387.6667 | 377.6667
53 | 2015007566 | 383.3333 | 373.3333
54 | 2015007566 | 379 | 369
55 | 2015007566 | 372.3333 | 362.3333
56 | 2015007566 | 365.6667 | 355.6667
57 | 2015007566 | 359 | 349
58 | 2015007566 | 353.6667 | 343.6667
59 | 2015007566 | 348.3333 | 338.3333
60 | 2015007566 | 343 | 333
61 | 2015007566 | 338.3333 | 328.3333
62 | 2015007566 | 333.6667 | 323.6667
63 | 2015007566 | 329 | 319
64 | 2015007566 | 326 | 316
65 | 2015007566 | 323 | 313
66 | 2015007566 | 320 | 310
67 | 2015007566 | 318.3333 | 308.3333
68 | 2015007566 | 316.6667 | 306.6667
69 | 2015007566 | 315 | 305
70 | 2015007566 | 315.3333 | 305.3333
71 | 2015007566 | 315.6667 | 305.6667
72 | 2015007566 | 316 | 306
73 | 2015007566 | 316.3333 | 306.3333
74 | 2015007566 | 316.6667 | 306.6667
75 | 2015007566 | 317 | 307
76 | 2015007566 | 316.3333 | 306.3333
77 | 2015007566 | 315.6667 | 305.6667
78 | 2015007566 | 315 | 305
79 | 2015007566 | 314.6667 | 304.6667
80 | 2015007566 | 314.3333 | 304.3333
81 | 2015007566 | 314 | 304
82 | 2015007566 | 316.3333 | 306.3333
83 | 2015007566 | 318.6667 | 308.6667
84 | 2015007566 | 321 | 311
85 | 2015007566 | 323.3333 | 313.3333
86 | 2015007566 | 325.6667 | 315.6667
87 | 2015007566 | 328 | 318
88 | 2015007566 | 328.3333 | 318.3333
89 | 2015007566 | 328.6667 | 318.6667
90 | 2015007566 | 329 | 339
91 | 2015007566 | 329 | 339
92 | 2015007566 | 329 | 339
93 | 2015007566 | 329 | 339
94 | 2015007566 | 328.6667 | 338.6667
95 | 2015007566 | 328.3333 | 338.3333
96 | 2015007566 | 328 | 338
97 | 2015007566 | 327.6667 | 337.6667
98 | 2015007566 | 327.3333 | 337.3333
99 | 2015007566 | 327 | 337
100 | 2015007566 | 328.6667 | 338.6667
101 | 2015007566 | 330.3333 | 340.3333
102 | 2015007566 | 332 | 342
103 | 2015007566 | 334.3333 | 344.3333
104 | 2015007566 | 336.6667 | 346.6667
105 | 2015007566 | 339 | 349
106 | 2015007566 | 339.3333 | 349.3333
107 | 2015007566 | 339.6667 | 349.6667
108 | 2015007566 | 340 | 350
109 | 2015007566 | 342.3333 | 352.3333
110 | 2015007566 | 344.6667 | 354.6667
111 | 2015007566 | 347 | 357
112 | 2015007566 | 349.6667 | 359.6667
113 | 2015007566 | 352.3333 | 362.3333
114 | 2015007566 | 355 | 365
115 | 2015007566 | 360.3333 | 370.3333
116 | 2015007566 | 365.6667 | 375.6667
117 | 2015007566 | 371 | 381
118 | 2015007566 | 373.6667 | 383.6667
119 | 2015007566 | 376.3333 | 386.3333
120 | 2015007566 | 379 | 389
121 | 2015007566 | 383.3333 | 393.3333
122 | 2015007566 | 387.6667 | 377.6667
123 | 2015007566 | 392 | 382
124 | 2015007566 | 395.3333 | 385.3333
125 | 2015007566 | 398.6667 | 388.6667
126 | 2015007566 | 402 | 392
127 | 2015007566 | 404.3333 | 394.3333
128 | 2015007566 | 406.6667 | 396.6667
129 | 2015007566 | 409 | 399
130 | 2015007566 | 409 | 399
131 | 2015007566 | 409 | 399
132 | 2015007566 | 409 | 399
133 | 2015007566 | 408.3333 | 398.3333
134 | 2015007566 | 407.6667 | 397.6667
135 | 2015007566 | 407 | 397
136 | 2015007566 | 407 | 397
137 | 2015007566 | 407 | 397
138 | 2015007566 | 407 | 397
139 | 2015007566 | 407 | 397
140 | 2015007566 | 407 | 397
141 | 2015007566 | 407 | 397
142 | 2015007566 | 406 | 396
143 | 2015007566 | 405 | 395
0 | 2013006775 | 343 | 333
1 | 2013006775 | 344 | 334
2 | 2013006775 | 345 | 335
3 | 2013006775 | 346 | 336
4 | 2013006775 | 348 | 338
5 | 2013006775 | 350 | 340
6 | 2013006775 | 352 | 342
7 | 2013006775 | 353 | 343
8 | 2013006775 | 354 | 344
9 | 2013006775 | 355 | 345
10 | 2013006775 | 356.6667 | 346.6667
11 | 2013006775 | 358.3333 | 348.3333
12 | 2013006775 | 360 | 350
13 | 2013006775 | 363.6667 | 353.6667
14 | 2013006775 | 367.3333 | 357.3333
15 | 2013006775 | 371 | 361
16 | 2013006775 | 373.3333 | 363.3333
17 | 2013006775 | 375.6667 | 365.6667
18 | 2013006775 | 378 | 368
19 | 2013006775 | 378.6667 | 368.6667
20 | 2013006775 | 379.3333 | 369.3333
21 | 2013006775 | 380 | 370
22 | 2013006775 | 381.3333 | 371.3333
23 | 2013006775 | 382.6667 | 372.6667
24 | 2013006775 | 384 | 374
25 | 2013006775 | 385.3333 | 375.3333
26 | 2013006775 | 386.6667 | 376.6667
27 | 2013006775 | 388 | 378
28 | 2013006775 | 387 | 377
29 | 2013006775 | 386 | 376
30 | 2013006775 | 385 | 375
31 | 2013006775 | 383 | 373
32 | 2013006775 | 381 | 371
33 | 2013006775 | 379 | 369
34 | 2013006775 | 378.3333 | 368.3333
35 | 2013006775 | 377.6667 | 367.6667
36 | 2013006775 | 377 | 367
37 | 2013006775 | 377.3333 | 367.3333
38 | 2013006775 | 377.6667 | 367.6667
39 | 2013006775 | 378 | 368
40 | 2013006775 | 379.6667 | 369.6667
41 | 2013006775 | 381.3333 | 371.3333
42 | 2013006775 | 383 | 373
43 | 2013006775 | 385.3333 | 375.3333
44 | 2013006775 | 387.6667 | 377.6667
45 | 2013006775 | 390 | 380
46 | 2013006775 | 391.3333 | 381.3333
47 | 2013006775 | 392.6667 | 382.6667
48 | 2013006775 | 394 | 384
49 | 2013006775 | 393.3333 | 383.3333
50 | 2013006775 | 392.6667 | 382.6667
51 | 2013006775 | 392 | 382
52 | 2013006775 | 387.6667 | 377.6667
53 | 2013006775 | 383.3333 | 373.3333
54 | 2013006775 | 379 | 369
55 | 2013006775 | 372.3333 | 362.3333
56 | 2013006775 | 365.6667 | 355.6667
57 | 2013006775 | 359 | 349
58 | 2013006775 | 353.6667 | 343.6667
59 | 2013006775 | 348.3333 | 338.3333
60 | 2013006775 | 343 | 333
61 | 2013006775 | 338.3333 | 328.3333
62 | 2013006775 | 333.6667 | 323.6667
63 | 2013006775 | 329 | 319
64 | 2013006775 | 326 | 316
65 | 2013006775 | 323 | 313
66 | 2013006775 | 320 | 310
67 | 2013006775 | 318.3333 | 308.3333
68 | 2013006775 | 316.6667 | 306.6667
69 | 2013006775 | 315 | 305
70 | 2013006775 | 315.3333 | 305.3333
71 | 2013006775 | 315.6667 | 305.6667
72 | 2013006775 | 316 | 306
73 | 2013006775 | 316.3333 | 306.3333
74 | 2013006775 | 316.6667 | 306.6667
75 | 2013006775 | 317 | 307
76 | 2013006775 | 316.3333 | 306.3333
77 | 2013006775 | 315.6667 | 305.6667
78 | 2013006775 | 315 | 305
79 | 2013006775 | 314.6667 | 304.6667
80 | 2013006775 | 314.3333 | 304.3333
81 | 2013006775 | 314 | 304
82 | 2013006775 | 316.3333 | 306.3333
83 | 2013006775 | 318.6667 | 308.6667
84 | 2013006775 | 321 | 311
85 | 2013006775 | 323.3333 | 313.3333
86 | 2013006775 | 325.6667 | 315.6667
87 | 2013006775 | 328 | 318
88 | 2013006775 | 328.3333 | 318.3333
89 | 2013006775 | 328.6667 | 318.6667
90 | 2013006775 | 329 | 339
91 | 2013006775 | 329 | 339
92 | 2013006775 | 329 | 339
93 | 2013006775 | 329 | 339
94 | 2013006775 | 328.6667 | 338.6667
95 | 2013006775 | 328.3333 | 338.3333
96 | 2013006775 | 328 | 338
97 | 2013006775 | 327.6667 | 337.6667
98 | 2013006775 | 327.3333 | 337.3333
99 | 2013006775 | 327 | 337
100 | 2013006775 | 328.6667 | 338.6667
101 | 2013006775 | 330.3333 | 340.3333
102 | 2013006775 | 332 | 342
103 | 2013006775 | 334.3333 | 344.3333
104 | 2013006775 | 336.6667 | 346.6667
105 | 2013006775 | 339 | 349
106 | 2013006775 | 339.3333 | 349.3333
107 | 2013006775 | 339.6667 | 349.6667
108 | 2013006775 | 340 | 350
109 | 2013006775 | 342.3333 | 352.3333
110 | 2013006775 | 344.6667 | 354.6667
111 | 2013006775 | 347 | 357
112 | 2013006775 | 349.6667 | 359.6667
113 | 2013006775 | 352.3333 | 362.3333
114 | 2013006775 | 355 | 365
115 | 2013006775 | 360.3333 | 370.3333
116 | 2013006775 | 365.6667 | 375.6667
117 | 2013006775 | 371 | 381
118 | 2013006775 | 373.6667 | 383.6667
119 | 2013006775 | 376.3333 | 386.3333
120 | 2013006775 | 379 | 389
121 | 2013006775 | 383.3333 | 393.3333
122 | 2013006775 | 387.6667 | 377.6667
123 | 2013006775 | 392 | 382
124 | 2013006775 | 395.3333 | 385.3333
125 | 2013006775 | 398.6667 | 388.6667
126 | 2013006775 | 402 | 392
127 | 2013006775 | 404.3333 | 394.3333
128 | 2013006775 | 406.6667 | 396.6667
129 | 2013006775 | 409 | 399
130 | 2013006775 | 409 | 399
131 | 2013006775 | 409 | 399
132 | 2013006775 | 409 | 399
133 | 2013006775 | 408.3333 | 398.3333
134 | 2013006775 | 407.6667 | 397.6667
135 | 2013006775 | 407 | 397
136 | 2013006775 | 407 | 397
137 | 2013006775 | 407 | 397
138 | 2013006775 | 407 | 397
139 | 2013006775 | 407 | 397
140 | 2013006775 | 407 | 397
141 | 2013006775 | 407 | 397
142 | 2013006775 | 406 | 396
143 | 2013006775 | 405 | 395
0 | 2009007006 | 343 | 333
1 | 2009007006 | 344 | 334
2 | 2009007006 | 345 | 335
3 | 2009007006 | 346 | 336
4 | 2009007006 | 348 | 338
5 | 2009007006 | 350 | 340
6 | 2009007006 | 352 | 342
7 | 2009007006 | 353 | 343
8 | 2009007006 | 354 | 344
9 | 2009007006 | 355 | 345
10 | 2009007006 | 356.6667 | 346.6667
11 | 2009007006 | 358.3333 | 348.3333
12 | 2009007006 | 360 | 350
13 | 2009007006 | 363.6667 | 353.6667
14 | 2009007006 | 367.3333 | 357.3333
15 | 2009007006 | 371 | 361
16 | 2009007006 | 373.3333 | 363.3333
17 | 2009007006 | 375.6667 | 365.6667
18 | 2009007006 | 378 | 368
19 | 2009007006 | 378.6667 | 368.6667
20 | 2009007006 | 379.3333 | 369.3333
21 | 2009007006 | 380 | 370
22 | 2009007006 | 381.3333 | 371.3333
23 | 2009007006 | 382.6667 | 372.6667
24 | 2009007006 | 384 | 374
25 | 2009007006 | 385.3333 | 375.3333
26 | 2009007006 | 386.6667 | 376.6667
27 | 2009007006 | 388 | 378
28 | 2009007006 | 387 | 377
29 | 2009007006 | 386 | 376
30 | 2009007006 | 385 | 375
31 | 2009007006 | 383 | 373
32 | 2009007006 | 381 | 371
33 | 2009007006 | 379 | 369
34 | 2009007006 | 378.3333 | 368.3333
35 | 2009007006 | 377.6667 | 367.6667
36 | 2009007006 | 377 | 367
37 | 2009007006 | 377.3333 | 367.3333
38 | 2009007006 | 377.6667 | 367.6667
39 | 2009007006 | 378 | 368
40 | 2009007006 | 379.6667 | 369.6667
41 | 2009007006 | 381.3333 | 371.3333
42 | 2009007006 | 383 | 373
43 | 2009007006 | 385.3333 | 375.3333
44 | 2009007006 | 387.6667 | 377.6667
45 | 2009007006 | 390 | 380
46 | 2009007006 | 391.3333 | 381.3333
47 | 2009007006 | 392.6667 | 382.6667
48 | 2009007006 | 394 | 384
49 | 2009007006 | 393.3333 | 383.3333
50 | 2009007006 | 392.6667 | 382.6667
51 | 2009007006 | 392 | 382
52 | 2009007006 | 387.6667 | 377.6667
53 | 2009007006 | 383.3333 | 373.3333
54 | 2009007006 | 379 | 369
55 | 2009007006 | 372.3333 | 362.3333
56 | 2009007006 | 365.6667 | 355.6667
57 | 2009007006 | 359 | 349
58 | 2009007006 | 353.6667 | 343.6667
59 | 2009007006 | 348.3333 | 338.3333
60 | 2009007006 | 343 | 333
61 | 2009007006 | 338.3333 | 328.3333
62 | 2009007006 | 333.6667 | 323.6667
63 | 2009007006 | 329 | 319
64 | 2009007006 | 326 | 316
65 | 2009007006 | 323 | 313
66 | 2009007006 | 320 | 310
67 | 2009007006 | 318.3333 | 308.3333
68 | 2009007006 | 316.6667 | 306.6667
69 | 2009007006 | 315 | 305
70 | 2009007006 | 315.3333 | 305.3333
71 | 2009007006 | 315.6667 | 305.6667
72 | 2009007006 | 316 | 306
73 | 2009007006 | 316.3333 | 306.3333
74 | 2009007006 | 316.6667 | 306.6667
75 | 2009007006 | 317 | 307
76 | 2009007006 | 316.3333 | 306.3333
77 | 2009007006 | 315.6667 | 305.6667
78 | 2009007006 | 315 | 305
79 | 2009007006 | 314.6667 | 304.6667
80 | 2009007006 | 314.3333 | 304.3333
81 | 2009007006 | 314 | 304
82 | 2009007006 | 316.3333 | 306.3333
83 | 2009007006 | 318.6667 | 308.6667
84 | 2009007006 | 321 | 311
85 | 2009007006 | 323.3333 | 313.3333
86 | 2009007006 | 325.6667 | 315.6667
87 | 2009007006 | 328 | 318
88 | 2009007006 | 328.3333 | 318.3333
89 | 2009007006 | 328.6667 | 318.6667
90 | 2009007006 | 329 | 339
91 | 2009007006 | 329 | 339
92 | 2009007006 | 329 | 339
93 | 2009007006 | 329 | 339
94 | 2009007006 | 328.6667 | 338.6667
95 | 2009007006 | 328.3333 | 338.3333
96 | 2009007006 | 328 | 338
97 | 2009007006 | 327.6667 | 337.6667
98 | 2009007006 | 327.3333 | 337.3333
99 | 2009007006 | 327 | 337
100 | 2009007006 | 328.6667 | 338.6667
101 | 2009007006 | 330.3333 | 340.3333
102 | 2009007006 | 332 | 342
103 | 2009007006 | 334.3333 | 344.3333
104 | 2009007006 | 336.6667 | 346.6667
105 | 2009007006 | 339 | 349
106 | 2009007006 | 339.3333 | 349.3333
107 | 2009007006 | 339.6667 | 349.6667
108 | 2009007006 | 340 | 350
109 | 2009007006 | 342.3333 | 352.3333
110 | 2009007006 | 344.6667 | 354.6667
111 | 2009007006 | 347 | 357
112 | 2009007006 | 349.6667 | 359.6667
113 | 2009007006 | 352.3333 | 362.3333
114 | 2009007006 | 355 | 365
115 | 2009007006 | 360.3333 | 370.3333
116 | 2009007006 | 365.6667 | 375.6667
117 | 2009007006 | 371 | 381
118 | 2009007006 | 373.6667 | 383.6667
119 | 2009007006 | 376.3333 | 386.3333
120 | 2009007006 | 379 | 389
121 | 2009007006 | 383.3333 | 393.3333
122 | 2009007006 | 387.6667 | 377.6667
123 | 2009007006 | 392 | 382
124 | 2009007006 | 395.3333 | 385.3333
125 | 2009007006 | 398.6667 | 388.6667
126 | 2009007006 | 402 | 392
127 | 2009007006 | 404.3333 | 394.3333
128 | 2009007006 | 406.6667 | 396.6667
129 | 2009007006 | 409 | 399
130 | 2009007006 | 409 | 399
131 | 2009007006 | 409 | 399
132 | 2009007006 | 409 | 399
133 | 2009007006 | 408.3333 | 398.3333
134 | 2009007006 | 407.6667 | 397.6667
135 | 2009007006 | 407 | 397
136 | 2009007006 | 407 | 397
137 | 2009007006 | 407 | 397
138 | 2009007006 | 407 | 397
139 | 2009007006 | 407 | 397
140 | 2009007006 | 407 | 397
141 | 2009007006 | 407 | 397
142 | 2009007006 | 406 | 396
143 | 2009007006 | 405 | 395
0 | 2013005613 | 343 | 333
1 | 2013005613 | 344 | 334
2 | 2013005613 | 345 | 335
3 | 2013005613 | 346 | 336
4 | 2013005613 | 348 | 338
5 | 2013005613 | 350 | 340
6 | 2013005613 | 352 | 342
7 | 2013005613 | 353 | 343
8 | 2013005613 | 354 | 344
9 | 2013005613 | 355 | 345
10 | 2013005613 | 356.6667 | 346.6667
11 | 2013005613 | 358.3333 | 348.3333
12 | 2013005613 | 360 | 350
13 | 2013005613 | 363.6667 | 353.6667
14 | 2013005613 | 367.3333 | 357.3333
15 | 2013005613 | 371 | 361
16 | 2013005613 | 373.3333 | 363.3333
17 | 2013005613 | 375.6667 | 365.6667
18 | 2013005613 | 378 | 368
19 | 2013005613 | 378.6667 | 368.6667
20 | 2013005613 | 379.3333 | 369.3333
21 | 2013005613 | 380 | 370
22 | 2013005613 | 381.3333 | 371.3333
23 | 2013005613 | 382.6667 | 372.6667
24 | 2013005613 | 384 | 374
25 | 2013005613 | 385.3333 | 375.3333
26 | 2013005613 | 386.6667 | 376.6667
27 | 2013005613 | 388 | 378
28 | 2013005613 | 387 | 377
29 | 2013005613 | 386 | 376
30 | 2013005613 | 385 | 375
31 | 2013005613 | 383 | 373
32 | 2013005613 | 381 | 371
33 | 2013005613 | 379 | 369
34 | 2013005613 | 378.3333 | 368.3333
35 | 2013005613 | 377.6667 | 367.6667
36 | 2013005613 | 377 | 367
37 | 2013005613 | 377.3333 | 367.3333
38 | 2013005613 | 377.6667 | 367.6667
39 | 2013005613 | 378 | 368
40 | 2013005613 | 379.6667 | 369.6667
41 | 2013005613 | 381.3333 | 371.3333
42 | 2013005613 | 383 | 373
43 | 2013005613 | 385.3333 | 375.3333
44 | 2013005613 | 387.6667 | 377.6667
45 | 2013005613 | 390 | 380
46 | 2013005613 | 391.3333 | 381.3333
47 | 2013005613 | 392.6667 | 382.6667
48 | 2013005613 | 394 | 384
49 | 2013005613 | 393.3333 | 383.3333
50 | 2013005613 | 392.6667 | 382.6667
51 | 2013005613 | 392 | 382
52 | 2013005613 | 387.6667 | 377.6667
53 | 2013005613 | 383.3333 | 373.3333
54 | 2013005613 | 379 | 369
55 | 2013005613 | 372.3333 | 362.3333
56 | 2013005613 | 365.6667 | 355.6667
57 | 2013005613 | 359 | 349
58 | 2013005613 | 353.6667 | 343.6667
59 | 2013005613 | 348.3333 | 338.3333
60 | 2013005613 | 343 | 333
61 | 2013005613 | 338.3333 | 328.3333
62 | 2013005613 | 333.6667 | 323.6667
63 | 2013005613 | 329 | 319
64 | 2013005613 | 326 | 316
65 | 2013005613 | 323 | 313
66 | 2013005613 | 320 | 310
67 | 2013005613 | 318.3333 | 308.3333
68 | 2013005613 | 316.6667 | 306.6667
69 | 2013005613 | 315 | 305
70 | 2013005613 | 315.3333 | 305.3333
71 | 2013005613 | 315.6667 | 305.6667
72 | 2013005613 | 316 | 306
73 | 2013005613 | 316.3333 | 306.3333
74 | 2013005613 | 316.6667 | 306.6667
75 | 2013005613 | 317 | 307
76 | 2013005613 | 316.3333 | 306.3333
77 | 2013005613 | 315.6667 | 305.6667
78 | 2013005613 | 315 | 305
79 | 2013005613 | 314.6667 | 304.6667
80 | 2013005613 | 314.3333 | 304.3333
81 | 2013005613 | 314 | 304
82 | 2013005613 | 316.3333 | 306.3333
83 | 2013005613 | 318.6667 | 308.6667
84 | 2013005613 | 321 | 311
85 | 2013005613 | 323.3333 | 313.3333
86 | 2013005613 | 325.6667 | 315.6667
87 | 2013005613 | 328 | 318
88 | 2013005613 | 328.3333 | 318.3333
89 | 2013005613 | 328.6667 | 318.6667
90 | 2013005613 | 329 | 339
91 | 2013005613 | 329 | 339
92 | 2013005613 | 329 | 339
93 | 2013005613 | 329 | 339
94 | 2013005613 | 328.6667 | 338.6667
95 | 2013005613 | 328.3333 | 338.3333
96 | 2013005613 | 328 | 338
97 | 2013005613 | 327.6667 | 337.6667
98 | 2013005613 | 327.3333 | 337.3333
99 | 2013005613 | 327 | 337
100 | 2013005613 | 328.6667 | 338.6667
101 | 2013005613 | 330.3333 | 340.3333
102 | 2013005613 | 332 | 342
103 | 2013005613 | 334.3333 | 344.3333
104 | 2013005613 | 336.6667 | 346.6667
105 | 2013005613 | 339 | 349
106 | 2013005613 | 339.3333 | 349.3333
107 | 2013005613 | 339.6667 | 349.6667
108 | 2013005613 | 340 | 350
109 | 2013005613 | 342.3333 | 352.3333
110 | 2013005613 | 344.6667 | 354.6667
111 | 2013005613 | 347 | 357
112 | 2013005613 | 349.6667 | 359.6667
113 | 2013005613 | 352.3333 | 362.3333
114 | 2013005613 | 355 | 365
115 | 2013005613 | 360.3333 | 370.3333
116 | 2013005613 | 365.6667 | 375.6667
117 | 2013005613 | 371 | 381
118 | 2013005613 | 373.6667 | 383.6667
119 | 2013005613 | 376.3333 | 386.3333
120 | 2013005613 | 379 | 389
121 | 2013005613 | 383.3333 | 393.3333
122 | 2013005613 | 387.6667 | 377.6667
123 | 2013005613 | 392 | 382
124 | 2013005613 | 395.3333 | 385.3333
125 | 2013005613 | 398.6667 | 388.6667
126 | 2013005613 | 402 | 392
127 | 2013005613 | 404.3333 | 394.3333
128 | 2013005613 | 406.6667 | 396.6667
129 | 2013005613 | 409 | 399
130 | 2013005613 | 409 | 399
131 | 2013005613 | 409 | 399
132 | 2013005613 | 409 | 399
133 | 2013005613 | 408.3333 | 398.3333
134 | 2013005613 | 407.6667 | 397.6667
135 | 2013005613 | 407 | 397
136 | 2013005613 | 407 | 397
137 | 2013005613 | 407 | 397
138 | 2013005613 | 407 | 397
139 | 2013005613 | 407 | 397
140 | 2013005613 | 407 | 397
141 | 2013005613 | 407 | 397
142 | 2013005613 | 406 | 396
143 | 2013005613 | 405 | 395
0 | 2016005603 | 343 | 333
1 | 2016005603 | 344 | 334
2 | 2016005603 | 345 | 335
3 | 2016005603 | 346 | 336
4 | 2016005603 | 348 | 338
5 | 2016005603 | 350 | 340
6 | 2016005603 | 352 | 342
7 | 2016005603 | 353 | 343
8 | 2016005603 | 354 | 344
9 | 2016005603 | 355 | 345
10 | 2016005603 | 356.6667 | 346.6667
11 | 2016005603 | 358.3333 | 348.3333
12 | 2016005603 | 360 | 350
13 | 2016005603 | 363.6667 | 353.6667
14 | 2016005603 | 367.3333 | 357.3333
15 | 2016005603 | 371 | 361
16 | 2016005603 | 373.3333 | 363.3333
17 | 2016005603 | 375.6667 | 365.6667
18 | 2016005603 | 378 | 368
19 | 2016005603 | 378.6667 | 368.6667
20 | 2016005603 | 379.3333 | 369.3333
21 | 2016005603 | 380 | 370
22 | 2016005603 | 381.3333 | 371.3333
23 | 2016005603 | 382.6667 | 372.6667
24 | 2016005603 | 384 | 374
25 | 2016005603 | 385.3333 | 375.3333
26 | 2016005603 | 386.6667 | 376.6667
27 | 2016005603 | 388 | 378
28 | 2016005603 | 387 | 377
29 | 2016005603 | 386 | 376
30 | 2016005603 | 385 | 375
31 | 2016005603 | 383 | 373
32 | 2016005603 | 381 | 371
33 | 2016005603 | 379 | 369
34 | 2016005603 | 378.3333 | 368.3333
35 | 2016005603 | 377.6667 | 367.6667
36 | 2016005603 | 377 | 367
37 | 2016005603 | 377.3333 | 367.3333
38 | 2016005603 | 377.6667 | 367.6667
39 | 2016005603 | 378 | 368
40 | 2016005603 | 379.6667 | 369.6667
41 | 2016005603 | 381.3333 | 371.3333
42 | 2016005603 | 383 | 373
43 | 2016005603 | 385.3333 | 375.3333
44 | 2016005603 | 387.6667 | 377.6667
45 | 2016005603 | 390 | 380
46 | 2016005603 | 391.3333 | 381.3333
47 | 2016005603 | 392.6667 | 382.6667
48 | 2016005603 | 394 | 384
49 | 2016005603 | 393.3333 | 383.3333
50 | 2016005603 | 392.6667 | 382.6667
51 | 2016005603 | 392 | 382
52 | 2016005603 | 387.6667 | 377.6667
53 | 2016005603 | 383.3333 | 373.3333
54 | 2016005603 | 379 | 369
55 | 2016005603 | 372.3333 | 362.3333
56 | 2016005603 | 365.6667 | 355.6667
57 | 2016005603 | 359 | 349
58 | 2016005603 | 353.6667 | 343.6667
59 | 2016005603 | 348.3333 | 338.3333
60 | 2016005603 | 343 | 333
61 | 2016005603 | 338.3333 | 328.3333
62 | 2016005603 | 333.6667 | 323.6667
63 | 2016005603 | 329 | 319
64 | 2016005603 | 326 | 316
65 | 2016005603 | 323 | 313
66 | 2016005603 | 320 | 310
67 | 2016005603 | 318.3333 | 308.3333
68 | 2016005603 | 316.6667 | 306.6667
69 | 2016005603 | 315 | 305
70 | 2016005603 | 315.3333 | 305.3333
71 | 2016005603 | 315.6667 | 305.6667
72 | 2016005603 | 316 | 306
73 | 2016005603 | 316.3333 | 306.3333
74 | 2016005603 | 316.6667 | 306.6667
75 | 2016005603 | 317 | 307
76 | 2016005603 | 316.3333 | 306.3333
77 | 2016005603 | 315.6667 | 305.6667
78 | 2016005603 | 315 | 305
79 | 2016005603 | 314.6667 | 304.6667
80 | 2016005603 | 314.3333 | 304.3333
81 | 2016005603 | 314 | 304
82 | 2016005603 | 316.3333 | 306.3333
83 | 2016005603 | 318.6667 | 308.6667
84 | 2016005603 | 321 | 311
85 | 2016005603 | 323.3333 | 313.3333
86 | 2016005603 | 325.6667 | 315.6667
87 | 2016005603 | 328 | 318
88 | 2016005603 | 328.3333 | 318.3333
89 | 2016005603 | 328.6667 | 318.6667
90 | 2016005603 | 329 | 339
91 | 2016005603 | 329 | 339
92 | 2016005603 | 329 | 339
93 | 2016005603 | 329 | 339
94 | 2016005603 | 328.6667 | 338.6667
95 | 2016005603 | 328.3333 | 338.3333
96 | 2016005603 | 328 | 338
97 | 2016005603 | 327.6667 | 337.6667
98 | 2016005603 | 327.3333 | 337.3333
99 | 2016005603 | 327 | 337
100 | 2016005603 | 328.6667 | 338.6667
101 | 2016005603 | 330.3333 | 340.3333
102 | 2016005603 | 332 | 342
103 | 2016005603 | 334.3333 | 344.3333
104 | 2016005603 | 336.6667 | 346.6667
105 | 2016005603 | 339 | 349
106 | 2016005603 | 339.3333 | 349.3333
107 | 2016005603 | 339.6667 | 349.6667
108 | 2016005603 | 340 | 350
109 | 2016005603 | 342.3333 | 352.3333
110 | 2016005603 | 344.6667 | 354.6667
111 | 2016005603 | 347 | 357
112 | 2016005603 | 349.6667 | 359.6667
113 | 2016005603 | 352.3333 | 362.3333
114 | 2016005603 | 355 | 365
115 | 2016005603 | 360.3333 | 370.3333
116 | 2016005603 | 365.6667 | 375.6667
117 | 2016005603 | 371 | 381
118 | 2016005603 | 373.6667 | 383.6667
119 | 2016005603 | 376.3333 | 386.3333
120 | 2016005603 | 379 | 389
121 | 2016005603 | 383.3333 | 393.3333
122 | 2016005603 | 387.6667 | 377.6667
123 | 2016005603 | 392 | 382
124 | 2016005603 | 395.3333 | 385.3333
125 | 2016005603 | 398.6667 | 388.6667
126 | 2016005603 | 402 | 392
127 | 2016005603 | 404.3333 | 394.3333
128 | 2016005603 | 406.6667 | 396.6667
129 | 2016005603 | 409 | 399
130 | 2016005603 | 409 | 399
131 | 2016005603 | 409 | 399
132 | 2016005603 | 409 | 399
133 | 2016005603 | 408.3333 | 398.3333
134 | 2016005603 | 407.6667 | 397.6667
135 | 2016005603 | 407 | 397
136 | 2016005603 | 407 | 397
137 | 2016005603 | 407 | 397
138 | 2016005603 | 407 | 397
139 | 2016005603 | 407 | 397
140 | 2016005603 | 407 | 397
141 | 2016005603 | 407 | 397
142 | 2016005603 | 406 | 396
143 | 2016005603 | 405 | 395
0 | 2005008403 | 343 | 333
1 | 2005008403 | 344 | 334
2 | 2005008403 | 345 | 335
3 | 2005008403 | 346 | 336
4 | 2005008403 | 348 | 338
5 | 2005008403 | 350 | 340
6 | 2005008403 | 352 | 342
7 | 2005008403 | 353 | 343
8 | 2005008403 | 354 | 344
9 | 2005008403 | 355 | 345
10 | 2005008403 | 356.6667 | 346.6667
11 | 2005008403 | 358.3333 | 348.3333
12 | 2005008403 | 360 | 350
13 | 2005008403 | 363.6667 | 353.6667
14 | 2005008403 | 367.3333 | 357.3333
15 | 2005008403 | 371 | 361
16 | 2005008403 | 373.3333 | 363.3333
17 | 2005008403 | 375.6667 | 365.6667
18 | 2005008403 | 378 | 368
19 | 2005008403 | 378.6667 | 368.6667
20 | 2005008403 | 379.3333 | 369.3333
21 | 2005008403 | 380 | 370
22 | 2005008403 | 381.3333 | 371.3333
23 | 2005008403 | 382.6667 | 372.6667
24 | 2005008403 | 384 | 374
25 | 2005008403 | 385.3333 | 375.3333
26 | 2005008403 | 386.6667 | 376.6667
27 | 2005008403 | 388 | 378
28 | 2005008403 | 387 | 377
29 | 2005008403 | 386 | 376
30 | 2005008403 | 385 | 375
31 | 2005008403 | 383 | 373
32 | 2005008403 | 381 | 371
33 | 2005008403 | 379 | 369
34 | 2005008403 | 378.3333 | 368.3333
35 | 2005008403 | 377.6667 | 367.6667
36 | 2005008403 | 377 | 367
37 | 2005008403 | 377.3333 | 367.3333
38 | 2005008403 | 377.6667 | 367.6667
39 | 2005008403 | 378 | 368
40 | 2005008403 | 379.6667 | 369.6667
41 | 2005008403 | 381.3333 | 371.3333
42 | 2005008403 | 383 | 373
43 | 2005008403 | 385.3333 | 375.3333
44 | 2005008403 | 387.6667 | 377.6667
45 | 2005008403 | 390 | 380
46 | 2005008403 | 391.3333 | 381.3333
47 | 2005008403 | 392.6667 | 382.6667
48 | 2005008403 | 394 | 384
49 | 2005008403 | 393.3333 | 383.3333
50 | 2005008403 | 392.6667 | 382.6667
51 | 2005008403 | 392 | 382
52 | 2005008403 | 387.6667 | 377.6667
53 | 2005008403 | 383.3333 | 373.3333
54 | 2005008403 | 379 | 369
55 | 2005008403 | 372.3333 | 362.3333
56 | 2005008403 | 365.6667 | 355.6667
57 | 2005008403 | 359 | 349
58 | 2005008403 | 353.6667 | 343.6667
59 | 2005008403 | 348.3333 | 338.3333
60 | 2005008403 | 343 | 333
61 | 2005008403 | 338.3333 | 328.3333
62 | 2005008403 | 333.6667 | 323.6667
63 | 2005008403 | 329 | 319
64 | 2005008403 | 326 | 316
65 | 2005008403 | 323 | 313
66 | 2005008403 | 320 | 310
67 | 2005008403 | 318.3333 | 308.3333
68 | 2005008403 | 316.6667 | 306.6667
69 | 2005008403 | 315 | 305
70 | 2005008403 | 315.3333 | 305.3333
71 | 2005008403 | 315.6667 | 305.6667
72 | 2005008403 | 316 | 306
73 | 2005008403 | 316.3333 | 306.3333
74 | 2005008403 | 316.6667 | 306.6667
75 | 2005008403 | 317 | 307
76 | 2005008403 | 316.3333 | 306.3333
77 | 2005008403 | 315.6667 | 305.6667
78 | 2005008403 | 315 | 305
79 | 2005008403 | 314.6667 | 304.6667
80 | 2005008403 | 314.3333 | 304.3333
81 | 2005008403 | 314 | 304
82 | 2005008403 | 316.3333 | 306.3333
83 | 2005008403 | 318.6667 | 308.6667
84 | 2005008403 | 321 | 311
85 | 2005008403 | 323.3333 | 313.3333
86 | 2005008403 | 325.6667 | 315.6667
87 | 2005008403 | 328 | 318
88 | 2005008403 | 328.3333 | 318.3333
89 | 2005008403 | 328.6667 | 318.6667
90 | 2005008403 | 329 | 339
91 | 2005008403 | 329 | 339
92 | 2005008403 | 329 | 339
93 | 2005008403 | 329 | 339
94 | 2005008403 | 328.6667 | 338.6667
95 | 2005008403 | 328.3333 | 338.3333
96 | 2005008403 | 328 | 338
97 | 2005008403 | 327.6667 | 337.6667
98 | 2005008403 | 327.3333 | 337.3333
99 | 2005008403 | 327 | 337
100 | 2005008403 | 328.6667 | 338.6667
101 | 2005008403 | 330.3333 | 340.3333
102 | 2005008403 | 332 | 342
103 | 2005008403 | 334.3333 | 344.3333
104 | 2005008403 | 336.6667 | 346.6667
105 | 2005008403 | 339 | 349
106 | 2005008403 | 339.3333 | 349.3333
107 | 2005008403 | 339.6667 | 349.6667
108 | 2005008403 | 340 | 350
109 | 2005008403 | 342.3333 | 352.3333
110 | 2005008403 | 344.6667 | 354.6667
111 | 2005008403 | 347 | 357
112 | 2005008403 | 349.6667 | 359.6667
113 | 2005008403 | 352.3333 | 362.3333
114 | 2005008403 | 355 | 365
115 | 2005008403 | 360.3333 | 370.3333
116 | 2005008403 | 365.6667 | 375.6667
117 | 2005008403 | 371 | 381
118 | 2005008403 | 373.6667 | 383.6667
119 | 2005008403 | 376.3333 | 386.3333
120 | 2005008403 | 379 | 389
121 | 2005008403 | 383.3333 | 393.3333
122 | 2005008403 | 387.6667 | 377.6667
123 | 2005008403 | 392 | 382
124 | 2005008403 | 395.3333 | 385.3333
125 | 2005008403 | 398.6667 | 388.6667
126 | 2005008403 | 402 | 392
127 | 2005008403 | 404.3333 | 394.3333
128 | 2005008403 | 406.6667 | 396.6667
129 | 2005008403 | 409 | 399
130 | 2005008403 | 409 | 399
131 | 2005008403 | 409 | 399
132 | 2005008403 | 409 | 399
133 | 2005008403 | 408.3333 | 398.3333
134 | 2005008403 | 407.6667 | 397.6667
135 | 2005008403 | 407 | 397
136 | 2005008403 | 407 | 397
137 | 2005008403 | 407 | 397
138 | 2005008403 | 407 | 397
139 | 2005008403 | 407 | 397
140 | 2005008403 | 407 | 397
141 | 2005008403 | 407 | 397
142 | 2005008403 | 406 | 396
143 | 2005008403 | 405 | 395
0 | 2004002229 | 343 | 333
1 | 2004002229 | 344 | 334
2 | 2004002229 | 345 | 335
3 | 2004002229 | 346 | 336
4 | 2004002229 | 348 | 338
5 | 2004002229 | 350 | 340
6 | 2004002229 | 352 | 342
7 | 2004002229 | 353 | 343
8 | 2004002229 | 354 | 344
9 | 2004002229 | 355 | 345
10 | 2004002229 | 356.6667 | 346.6667
11 | 2004002229 | 358.3333 | 348.3333
12 | 2004002229 | 360 | 350
13 | 2004002229 | 363.6667 | 353.6667
14 | 2004002229 | 367.3333 | 357.3333
15 | 2004002229 | 371 | 361
16 | 2004002229 | 373.3333 | 363.3333
17 | 2004002229 | 375.6667 | 365.6667
18 | 2004002229 | 378 | 368
19 | 2004002229 | 378.6667 | 368.6667
20 | 2004002229 | 379.3333 | 369.3333
21 | 2004002229 | 380 | 370
22 | 2004002229 | 381.3333 | 371.3333
23 | 2004002229 | 382.6667 | 372.6667
24 | 2004002229 | 384 | 374
25 | 2004002229 | 385.3333 | 375.3333
26 | 2004002229 | 386.6667 | 376.6667
27 | 2004002229 | 388 | 378
28 | 2004002229 | 387 | 377
29 | 2004002229 | 386 | 376
30 | 2004002229 | 385 | 375
31 | 2004002229 | 383 | 373
32 | 2004002229 | 381 | 371
33 | 2004002229 | 379 | 369
34 | 2004002229 | 378.3333 | 368.3333
35 | 2004002229 | 377.6667 | 367.6667
36 | 2004002229 | 377 | 367
37 | 2004002229 | 377.3333 | 367.3333
38 | 2004002229 | 377.6667 | 367.6667
39 | 2004002229 | 378 | 368
40 | 2004002229 | 379.6667 | 369.6667
41 | 2004002229 | 381.3333 | 371.3333
42 | 2004002229 | 383 | 373
43 | 2004002229 | 385.3333 | 375.3333
44 | 2004002229 | 387.6667 | 377.6667
45 | 2004002229 | 390 | 380
46 | 2004002229 | 391.3333 | 381.3333
47 | 2004002229 | 392.6667 | 382.6667
48 | 2004002229 | 394 | 384
49 | 2004002229 | 393.3333 | 383.3333
50 | 2004002229 | 392.6667 | 382.6667
51 | 2004002229 | 392 | 382
52 | 2004002229 | 387.6667 | 377.6667
53 | 2004002229 | 383.3333 | 373.3333
54 | 2004002229 | 379 | 369
55 | 2004002229 | 372.3333 | 362.3333
56 | 2004002229 | 365.6667 | 355.6667
57 | 2004002229 | 359 | 349
58 | 2004002229 | 353.6667 | 343.6667
59 | 2004002229 | 348.3333 | 338.3333
60 | 2004002229 | 343 | 333
61 | 2004002229 | 338.3333 | 328.3333
62 | 2004002229 | 333.6667 | 323.6667
63 | 2004002229 | 329 | 319
64 | 2004002229 | 326 | 316
65 | 2004002229 | 323 | 313
66 | 2004002229 | 320 | 310
67 | 2004002229 | 318.3333 | 308.3333
68 | 2004002229 | 316.6667 | 306.6667
69 | 2004002229 | 315 | 305
70 | 2004002229 | 315.3333 | 305.3333
71 | 2004002229 | 315.6667 | 305.6667
72 | 2004002229 | 316 | 306
73 | 2004002229 | 316.3333 | 306.3333
74 | 2004002229 | 316.6667 | 306.6667
75 | 2004002229 | 317 | 307
76 | 2004002229 | 316.3333 | 306.3333
77 | 2004002229 | 315.6667 | 305.6667
78 | 2004002229 | 315 | 305
79 | 2004002229 | 314.6667 | 304.6667
80 | 2004002229 | 314.3333 | 304.3333
81 | 2004002229 | 314 | 304
82 | 2004002229 | 316.3333 | 306.3333
83 | 2004002229 | 318.6667 | 308.6667
84 | 2004002229 | 321 | 311
85 | 2004002229 | 323.3333 | 313.3333
86 | 2004002229 | 325.6667 | 315.6667
87 | 2004002229 | 328 | 318
88 | 2004002229 | 328.3333 | 318.3333
89 | 2004002229 | 328.6667 | 318.6667
90 | 2004002229 | 329 | 339
91 | 2004002229 | 329 | 339
92 | 2004002229 | 329 | 339
93 | 2004002229 | 329 | 339
94 | 2004002229 | 328.6667 | 338.6667
95 | 2004002229 | 328.3333 | 338.3333
96 | 2004002229 | 328 | 338
97 | 2004002229 | 327.6667 | 337.6667
98 | 2004002229 | 327.3333 | 337.3333
99 | 2004002229 | 327 | 337
100 | 2004002229 | 328.6667 | 338.6667
101 | 2004002229 | 330.3333 | 340.3333
102 | 2004002229 | 332 | 342
103 | 2004002229 | 334.3333 | 344.3333
104 | 2004002229 | 336.6667 | 346.6667
105 | 2004002229 | 339 | 349
106 | 2004002229 | 339.3333 | 349.3333
107 | 2004002229 | 339.6667 | 349.6667
108 | 2004002229 | 340 | 350
109 | 2004002229 | 342.3333 | 352.3333
110 | 2004002229 | 344.6667 | 354.6667
111 | 2004002229 | 347 | 357
112 | 2004002229 | 349.6667 | 359.6667
113 | 2004002229 | 352.3333 | 362.3333
114 | 2004002229 | 355 | 365
115 | 2004002229 | 360.3333 | 370.3333
116 | 2004002229 | 365.6667 | 375.6667
117 | 2004002229 | 371 | 381
118 | 2004002229 | 373.6667 | 383.6667
119 | 2004002229 | 376.3333 | 386.3333
120 | 2004002229 | 379 | 389
121 | 2004002229 | 383.3333 | 393.3333
122 | 2004002229 | 387.6667 | 377.6667
123 | 2004002229 | 392 | 382
124 | 2004002229 | 395.3333 | 385.3333
125 | 2004002229 | 398.6667 | 388.6667
126 | 2004002229 | 402 | 392
127 | 2004002229 | 404.3333 | 394.3333
128 | 2004002229 | 406.6667 | 396.6667
129 | 2004002229 | 409 | 399
130 | 2004002229 | 409 | 399
131 | 2004002229 | 409 | 399
132 | 2004002229 | 409 | 399
133 | 2004002229 | 408.3333 | 398.3333
134 | 2004002229 | 407.6667 | 397.6667
135 | 2004002229 | 407 | 397
136 | 2004002229 | 407 | 397
137 | 2004002229 | 407 | 397
138 | 2004002229 | 407 | 397
139 | 2004002229 | 407 | 397
140 | 2004002229 | 407 | 397
141 | 2004002229 | 407 | 397
142 | 2004002229 | 406 | 396
143 | 2004002229 | 405 | 395
0 | 2007009159 | 343 | 333
1 | 2007009159 | 344 | 334
2 | 2007009159 | 345 | 335
3 | 2007009159 | 346 | 336
4 | 2007009159 | 348 | 338
5 | 2007009159 | 350 | 340
6 | 2007009159 | 352 | 342
7 | 2007009159 | 353 | 343
8 | 2007009159 | 354 | 344
9 | 2007009159 | 355 | 345
10 | 2007009159 | 356.6667 | 346.6667
11 | 2007009159 | 358.3333 | 348.3333
12 | 2007009159 | 360 | 350
13 | 2007009159 | 363.6667 | 353.6667
14 | 2007009159 | 367.3333 | 357.3333
15 | 2007009159 | 371 | 361
16 | 2007009159 | 373.3333 | 363.3333
17 | 2007009159 | 375.6667 | 365.6667
18 | 2007009159 | 378 | 368
19 | 2007009159 | 378.6667 | 368.6667
20 | 2007009159 | 379.3333 | 369.3333
21 | 2007009159 | 380 | 370
22 | 2007009159 | 381.3333 | 371.3333
23 | 2007009159 | 382.6667 | 372.6667
24 | 2007009159 | 384 | 374
25 | 2007009159 | 385.3333 | 375.3333
26 | 2007009159 | 386.6667 | 376.6667
27 | 2007009159 | 388 | 378
28 | 2007009159 | 387 | 377
29 | 2007009159 | 386 | 376
30 | 2007009159 | 385 | 375
31 | 2007009159 | 383 | 373
32 | 2007009159 | 381 | 371
33 | 2007009159 | 379 | 369
34 | 2007009159 | 378.3333 | 368.3333
35 | 2007009159 | 377.6667 | 367.6667
36 | 2007009159 | 377 | 367
37 | 2007009159 | 377.3333 | 367.3333
38 | 2007009159 | 377.6667 | 367.6667
39 | 2007009159 | 378 | 368
40 | 2007009159 | 379.6667 | 369.6667
41 | 2007009159 | 381.3333 | 371.3333
42 | 2007009159 | 383 | 373
43 | 2007009159 | 385.3333 | 375.3333
44 | 2007009159 | 387.6667 | 377.6667
45 | 2007009159 | 390 | 380
46 | 2007009159 | 391.3333 | 381.3333
47 | 2007009159 | 392.6667 | 382.6667
48 | 2007009159 | 394 | 384
49 | 2007009159 | 393.3333 | 383.3333
50 | 2007009159 | 392.6667 | 382.6667
51 | 2007009159 | 392 | 382
52 | 2007009159 | 387.6667 | 377.6667
53 | 2007009159 | 383.3333 | 373.3333
54 | 2007009159 | 379 | 369
55 | 2007009159 | 372.3333 | 362.3333
56 | 2007009159 | 365.6667 | 355.6667
57 | 2007009159 | 359 | 349
58 | 2007009159 | 353.6667 | 343.6667
59 | 2007009159 | 348.3333 | 338.3333
60 | 2007009159 | 343 | 333
61 | 2007009159 | 338.3333 | 328.3333
62 | 2007009159 | 333.6667 | 323.6667
63 | 2007009159 | 329 | 319
64 | 2007009159 | 326 | 316
65 | 2007009159 | 323 | 313
66 | 2007009159 | 320 | 310
67 | 2007009159 | 318.3333 | 308.3333
68 | 2007009159 | 316.6667 | 306.6667
69 | 2007009159 | 315 | 305
70 | 2007009159 | 315.3333 | 305.3333
71 | 2007009159 | 315.6667 | 305.6667
72 | 2007009159 | 316 | 306
73 | 2007009159 | 316.3333 | 306.3333
74 | 2007009159 | 316.6667 | 306.6667
75 | 2007009159 | 317 | 307
76 | 2007009159 | 316.3333 | 306.3333
77 | 2007009159 | 315.6667 | 305.6667
78 | 2007009159 | 315 | 305
79 | 2007009159 | 314.6667 | 304.6667
80 | 2007009159 | 314.3333 | 304.3333
81 | 2007009159 | 314 | 304
82 | 2007009159 | 316.3333 | 306.3333
83 | 2007009159 | 318.6667 | 308.6667
84 | 2007009159 | 321 | 311
85 | 2007009159 | 323.3333 | 313.3333
86 | 2007009159 | 325.6667 | 315.6667
87 | 2007009159 | 328 | 318
88 | 2007009159 | 328.3333 | 318.3333
89 | 2007009159 | 328.6667 | 318.6667
90 | 2007009159 | 329 | 339
91 | 2007009159 | 329 | 339
92 | 2007009159 | 329 | 339
93 | 2007009159 | 329 | 339
94 | 2007009159 | 328.6667 | 338.6667
95 | 2007009159 | 328.3333 | 338.3333
96 | 2007009159 | 328 | 338
97 | 2007009159 | 327.6667 | 337.6667
98 | 2007009159 | 327.3333 | 337.3333
99 | 2007009159 | 327 | 337
100 | 2007009159 | 328.6667 | 338.6667
101 | 2007009159 | 330.3333 | 340.3333
102 | 2007009159 | 332 | 342
103 | 2007009159 | 334.3333 | 344.3333
104 | 2007009159 | 336.6667 | 346.6667
105 | 2007009159 | 339 | 349
106 | 2007009159 | 339.3333 | 349.3333
107 | 2007009159 | 339.6667 | 349.6667
108 | 2007009159 | 340 | 350
109 | 2007009159 | 342.3333 | 352.3333
110 | 2007009159 | 344.6667 | 354.6667
111 | 2007009159 | 347 | 357
112 | 2007009159 | 349.6667 | 359.6667
113 | 2007009159 | 352.3333 | 362.3333
114 | 2007009159 | 355 | 365
115 | 2007009159 | 360.3333 | 370.3333
116 | 2007009159 | 365.6667 | 375.6667
117 | 2007009159 | 371 | 381
118 | 2007009159 | 373.6667 | 383.6667
119 | 2007009159 | 376.3333 | 386.3333
120 | 2007009159 | 379 | 389
121 | 2007009159 | 383.3333 | 393.3333
122 | 2007009159 | 387.6667 | 377.6667
123 | 2007009159 | 392 | 382
124 | 2007009159 | 395.3333 | 385.3333
125 | 2007009159 | 398.6667 | 388.6667
126 | 2007009159 | 402 | 392
127 | 2007009159 | 404.3333 | 394.3333
128 | 2007009159 | 406.6667 | 396.6667
129 | 2007009159 | 409 | 399
130 | 2007009159 | 409 | 399
131 | 2007009159 | 409 | 399
132 | 2007009159 | 409 | 399
133 | 2007009159 | 408.3333 | 398.3333
134 | 2007009159 | 407.6667 | 397.6667
135 | 2007009159 | 407 | 397
136 | 2007009159 | 407 | 397
137 | 2007009159 | 407 | 397
138 | 2007009159 | 407 | 397
139 | 2007009159 | 407 | 397
140 | 2007009159 | 407 | 397
141 | 2007009159 | 407 | 397
142 | 2007009159 | 406 | 396
143 | 2007009159 | 405 | 395
0 | 2011003998 | 343 | 333
1 | 2011003998 | 344 | 334
2 | 2011003998 | 345 | 335
3 | 2011003998 | 346 | 336
4 | 2011003998 | 348 | 338
5 | 2011003998 | 350 | 340
6 | 2011003998 | 352 | 342
7 | 2011003998 | 353 | 343
8 | 2011003998 | 354 | 344
9 | 2011003998 | 355 | 345
10 | 2011003998 | 356.6667 | 346.6667
11 | 2011003998 | 358.3333 | 348.3333
12 | 2011003998 | 360 | 350
13 | 2011003998 | 363.6667 | 353.6667
14 | 2011003998 | 367.3333 | 357.3333
15 | 2011003998 | 371 | 361
16 | 2011003998 | 373.3333 | 363.3333
17 | 2011003998 | 375.6667 | 365.6667
18 | 2011003998 | 378 | 368
19 | 2011003998 | 378.6667 | 368.6667
20 | 2011003998 | 379.3333 | 369.3333
21 | 2011003998 | 380 | 370
22 | 2011003998 | 381.3333 | 371.3333
23 | 2011003998 | 382.6667 | 372.6667
24 | 2011003998 | 384 | 374
25 | 2011003998 | 385.3333 | 375.3333
26 | 2011003998 | 386.6667 | 376.6667
27 | 2011003998 | 388 | 378
28 | 2011003998 | 387 | 377
29 | 2011003998 | 386 | 376
30 | 2011003998 | 385 | 375
31 | 2011003998 | 383 | 373
32 | 2011003998 | 381 | 371
33 | 2011003998 | 379 | 369
34 | 2011003998 | 378.3333 | 368.3333
35 | 2011003998 | 377.6667 | 367.6667
36 | 2011003998 | 377 | 367
37 | 2011003998 | 377.3333 | 367.3333
38 | 2011003998 | 377.6667 | 367.6667
39 | 2011003998 | 378 | 368
40 | 2011003998 | 379.6667 | 369.6667
41 | 2011003998 | 381.3333 | 371.3333
42 | 2011003998 | 383 | 373
43 | 2011003998 | 385.3333 | 375.3333
44 | 2011003998 | 387.6667 | 377.6667
45 | 2011003998 | 390 | 380
46 | 2011003998 | 391.3333 | 381.3333
47 | 2011003998 | 392.6667 | 382.6667
48 | 2011003998 | 394 | 384
49 | 2011003998 | 393.3333 | 383.3333
50 | 2011003998 | 392.6667 | 382.6667
51 | 2011003998 | 392 | 382
52 | 2011003998 | 387.6667 | 377.6667
53 | 2011003998 | 383.3333 | 373.3333
54 | 2011003998 | 379 | 369
55 | 2011003998 | 372.3333 | 362.3333
56 | 2011003998 | 365.6667 | 355.6667
57 | 2011003998 | 359 | 349
58 | 2011003998 | 353.6667 | 343.6667
59 | 2011003998 | 348.3333 | 338.3333
60 | 2011003998 | 343 | 333
61 | 2011003998 | 338.3333 | 328.3333
62 | 2011003998 | 333.6667 | 323.6667
63 | 2011003998 | 329 | 319
64 | 2011003998 | 326 | 316
65 | 2011003998 | 323 | 313
66 | 2011003998 | 320 | 310
67 | 2011003998 | 318.3333 | 308.3333
68 | 2011003998 | 316.6667 | 306.6667
69 | 2011003998 | 315 | 305
70 | 2011003998 | 315.3333 | 305.3333
71 | 2011003998 | 315.6667 | 305.6667
72 | 2011003998 | 316 | 306
73 | 2011003998 | 316.3333 | 306.3333
74 | 2011003998 | 316.6667 | 306.6667
75 | 2011003998 | 317 | 307
76 | 2011003998 | 316.3333 | 306.3333
77 | 2011003998 | 315.6667 | 305.6667
78 | 2011003998 | 315 | 305
79 | 2011003998 | 314.6667 | 304.6667
80 | 2011003998 | 314.3333 | 304.3333
81 | 2011003998 | 314 | 304
82 | 2011003998 | 316.3333 | 306.3333
83 | 2011003998 | 318.6667 | 308.6667
84 | 2011003998 | 321 | 311
85 | 2011003998 | 323.3333 | 313.3333
86 | 2011003998 | 325.6667 | 315.6667
87 | 2011003998 | 328 | 318
88 | 2011003998 | 328.3333 | 318.3333
89 | 2011003998 | 328.6667 | 318.6667
90 | 2011003998 | 329 | 339
91 | 2011003998 | 329 | 339
92 | 2011003998 | 329 | 339
93 | 2011003998 | 329 | 339
94 | 2011003998 | 328.6667 | 338.6667
95 | 2011003998 | 328.3333 | 338.3333
96 | 2011003998 | 328 | 338
97 | 2011003998 | 327.6667 | 337.6667
98 | 2011003998 | 327.3333 | 337.3333
99 | 2011003998 | 327 | 337
100 | 2011003998 | 328.6667 | 338.6667
101 | 2011003998 | 330.3333 | 340.3333
102 | 2011003998 | 332 | 342
103 | 2011003998 | 334.3333 | 344.3333
104 | 2011003998 | 336.6667 | 346.6667
105 | 2011003998 | 339 | 349
106 | 2011003998 | 339.3333 | 349.3333
107 | 2011003998 | 339.6667 | 349.6667
108 | 2011003998 | 340 | 350
109 | 2011003998 | 342.3333 | 352.3333
110 | 2011003998 | 344.6667 | 354.6667
111 | 2011003998 | 347 | 357
112 | 2011003998 | 349.6667 | 359.6667
113 | 2011003998 | 352.3333 | 362.3333
114 | 2011003998 | 355 | 365
115 | 2011003998 | 360.3333 | 370.3333
116 | 2011003998 | 365.6667 | 375.6667
117 | 2011003998 | 371 | 381
118 | 2011003998 | 373.6667 | 383.6667
119 | 2011003998 | 376.3333 | 386.3333
120 | 2011003998 | 379 | 389
121 | 2011003998 | 383.3333 | 393.3333
122 | 2011003998 | 387.6667 | 377.6667
123 | 2011003998 | 392 | 382
124 | 2011003998 | 395.3333 | 385.3333
125 | 2011003998 | 398.6667 | 388.6667
126 | 2011003998 | 402 | 392
127 | 2011003998 | 404.3333 | 394.3333
128 | 2011003998 | 406.6667 | 396.6667
129 | 2011003998 | 409 | 399
130 | 2011003998 | 409 | 399
131 | 2011003998 | 409 | 399
132 | 2011003998 | 409 | 399
133 | 2011003998 | 408.3333 | 398.3333
134 | 2011003998 | 407.6667 | 397.6667
135 | 2011003998 | 407 | 397
136 | 2011003998 | 407 | 397
137 | 2011003998 | 407 | 397
138 | 2011003998 | 407 | 397
139 | 2011003998 | 407 | 397
140 | 2011003998 | 407 | 397
141 | 2011003998 | 407 | 397
142 | 2011003998 | 406 | 396
143 | 2011003998 | 405 | 395
0 | 2003006644 | 343 | 333
1 | 2003006644 | 344 | 334
2 | 2003006644 | 345 | 335
3 | 2003006644 | 346 | 336
4 | 2003006644 | 348 | 338
5 | 2003006644 | 350 | 340
6 | 2003006644 | 352 | 342
7 | 2003006644 | 353 | 343
8 | 2003006644 | 354 | 344
9 | 2003006644 | 355 | 345
10 | 2003006644 | 356.6667 | 346.6667
11 | 2003006644 | 358.3333 | 348.3333
12 | 2003006644 | 360 | 350
13 | 2003006644 | 363.6667 | 353.6667
14 | 2003006644 | 367.3333 | 357.3333
15 | 2003006644 | 371 | 361
16 | 2003006644 | 373.3333 | 363.3333
17 | 2003006644 | 375.6667 | 365.6667
18 | 2003006644 | 378 | 368
19 | 2003006644 | 378.6667 | 368.6667
20 | 2003006644 | 379.3333 | 369.3333
21 | 2003006644 | 380 | 370
22 | 2003006644 | 381.3333 | 371.3333
23 | 2003006644 | 382.6667 | 372.6667
24 | 2003006644 | 384 | 374
25 | 2003006644 | 385.3333 | 375.3333
26 | 2003006644 | 386.6667 | 376.6667
27 | 2003006644 | 388 | 378
28 | 2003006644 | 387 | 377
29 | 2003006644 | 386 | 376
30 | 2003006644 | 385 | 375
31 | 2003006644 | 383 | 373
32 | 2003006644 | 381 | 371
33 | 2003006644 | 379 | 369
34 | 2003006644 | 378.3333 | 368.3333
35 | 2003006644 | 377.6667 | 367.6667
36 | 2003006644 | 377 | 367
37 | 2003006644 | 377.3333 | 367.3333
38 | 2003006644 | 377.6667 | 367.6667
39 | 2003006644 | 378 | 368
40 | 2003006644 | 379.6667 | 369.6667
41 | 2003006644 | 381.3333 | 371.3333
42 | 2003006644 | 383 | 373
43 | 2003006644 | 385.3333 | 375.3333
44 | 2003006644 | 387.6667 | 377.6667
45 | 2003006644 | 390 | 380
46 | 2003006644 | 391.3333 | 381.3333
47 | 2003006644 | 392.6667 | 382.6667
48 | 2003006644 | 394 | 384
49 | 2003006644 | 393.3333 | 383.3333
50 | 2003006644 | 392.6667 | 382.6667
51 | 2003006644 | 392 | 382
52 | 2003006644 | 387.6667 | 377.6667
53 | 2003006644 | 383.3333 | 373.3333
54 | 2003006644 | 379 | 369
55 | 2003006644 | 372.3333 | 362.3333
56 | 2003006644 | 365.6667 | 355.6667
57 | 2003006644 | 359 | 349
58 | 2003006644 | 353.6667 | 343.6667
59 | 2003006644 | 348.3333 | 338.3333
60 | 2003006644 | 343 | 333
61 | 2003006644 | 338.3333 | 328.3333
62 | 2003006644 | 333.6667 | 323.6667
63 | 2003006644 | 329 | 319
64 | 2003006644 | 326 | 316
65 | 2003006644 | 323 | 313
66 | 2003006644 | 320 | 310
67 | 2003006644 | 318.3333 | 308.3333
68 | 2003006644 | 316.6667 | 306.6667
69 | 2003006644 | 315 | 305
70 | 2003006644 | 315.3333 | 305.3333
71 | 2003006644 | 315.6667 | 305.6667
72 | 2003006644 | 316 | 306
73 | 2003006644 | 316.3333 | 306.3333
74 | 2003006644 | 316.6667 | 306.6667
75 | 2003006644 | 317 | 307
76 | 2003006644 | 316.3333 | 306.3333
77 | 2003006644 | 315.6667 | 305.6667
78 | 2003006644 | 315 | 305
79 | 2003006644 | 314.6667 | 304.6667
80 | 2003006644 | 314.3333 | 304.3333
81 | 2003006644 | 314 | 304
82 | 2003006644 | 316.3333 | 306.3333
83 | 2003006644 | 318.6667 | 308.6667
84 | 2003006644 | 321 | 311
85 | 2003006644 | 323.3333 | 313.3333
86 | 2003006644 | 325.6667 | 315.6667
87 | 2003006644 | 328 | 318
88 | 2003006644 | 328.3333 | 318.3333
89 | 2003006644 | 328.6667 | 318.6667
90 | 2003006644 | 329 | 339
91 | 2003006644 | 329 | 339
92 | 2003006644 | 329 | 339
93 | 2003006644 | 329 | 339
94 | 2003006644 | 328.6667 | 338.6667
95 | 2003006644 | 328.3333 | 338.3333
96 | 2003006644 | 328 | 338
97 | 2003006644 | 327.6667 | 337.6667
98 | 2003006644 | 327.3333 | 337.3333
99 | 2003006644 | 327 | 337
100 | 2003006644 | 328.6667 | 338.6667
101 | 2003006644 | 330.3333 | 340.3333
102 | 2003006644 | 332 | 342
103 | 2003006644 | 334.3333 | 344.3333
104 | 2003006644 | 336.6667 | 346.6667
105 | 2003006644 | 339 | 349
106 | 2003006644 | 339.3333 | 349.3333
107 | 2003006644 | 339.6667 | 349.6667
108 | 2003006644 | 340 | 350
109 | 2003006644 | 342.3333 | 352.3333
110 | 2003006644 | 344.6667 | 354.6667
111 | 2003006644 | 347 | 357
112 | 2003006644 | 349.6667 | 359.6667
113 | 2003006644 | 352.3333 | 362.3333
114 | 2003006644 | 355 | 365
115 | 2003006644 | 360.3333 | 370.3333
116 | 2003006644 | 365.6667 | 375.6667
117 | 2003006644 | 371 | 381
118 | 2003006644 | 373.6667 | 383.6667
119 | 2003006644 | 376.3333 | 386.3333
120 | 2003006644 | 379 | 389
121 | 2003006644 | 383.3333 | 393.3333
122 | 2003006644 | 387.6667 | 377.6667
123 | 2003006644 | 392 | 382
124 | 2003006644 | 395.3333 | 385.3333
125 | 2003006644 | 398.6667 | 388.6667
126 | 2003006644 | 402 | 392
127 | 2003006644 | 404.3333 | 394.3333
128 | 2003006644 | 406.6667 | 396.6667
129 | 2003006644 | 409 | 399
130 | 2003006644 | 409 | 399
131 | 2003006644 | 409 | 399
132 | 2003006644 | 409 | 399
133 | 2003006644 | 408.3333 | 398.3333
134 | 2003006644 | 407.6667 | 397.6667
135 | 2003006644 | 407 | 397
136 | 2003006644 | 407 | 397
137 | 2003006644 | 407 | 397
138 | 2003006644 | 407 | 397
139 | 2003006644 | 407 | 397
140 | 2003006644 | 407 | 397
141 | 2003006644 | 407 | 397
142 | 2003006644 | 406 | 396
143 | 2003006644 | 405 | 395
0 | 2012003125 | 343 | 333
1 | 2012003125 | 344 | 334
2 | 2012003125 | 345 | 335
3 | 2012003125 | 346 | 336
4 | 2012003125 | 348 | 338
5 | 2012003125 | 350 | 340
6 | 2012003125 | 352 | 342
7 | 2012003125 | 353 | 343
8 | 2012003125 | 354 | 344
9 | 2012003125 | 355 | 345
10 | 2012003125 | 356.6667 | 346.6667
11 | 2012003125 | 358.3333 | 348.3333
12 | 2012003125 | 360 | 350
13 | 2012003125 | 363.6667 | 353.6667
14 | 2012003125 | 367.3333 | 357.3333
15 | 2012003125 | 371 | 361
16 | 2012003125 | 373.3333 | 363.3333
17 | 2012003125 | 375.6667 | 365.6667
18 | 2012003125 | 378 | 368
19 | 2012003125 | 378.6667 | 368.6667
20 | 2012003125 | 379.3333 | 369.3333
21 | 2012003125 | 380 | 370
22 | 2012003125 | 381.3333 | 371.3333
23 | 2012003125 | 382.6667 | 372.6667
24 | 2012003125 | 384 | 374
25 | 2012003125 | 385.3333 | 375.3333
26 | 2012003125 | 386.6667 | 376.6667
27 | 2012003125 | 388 | 378
28 | 2012003125 | 387 | 377
29 | 2012003125 | 386 | 376
30 | 2012003125 | 385 | 375
31 | 2012003125 | 383 | 373
32 | 2012003125 | 381 | 371
33 | 2012003125 | 379 | 369
34 | 2012003125 | 378.3333 | 368.3333
35 | 2012003125 | 377.6667 | 367.6667
36 | 2012003125 | 377 | 367
37 | 2012003125 | 377.3333 | 367.3333
38 | 2012003125 | 377.6667 | 367.6667
39 | 2012003125 | 378 | 368
40 | 2012003125 | 379.6667 | 369.6667
41 | 2012003125 | 381.3333 | 371.3333
42 | 2012003125 | 383 | 373
43 | 2012003125 | 385.3333 | 375.3333
44 | 2012003125 | 387.6667 | 377.6667
45 | 2012003125 | 390 | 380
46 | 2012003125 | 391.3333 | 381.3333
47 | 2012003125 | 392.6667 | 382.6667
48 | 2012003125 | 394 | 384
49 | 2012003125 | 393.3333 | 383.3333
50 | 2012003125 | 392.6667 | 382.6667
51 | 2012003125 | 392 | 382
52 | 2012003125 | 387.6667 | 377.6667
53 | 2012003125 | 383.3333 | 373.3333
54 | 2012003125 | 379 | 369
55 | 2012003125 | 372.3333 | 362.3333
56 | 2012003125 | 365.6667 | 355.6667
57 | 2012003125 | 359 | 349
58 | 2012003125 | 353.6667 | 343.6667
59 | 2012003125 | 348.3333 | 338.3333
60 | 2012003125 | 343 | 333
61 | 2012003125 | 338.3333 | 328.3333
62 | 2012003125 | 333.6667 | 323.6667
63 | 2012003125 | 329 | 319
64 | 2012003125 | 326 | 316
65 | 2012003125 | 323 | 313
66 | 2012003125 | 320 | 310
67 | 2012003125 | 318.3333 | 308.3333
68 | 2012003125 | 316.6667 | 306.6667
69 | 2012003125 | 315 | 305
70 | 2012003125 | 315.3333 | 305.3333
71 | 2012003125 | 315.6667 | 305.6667
72 | 2012003125 | 316 | 306
73 | 2012003125 | 316.3333 | 306.3333
74 | 2012003125 | 316.6667 | 306.6667
75 | 2012003125 | 317 | 307
76 | 2012003125 | 316.3333 | 306.3333
77 | 2012003125 | 315.6667 | 305.6667
78 | 2012003125 | 315 | 305
79 | 2012003125 | 314.6667 | 304.6667
80 | 2012003125 | 314.3333 | 304.3333
81 | 2012003125 | 314 | 304
82 | 2012003125 | 316.3333 | 306.3333
83 | 2012003125 | 318.6667 | 308.6667
84 | 2012003125 | 321 | 311
85 | 2012003125 | 323.3333 | 313.3333
86 | 2012003125 | 325.6667 | 315.6667
87 | 2012003125 | 328 | 318
88 | 2012003125 | 328.3333 | 318.3333
89 | 2012003125 | 328.6667 | 318.6667
90 | 2012003125 | 329 | 339
91 | 2012003125 | 329 | 339
92 | 2012003125 | 329 | 339
93 | 2012003125 | 329 | 339
94 | 2012003125 | 328.6667 | 338.6667
95 | 2012003125 | 328.3333 | 338.3333
96 | 2012003125 | 328 | 338
97 | 2012003125 | 327.6667 | 337.6667
98 | 2012003125 | 327.3333 | 337.3333
99 | 2012003125 | 327 | 337
100 | 2012003125 | 328.6667 | 338.6667
101 | 2012003125 | 330.3333 | 340.3333
102 | 2012003125 | 332 | 342
103 | 2012003125 | 334.3333 | 344.3333
104 | 2012003125 | 336.6667 | 346.6667
105 | 2012003125 | 339 | 349
106 | 2012003125 | 339.3333 | 349.3333
107 | 2012003125 | 339.6667 | 349.6667
108 | 2012003125 | 340 | 350
109 | 2012003125 | 342.3333 | 352.3333
110 | 2012003125 | 344.6667 | 354.6667
111 | 2012003125 | 347 | 357
112 | 2012003125 | 349.6667 | 359.6667
113 | 2012003125 | 352.3333 | 362.3333
114 | 2012003125 | 355 | 365
115 | 2012003125 | 360.3333 | 370.3333
116 | 2012003125 | 365.6667 | 375.6667
117 | 2012003125 | 371 | 381
118 | 2012003125 | 373.6667 | 383.6667
119 | 2012003125 | 376.3333 | 386.3333
120 | 2012003125 | 379 | 389
121 | 2012003125 | 383.3333 | 393.3333
122 | 2012003125 | 387.6667 | 377.6667
123 | 2012003125 | 392 | 382
124 | 2012003125 | 395.3333 | 385.3333
125 | 2012003125 | 398.6667 | 388.6667
126 | 2012003125 | 402 | 392
127 | 2012003125 | 404.3333 | 394.3333
128 | 2012003125 | 406.6667 | 396.6667
129 | 2012003125 | 409 | 399
130 | 2012003125 | 409 | 399
131 | 2012003125 | 409 | 399
132 | 2012003125 | 409 | 399
133 | 2012003125 | 408.3333 | 398.3333
134 | 2012003125 | 407.6667 | 397.6667
135 | 2012003125 | 407 | 397
136 | 2012003125 | 407 | 397
137 | 2012003125 | 407 | 397
138 | 2012003125 | 407 | 397
139 | 2012003125 | 407 | 397
140 | 2012003125 | 407 | 397
141 | 2012003125 | 407 | 397
142 | 2012003125 | 406 | 396
143 | 2012003125 | 405 | 395
0 | 2012005630 | 343 | 333
1 | 2012005630 | 344 | 334
2 | 2012005630 | 345 | 335
3 | 2012005630 | 346 | 336
4 | 2012005630 | 348 | 338
5 | 2012005630 | 350 | 340
6 | 2012005630 | 352 | 342
7 | 2012005630 | 353 | 343
8 | 2012005630 | 354 | 344
9 | 2012005630 | 355 | 345
10 | 2012005630 | 356.6667 | 346.6667
11 | 2012005630 | 358.3333 | 348.3333
12 | 2012005630 | 360 | 350
13 | 2012005630 | 363.6667 | 353.6667
14 | 2012005630 | 367.3333 | 357.3333
15 | 2012005630 | 371 | 361
16 | 2012005630 | 373.3333 | 363.3333
17 | 2012005630 | 375.6667 | 365.6667
18 | 2012005630 | 378 | 368
19 | 2012005630 | 378.6667 | 368.6667
20 | 2012005630 | 379.3333 | 369.3333
21 | 2012005630 | 380 | 370
22 | 2012005630 | 381.3333 | 371.3333
23 | 2012005630 | 382.6667 | 372.6667
24 | 2012005630 | 384 | 374
25 | 2012005630 | 385.3333 | 375.3333
26 | 2012005630 | 386.6667 | 376.6667
27 | 2012005630 | 388 | 378
28 | 2012005630 | 387 | 377
29 | 2012005630 | 386 | 376
30 | 2012005630 | 385 | 375
31 | 2012005630 | 383 | 373
32 | 2012005630 | 381 | 371
33 | 2012005630 | 379 | 369
34 | 2012005630 | 378.3333 | 368.3333
35 | 2012005630 | 377.6667 | 367.6667
36 | 2012005630 | 377 | 367
37 | 2012005630 | 377.3333 | 367.3333
38 | 2012005630 | 377.6667 | 367.6667
39 | 2012005630 | 378 | 368
40 | 2012005630 | 379.6667 | 369.6667
41 | 2012005630 | 381.3333 | 371.3333
42 | 2012005630 | 383 | 373
43 | 2012005630 | 385.3333 | 375.3333
44 | 2012005630 | 387.6667 | 377.6667
45 | 2012005630 | 390 | 380
46 | 2012005630 | 391.3333 | 381.3333
47 | 2012005630 | 392.6667 | 382.6667
48 | 2012005630 | 394 | 384
49 | 2012005630 | 393.3333 | 383.3333
50 | 2012005630 | 392.6667 | 382.6667
51 | 2012005630 | 392 | 382
52 | 2012005630 | 387.6667 | 377.6667
53 | 2012005630 | 383.3333 | 373.3333
54 | 2012005630 | 379 | 369
55 | 2012005630 | 372.3333 | 362.3333
56 | 2012005630 | 365.6667 | 355.6667
57 | 2012005630 | 359 | 349
58 | 2012005630 | 353.6667 | 343.6667
59 | 2012005630 | 348.3333 | 338.3333
60 | 2012005630 | 343 | 333
61 | 2012005630 | 338.3333 | 328.3333
62 | 2012005630 | 333.6667 | 323.6667
63 | 2012005630 | 329 | 319
64 | 2012005630 | 326 | 316
65 | 2012005630 | 323 | 313
66 | 2012005630 | 320 | 310
67 | 2012005630 | 318.3333 | 308.3333
68 | 2012005630 | 316.6667 | 306.6667
69 | 2012005630 | 315 | 305
70 | 2012005630 | 315.3333 | 305.3333
71 | 2012005630 | 315.6667 | 305.6667
72 | 2012005630 | 316 | 306
73 | 2012005630 | 316.3333 | 306.3333
74 | 2012005630 | 316.6667 | 306.6667
75 | 2012005630 | 317 | 307
76 | 2012005630 | 316.3333 | 306.3333
77 | 2012005630 | 315.6667 | 305.6667
78 | 2012005630 | 315 | 305
79 | 2012005630 | 314.6667 | 304.6667
80 | 2012005630 | 314.3333 | 304.3333
81 | 2012005630 | 314 | 304
82 | 2012005630 | 316.3333 | 306.3333
83 | 2012005630 | 318.6667 | 308.6667
84 | 2012005630 | 321 | 311
85 | 2012005630 | 323.3333 | 313.3333
86 | 2012005630 | 325.6667 | 315.6667
87 | 2012005630 | 328 | 318
88 | 2012005630 | 328.3333 | 318.3333
89 | 2012005630 | 328.6667 | 318.6667
90 | 2012005630 | 329 | 339
91 | 2012005630 | 329 | 339
92 | 2012005630 | 329 | 339
93 | 2012005630 | 329 | 339
94 | 2012005630 | 328.6667 | 338.6667
95 | 2012005630 | 328.3333 | 338.3333
96 | 2012005630 | 328 | 338
97 | 2012005630 | 327.6667 | 337.6667
98 | 2012005630 | 327.3333 | 337.3333
99 | 2012005630 | 327 | 337
100 | 2012005630 | 328.6667 | 338.6667
101 | 2012005630 | 330.3333 | 340.3333
102 | 2012005630 | 332 | 342
103 | 2012005630 | 334.3333 | 344.3333
104 | 2012005630 | 336.6667 | 346.6667
105 | 2012005630 | 339 | 349
106 | 2012005630 | 339.3333 | 349.3333
107 | 2012005630 | 339.6667 | 349.6667
108 | 2012005630 | 340 | 350
109 | 2012005630 | 342.3333 | 352.3333
110 | 2012005630 | 344.6667 | 354.6667
111 | 2012005630 | 347 | 357
112 | 2012005630 | 349.6667 | 359.6667
113 | 2012005630 | 352.3333 | 362.3333
114 | 2012005630 | 355 | 365
115 | 2012005630 | 360.3333 | 370.3333
116 | 2012005630 | 365.6667 | 375.6667
117 | 2012005630 | 371 | 381
118 | 2012005630 | 373.6667 | 383.6667
119 | 2012005630 | 376.3333 | 386.3333
120 | 2012005630 | 379 | 389
121 | 2012005630 | 383.3333 | 393.3333
122 | 2012005630 | 387.6667 | 377.6667
123 | 2012005630 | 392 | 382
124 | 2012005630 | 395.3333 | 385.3333
125 | 2012005630 | 398.6667 | 388.6667
126 | 2012005630 | 402 | 392
127 | 2012005630 | 404.3333 | 394.3333
128 | 2012005630 | 406.6667 | 396.6667
129 | 2012005630 | 409 | 399
130 | 2012005630 | 409 | 399
131 | 2012005630 | 409 | 399
132 | 2012005630 | 409 | 399
133 | 2012005630 | 408.3333 | 398.3333
134 | 2012005630 | 407.6667 | 397.6667
135 | 2012005630 | 407 | 397
136 | 2012005630 | 407 | 397
137 | 2012005630 | 407 | 397
138 | 2012005630 | 407 | 397
139 | 2012005630 | 407 | 397
140 | 2012005630 | 407 | 397
141 | 2012005630 | 407 | 397
142 | 2012005630 | 406 | 396
143 | 2012005630 | 405 | 395
0 | 2008002972 | 343 | 333
1 | 2008002972 | 344 | 334
2 | 2008002972 | 345 | 335
3 | 2008002972 | 346 | 336
4 | 2008002972 | 348 | 338
5 | 2008002972 | 350 | 340
6 | 2008002972 | 352 | 342
7 | 2008002972 | 353 | 343
8 | 2008002972 | 354 | 344
9 | 2008002972 | 355 | 345
10 | 2008002972 | 356.6667 | 346.6667
11 | 2008002972 | 358.3333 | 348.3333
12 | 2008002972 | 360 | 350
13 | 2008002972 | 363.6667 | 353.6667
14 | 2008002972 | 367.3333 | 357.3333
15 | 2008002972 | 371 | 361
16 | 2008002972 | 373.3333 | 363.3333
17 | 2008002972 | 375.6667 | 365.6667
18 | 2008002972 | 378 | 368
19 | 2008002972 | 378.6667 | 368.6667
20 | 2008002972 | 379.3333 | 369.3333
21 | 2008002972 | 380 | 370
22 | 2008002972 | 381.3333 | 371.3333
23 | 2008002972 | 382.6667 | 372.6667
24 | 2008002972 | 384 | 374
25 | 2008002972 | 385.3333 | 375.3333
26 | 2008002972 | 386.6667 | 376.6667
27 | 2008002972 | 388 | 378
28 | 2008002972 | 387 | 377
29 | 2008002972 | 386 | 376
30 | 2008002972 | 385 | 375
31 | 2008002972 | 383 | 373
32 | 2008002972 | 381 | 371
33 | 2008002972 | 379 | 369
34 | 2008002972 | 378.3333 | 368.3333
35 | 2008002972 | 377.6667 | 367.6667
36 | 2008002972 | 377 | 367
37 | 2008002972 | 377.3333 | 367.3333
38 | 2008002972 | 377.6667 | 367.6667
39 | 2008002972 | 378 | 368
40 | 2008002972 | 379.6667 | 369.6667
41 | 2008002972 | 381.3333 | 371.3333
42 | 2008002972 | 383 | 373
43 | 2008002972 | 385.3333 | 375.3333
44 | 2008002972 | 387.6667 | 377.6667
45 | 2008002972 | 390 | 380
46 | 2008002972 | 391.3333 | 381.3333
47 | 2008002972 | 392.6667 | 382.6667
48 | 2008002972 | 394 | 384
49 | 2008002972 | 393.3333 | 383.3333
50 | 2008002972 | 392.6667 | 382.6667
51 | 2008002972 | 392 | 382
52 | 2008002972 | 387.6667 | 377.6667
53 | 2008002972 | 383.3333 | 373.3333
54 | 2008002972 | 379 | 369
55 | 2008002972 | 372.3333 | 362.3333
56 | 2008002972 | 365.6667 | 355.6667
57 | 2008002972 | 359 | 349
58 | 2008002972 | 353.6667 | 343.6667
59 | 2008002972 | 348.3333 | 338.3333
60 | 2008002972 | 343 | 333
61 | 2008002972 | 338.3333 | 328.3333
62 | 2008002972 | 333.6667 | 323.6667
63 | 2008002972 | 329 | 319
64 | 2008002972 | 326 | 316
65 | 2008002972 | 323 | 313
66 | 2008002972 | 320 | 310
67 | 2008002972 | 318.3333 | 308.3333
68 | 2008002972 | 316.6667 | 306.6667
69 | 2008002972 | 315 | 305
70 | 2008002972 | 315.3333 | 305.3333
71 | 2008002972 | 315.6667 | 305.6667
72 | 2008002972 | 316 | 306
73 | 2008002972 | 316.3333 | 306.3333
74 | 2008002972 | 316.6667 | 306.6667
75 | 2008002972 | 317 | 307
76 | 2008002972 | 316.3333 | 306.3333
77 | 2008002972 | 315.6667 | 305.6667
78 | 2008002972 | 315 | 305
79 | 2008002972 | 314.6667 | 304.6667
80 | 2008002972 | 314.3333 | 304.3333
81 | 2008002972 | 314 | 304
82 | 2008002972 | 316.3333 | 306.3333
83 | 2008002972 | 318.6667 | 308.6667
84 | 2008002972 | 321 | 311
85 | 2008002972 | 323.3333 | 313.3333
86 | 2008002972 | 325.6667 | 315.6667
87 | 2008002972 | 328 | 318
88 | 2008002972 | 328.3333 | 318.3333
89 | 2008002972 | 328.6667 | 318.6667
90 | 2008002972 | 329 | 339
91 | 2008002972 | 329 | 339
92 | 2008002972 | 329 | 339
93 | 2008002972 | 329 | 339
94 | 2008002972 | 328.6667 | 338.6667
95 | 2008002972 | 328.3333 | 338.3333
96 | 2008002972 | 328 | 338
97 | 2008002972 | 327.6667 | 337.6667
98 | 2008002972 | 327.3333 | 337.3333
99 | 2008002972 | 327 | 337
100 | 2008002972 | 328.6667 | 338.6667
101 | 2008002972 | 330.3333 | 340.3333
102 | 2008002972 | 332 | 342
103 | 2008002972 | 334.3333 | 344.3333
104 | 2008002972 | 336.6667 | 346.6667
105 | 2008002972 | 339 | 349
106 | 2008002972 | 339.3333 | 349.3333
107 | 2008002972 | 339.6667 | 349.6667
108 | 2008002972 | 340 | 350
109 | 2008002972 | 342.3333 | 352.3333
110 | 2008002972 | 344.6667 | 354.6667
111 | 2008002972 | 347 | 357
112 | 2008002972 | 349.6667 | 359.6667
113 | 2008002972 | 352.3333 | 362.3333
114 | 2008002972 | 355 | 365
115 | 2008002972 | 360.3333 | 370.3333
116 | 2008002972 | 365.6667 | 375.6667
117 | 2008002972 | 371 | 381
118 | 2008002972 | 373.6667 | 383.6667
119 | 2008002972 | 376.3333 | 386.3333
120 | 2008002972 | 379 | 389
121 | 2008002972 | 383.3333 | 393.3333
122 | 2008002972 | 387.6667 | 377.6667
123 | 2008002972 | 392 | 382
124 | 2008002972 | 395.3333 | 385.3333
125 | 2008002972 | 398.6667 | 388.6667
126 | 2008002972 | 402 | 392
127 | 2008002972 | 404.3333 | 394.3333
128 | 2008002972 | 406.6667 | 396.6667
129 | 2008002972 | 409 | 399
130 | 2008002972 | 409 | 399
131 | 2008002972 | 409 | 399
132 | 2008002972 | 409 | 399
133 | 2008002972 | 408.3333 | 398.3333
134 | 2008002972 | 407.6667 | 397.6667
135 | 2008002972 | 407 | 397
136 | 2008002972 | 407 | 397
137 | 2008002972 | 407 | 397
138 | 2008002972 | 407 | 397
139 | 2008002972 | 407 | 397
140 | 2008002972 | 407 | 397
141 | 2008002972 | 407 | 397
142 | 2008002972 | 406 | 396
143 | 2008002972 | 405 | 395
0 | 2006001890 | 343 | 333
1 | 2006001890 | 344 | 334
2 | 2006001890 | 345 | 335
3 | 2006001890 | 346 | 336
4 | 2006001890 | 348 | 338
5 | 2006001890 | 350 | 340
6 | 2006001890 | 352 | 342
7 | 2006001890 | 353 | 343
8 | 2006001890 | 354 | 344
9 | 2006001890 | 355 | 345
10 | 2006001890 | 356.6667 | 346.6667
11 | 2006001890 | 358.3333 | 348.3333
12 | 2006001890 | 360 | 350
13 | 2006001890 | 363.6667 | 353.6667
14 | 2006001890 | 367.3333 | 357.3333
15 | 2006001890 | 371 | 361
16 | 2006001890 | 373.3333 | 363.3333
17 | 2006001890 | 375.6667 | 365.6667
18 | 2006001890 | 378 | 368
19 | 2006001890 | 378.6667 | 368.6667
20 | 2006001890 | 379.3333 | 369.3333
21 | 2006001890 | 380 | 370
22 | 2006001890 | 381.3333 | 371.3333
23 | 2006001890 | 382.6667 | 372.6667
24 | 2006001890 | 384 | 374
25 | 2006001890 | 385.3333 | 375.3333
26 | 2006001890 | 386.6667 | 376.6667
27 | 2006001890 | 388 | 378
28 | 2006001890 | 387 | 377
29 | 2006001890 | 386 | 376
30 | 2006001890 | 385 | 375
31 | 2006001890 | 383 | 373
32 | 2006001890 | 381 | 371
33 | 2006001890 | 379 | 369
34 | 2006001890 | 378.3333 | 368.3333
35 | 2006001890 | 377.6667 | 367.6667
36 | 2006001890 | 377 | 367
37 | 2006001890 | 377.3333 | 367.3333
38 | 2006001890 | 377.6667 | 367.6667
39 | 2006001890 | 378 | 368
40 | 2006001890 | 379.6667 | 369.6667
41 | 2006001890 | 381.3333 | 371.3333
42 | 2006001890 | 383 | 373
43 | 2006001890 | 385.3333 | 375.3333
44 | 2006001890 | 387.6667 | 377.6667
45 | 2006001890 | 390 | 380
46 | 2006001890 | 391.3333 | 381.3333
47 | 2006001890 | 392.6667 | 382.6667
48 | 2006001890 | 394 | 384
49 | 2006001890 | 393.3333 | 383.3333
50 | 2006001890 | 392.6667 | 382.6667
51 | 2006001890 | 392 | 382
52 | 2006001890 | 387.6667 | 377.6667
53 | 2006001890 | 383.3333 | 373.3333
54 | 2006001890 | 379 | 369
55 | 2006001890 | 372.3333 | 362.3333
56 | 2006001890 | 365.6667 | 355.6667
57 | 2006001890 | 359 | 349
58 | 2006001890 | 353.6667 | 343.6667
59 | 2006001890 | 348.3333 | 338.3333
60 | 2006001890 | 343 | 333
61 | 2006001890 | 338.3333 | 328.3333
62 | 2006001890 | 333.6667 | 323.6667
63 | 2006001890 | 329 | 319
64 | 2006001890 | 326 | 316
65 | 2006001890 | 323 | 313
66 | 2006001890 | 320 | 310
67 | 2006001890 | 318.3333 | 308.3333
68 | 2006001890 | 316.6667 | 306.6667
69 | 2006001890 | 315 | 305
70 | 2006001890 | 315.3333 | 305.3333
71 | 2006001890 | 315.6667 | 305.6667
72 | 2006001890 | 316 | 306
73 | 2006001890 | 316.3333 | 306.3333
74 | 2006001890 | 316.6667 | 306.6667
75 | 2006001890 | 317 | 307
76 | 2006001890 | 316.3333 | 306.3333
77 | 2006001890 | 315.6667 | 305.6667
78 | 2006001890 | 315 | 305
79 | 2006001890 | 314.6667 | 304.6667
80 | 2006001890 | 314.3333 | 304.3333
81 | 2006001890 | 314 | 304
82 | 2006001890 | 316.3333 | 306.3333
83 | 2006001890 | 318.6667 | 308.6667
84 | 2006001890 | 321 | 311
85 | 2006001890 | 323.3333 | 313.3333
86 | 2006001890 | 325.6667 | 315.6667
87 | 2006001890 | 328 | 318
88 | 2006001890 | 328.3333 | 318.3333
89 | 2006001890 | 328.6667 | 318.6667
90 | 2006001890 | 329 | 339
91 | 2006001890 | 329 | 339
92 | 2006001890 | 329 | 339
93 | 2006001890 | 329 | 339
94 | 2006001890 | 328.6667 | 338.6667
95 | 2006001890 | 328.3333 | 338.3333
96 | 2006001890 | 328 | 338
97 | 2006001890 | 327.6667 | 337.6667
98 | 2006001890 | 327.3333 | 337.3333
99 | 2006001890 | 327 | 337
100 | 2006001890 | 328.6667 | 338.6667
101 | 2006001890 | 330.3333 | 340.3333
102 | 2006001890 | 332 | 342
103 | 2006001890 | 334.3333 | 344.3333
104 | 2006001890 | 336.6667 | 346.6667
105 | 2006001890 | 339 | 349
106 | 2006001890 | 339.3333 | 349.3333
107 | 2006001890 | 339.6667 | 349.6667
108 | 2006001890 | 340 | 350
109 | 2006001890 | 342.3333 | 352.3333
110 | 2006001890 | 344.6667 | 354.6667
111 | 2006001890 | 347 | 357
112 | 2006001890 | 349.6667 | 359.6667
113 | 2006001890 | 352.3333 | 362.3333
114 | 2006001890 | 355 | 365
115 | 2006001890 | 360.3333 | 370.3333
116 | 2006001890 | 365.6667 | 375.6667
117 | 2006001890 | 371 | 381
118 | 2006001890 | 373.6667 | 383.6667
119 | 2006001890 | 376.3333 | 386.3333
120 | 2006001890 | 379 | 389
121 | 2006001890 | 383.3333 | 393.3333
122 | 2006001890 | 387.6667 | 377.6667
123 | 2006001890 | 392 | 382
124 | 2006001890 | 395.3333 | 385.3333
125 | 2006001890 | 398.6667 | 388.6667
126 | 2006001890 | 402 | 392
127 | 2006001890 | 404.3333 | 394.3333
128 | 2006001890 | 406.6667 | 396.6667
129 | 2006001890 | 409 | 399
130 | 2006001890 | 409 | 399
131 | 2006001890 | 409 | 399
132 | 2006001890 | 409 | 399
133 | 2006001890 | 408.3333 | 398.3333
134 | 2006001890 | 407.6667 | 397.6667
135 | 2006001890 | 407 | 397
136 | 2006001890 | 407 | 397
137 | 2006001890 | 407 | 397
138 | 2006001890 | 407 | 397
139 | 2006001890 | 407 | 397
140 | 2006001890 | 407 | 397
141 | 2006001890 | 407 | 397
142 | 2006001890 | 406 | 396
143 | 2006001890 | 405 | 395
0 | 2009008440 | 343 | 333
1 | 2009008440 | 344 | 334
2 | 2009008440 | 345 | 335
3 | 2009008440 | 346 | 336
4 | 2009008440 | 348 | 338
5 | 2009008440 | 350 | 340
6 | 2009008440 | 352 | 342
7 | 2009008440 | 353 | 343
8 | 2009008440 | 354 | 344
9 | 2009008440 | 355 | 345
10 | 2009008440 | 356.6667 | 346.6667
11 | 2009008440 | 358.3333 | 348.3333
12 | 2009008440 | 360 | 350
13 | 2009008440 | 363.6667 | 353.6667
14 | 2009008440 | 367.3333 | 357.3333
15 | 2009008440 | 371 | 361
16 | 2009008440 | 373.3333 | 363.3333
17 | 2009008440 | 375.6667 | 365.6667
18 | 2009008440 | 378 | 368
19 | 2009008440 | 378.6667 | 368.6667
20 | 2009008440 | 379.3333 | 369.3333
21 | 2009008440 | 380 | 370
22 | 2009008440 | 381.3333 | 371.3333
23 | 2009008440 | 382.6667 | 372.6667
24 | 2009008440 | 384 | 374
25 | 2009008440 | 385.3333 | 375.3333
26 | 2009008440 | 386.6667 | 376.6667
27 | 2009008440 | 388 | 378
28 | 2009008440 | 387 | 377
29 | 2009008440 | 386 | 376
30 | 2009008440 | 385 | 375
31 | 2009008440 | 383 | 373
32 | 2009008440 | 381 | 371
33 | 2009008440 | 379 | 369
34 | 2009008440 | 378.3333 | 368.3333
35 | 2009008440 | 377.6667 | 367.6667
36 | 2009008440 | 377 | 367
37 | 2009008440 | 377.3333 | 367.3333
38 | 2009008440 | 377.6667 | 367.6667
39 | 2009008440 | 378 | 368
40 | 2009008440 | 379.6667 | 369.6667
41 | 2009008440 | 381.3333 | 371.3333
42 | 2009008440 | 383 | 373
43 | 2009008440 | 385.3333 | 375.3333
44 | 2009008440 | 387.6667 | 377.6667
45 | 2009008440 | 390 | 380
46 | 2009008440 | 391.3333 | 381.3333
47 | 2009008440 | 392.6667 | 382.6667
48 | 2009008440 | 394 | 384
49 | 2009008440 | 393.3333 | 383.3333
50 | 2009008440 | 392.6667 | 382.6667
51 | 2009008440 | 392 | 382
52 | 2009008440 | 387.6667 | 377.6667
53 | 2009008440 | 383.3333 | 373.3333
54 | 2009008440 | 379 | 369
55 | 2009008440 | 372.3333 | 362.3333
56 | 2009008440 | 365.6667 | 355.6667
57 | 2009008440 | 359 | 349
58 | 2009008440 | 353.6667 | 343.6667
59 | 2009008440 | 348.3333 | 338.3333
60 | 2009008440 | 343 | 333
61 | 2009008440 | 338.3333 | 328.3333
62 | 2009008440 | 333.6667 | 323.6667
63 | 2009008440 | 329 | 319
64 | 2009008440 | 326 | 316
65 | 2009008440 | 323 | 313
66 | 2009008440 | 320 | 310
67 | 2009008440 | 318.3333 | 308.3333
68 | 2009008440 | 316.6667 | 306.6667
69 | 2009008440 | 315 | 305
70 | 2009008440 | 315.3333 | 305.3333
71 | 2009008440 | 315.6667 | 305.6667
72 | 2009008440 | 316 | 306
73 | 2009008440 | 316.3333 | 306.3333
74 | 2009008440 | 316.6667 | 306.6667
75 | 2009008440 | 317 | 307
76 | 2009008440 | 316.3333 | 306.3333
77 | 2009008440 | 315.6667 | 305.6667
78 | 2009008440 | 315 | 305
79 | 2009008440 | 314.6667 | 304.6667
80 | 2009008440 | 314.3333 | 304.3333
81 | 2009008440 | 314 | 304
82 | 2009008440 | 316.3333 | 306.3333
83 | 2009008440 | 318.6667 | 308.6667
84 | 2009008440 | 321 | 311
85 | 2009008440 | 323.3333 | 313.3333
86 | 2009008440 | 325.6667 | 315.6667
87 | 2009008440 | 328 | 318
88 | 2009008440 | 328.3333 | 318.3333
89 | 2009008440 | 328.6667 | 318.6667
90 | 2009008440 | 329 | 339
91 | 2009008440 | 329 | 339
92 | 2009008440 | 329 | 339
93 | 2009008440 | 329 | 339
94 | 2009008440 | 328.6667 | 338.6667
95 | 2009008440 | 328.3333 | 338.3333
96 | 2009008440 | 328 | 338
97 | 2009008440 | 327.6667 | 337.6667
98 | 2009008440 | 327.3333 | 337.3333
99 | 2009008440 | 327 | 337
100 | 2009008440 | 328.6667 | 338.6667
101 | 2009008440 | 330.3333 | 340.3333
102 | 2009008440 | 332 | 342
103 | 2009008440 | 334.3333 | 344.3333
104 | 2009008440 | 336.6667 | 346.6667
105 | 2009008440 | 339 | 349
106 | 2009008440 | 339.3333 | 349.3333
107 | 2009008440 | 339.6667 | 349.6667
108 | 2009008440 | 340 | 350
109 | 2009008440 | 342.3333 | 352.3333
110 | 2009008440 | 344.6667 | 354.6667
111 | 2009008440 | 347 | 357
112 | 2009008440 | 349.6667 | 359.6667
113 | 2009008440 | 352.3333 | 362.3333
114 | 2009008440 | 355 | 365
115 | 2009008440 | 360.3333 | 370.3333
116 | 2009008440 | 365.6667 | 375.6667
117 | 2009008440 | 371 | 381
118 | 2009008440 | 373.6667 | 383.6667
119 | 2009008440 | 376.3333 | 386.3333
120 | 2009008440 | 379 | 389
121 | 2009008440 | 383.3333 | 393.3333
122 | 2009008440 | 387.6667 | 377.6667
123 | 2009008440 | 392 | 382
124 | 2009008440 | 395.3333 | 385.3333
125 | 2009008440 | 398.6667 | 388.6667
126 | 2009008440 | 402 | 392
127 | 2009008440 | 404.3333 | 394.3333
128 | 2009008440 | 406.6667 | 396.6667
129 | 2009008440 | 409 | 399
130 | 2009008440 | 409 | 399
131 | 2009008440 | 409 | 399
132 | 2009008440 | 409 | 399
133 | 2009008440 | 408.3333 | 398.3333
134 | 2009008440 | 407.6667 | 397.6667
135 | 2009008440 | 407 | 397
136 | 2009008440 | 407 | 397
137 | 2009008440 | 407 | 397
138 | 2009008440 | 407 | 397
139 | 2009008440 | 407 | 397
140 | 2009008440 | 407 | 397
141 | 2009008440 | 407 | 397
142 | 2009008440 | 406 | 396
143 | 2009008440 | 405 | 395
0 | 2015001874 | 343 | 333
1 | 2015001874 | 344 | 334
2 | 2015001874 | 345 | 335
3 | 2015001874 | 346 | 336
4 | 2015001874 | 348 | 338
5 | 2015001874 | 350 | 340
6 | 2015001874 | 352 | 342
7 | 2015001874 | 353 | 343
8 | 2015001874 | 354 | 344
9 | 2015001874 | 355 | 345
10 | 2015001874 | 356.6667 | 346.6667
11 | 2015001874 | 358.3333 | 348.3333
12 | 2015001874 | 360 | 350
13 | 2015001874 | 363.6667 | 353.6667
14 | 2015001874 | 367.3333 | 357.3333
15 | 2015001874 | 371 | 361
16 | 2015001874 | 373.3333 | 363.3333
17 | 2015001874 | 375.6667 | 365.6667
18 | 2015001874 | 378 | 368
19 | 2015001874 | 378.6667 | 368.6667
20 | 2015001874 | 379.3333 | 369.3333
21 | 2015001874 | 380 | 370
22 | 2015001874 | 381.3333 | 371.3333
23 | 2015001874 | 382.6667 | 372.6667
24 | 2015001874 | 384 | 374
25 | 2015001874 | 385.3333 | 375.3333
26 | 2015001874 | 386.6667 | 376.6667
27 | 2015001874 | 388 | 378
28 | 2015001874 | 387 | 377
29 | 2015001874 | 386 | 376
30 | 2015001874 | 385 | 375
31 | 2015001874 | 383 | 373
32 | 2015001874 | 381 | 371
33 | 2015001874 | 379 | 369
34 | 2015001874 | 378.3333 | 368.3333
35 | 2015001874 | 377.6667 | 367.6667
36 | 2015001874 | 377 | 367
37 | 2015001874 | 377.3333 | 367.3333
38 | 2015001874 | 377.6667 | 367.6667
39 | 2015001874 | 378 | 368
40 | 2015001874 | 379.6667 | 369.6667
41 | 2015001874 | 381.3333 | 371.3333
42 | 2015001874 | 383 | 373
43 | 2015001874 | 385.3333 | 375.3333
44 | 2015001874 | 387.6667 | 377.6667
45 | 2015001874 | 390 | 380
46 | 2015001874 | 391.3333 | 381.3333
47 | 2015001874 | 392.6667 | 382.6667
48 | 2015001874 | 394 | 384
49 | 2015001874 | 393.3333 | 383.3333
50 | 2015001874 | 392.6667 | 382.6667
51 | 2015001874 | 392 | 382
52 | 2015001874 | 387.6667 | 377.6667
53 | 2015001874 | 383.3333 | 373.3333
54 | 2015001874 | 379 | 369
55 | 2015001874 | 372.3333 | 362.3333
56 | 2015001874 | 365.6667 | 355.6667
57 | 2015001874 | 359 | 349
58 | 2015001874 | 353.6667 | 343.6667
59 | 2015001874 | 348.3333 | 338.3333
60 | 2015001874 | 343 | 333
61 | 2015001874 | 338.3333 | 328.3333
62 | 2015001874 | 333.6667 | 323.6667
63 | 2015001874 | 329 | 319
64 | 2015001874 | 326 | 316
65 | 2015001874 | 323 | 313
66 | 2015001874 | 320 | 310
67 | 2015001874 | 318.3333 | 308.3333
68 | 2015001874 | 316.6667 | 306.6667
69 | 2015001874 | 315 | 305
70 | 2015001874 | 315.3333 | 305.3333
71 | 2015001874 | 315.6667 | 305.6667
72 | 2015001874 | 316 | 306
73 | 2015001874 | 316.3333 | 306.3333
74 | 2015001874 | 316.6667 | 306.6667
75 | 2015001874 | 317 | 307
76 | 2015001874 | 316.3333 | 306.3333
77 | 2015001874 | 315.6667 | 305.6667
78 | 2015001874 | 315 | 305
79 | 2015001874 | 314.6667 | 304.6667
80 | 2015001874 | 314.3333 | 304.3333
81 | 2015001874 | 314 | 304
82 | 2015001874 | 316.3333 | 306.3333
83 | 2015001874 | 318.6667 | 308.6667
84 | 2015001874 | 321 | 311
85 | 2015001874 | 323.3333 | 313.3333
86 | 2015001874 | 325.6667 | 315.6667
87 | 2015001874 | 328 | 318
88 | 2015001874 | 328.3333 | 318.3333
89 | 2015001874 | 328.6667 | 318.6667
90 | 2015001874 | 329 | 339
91 | 2015001874 | 329 | 339
92 | 2015001874 | 329 | 339
93 | 2015001874 | 329 | 339
94 | 2015001874 | 328.6667 | 338.6667
95 | 2015001874 | 328.3333 | 338.3333
96 | 2015001874 | 328 | 338
97 | 2015001874 | 327.6667 | 337.6667
98 | 2015001874 | 327.3333 | 337.3333
99 | 2015001874 | 327 | 337
100 | 2015001874 | 328.6667 | 338.6667
101 | 2015001874 | 330.3333 | 340.3333
102 | 2015001874 | 332 | 342
103 | 2015001874 | 334.3333 | 344.3333
104 | 2015001874 | 336.6667 | 346.6667
105 | 2015001874 | 339 | 349
106 | 2015001874 | 339.3333 | 349.3333
107 | 2015001874 | 339.6667 | 349.6667
108 | 2015001874 | 340 | 350
109 | 2015001874 | 342.3333 | 352.3333
110 | 2015001874 | 344.6667 | 354.6667
111 | 2015001874 | 347 | 357
112 | 2015001874 | 349.6667 | 359.6667
113 | 2015001874 | 352.3333 | 362.3333
114 | 2015001874 | 355 | 365
115 | 2015001874 | 360.3333 | 370.3333
116 | 2015001874 | 365.6667 | 375.6667
117 | 2015001874 | 371 | 381
118 | 2015001874 | 373.6667 | 383.6667
119 | 2015001874 | 376.3333 | 386.3333
120 | 2015001874 | 379 | 389
121 | 2015001874 | 383.3333 | 393.3333
122 | 2015001874 | 387.6667 | 377.6667
123 | 2015001874 | 392 | 382
124 | 2015001874 | 395.3333 | 385.3333
125 | 2015001874 | 398.6667 | 388.6667
126 | 2015001874 | 402 | 392
127 | 2015001874 | 404.3333 | 394.3333
128 | 2015001874 | 406.6667 | 396.6667
129 | 2015001874 | 409 | 399
130 | 2015001874 | 409 | 399
131 | 2015001874 | 409 | 399
132 | 2015001874 | 409 | 399
133 | 2015001874 | 408.3333 | 398.3333
134 | 2015001874 | 407.6667 | 397.6667
135 | 2015001874 | 407 | 397
136 | 2015001874 | 407 | 397
137 | 2015001874 | 407 | 397
138 | 2015001874 | 407 | 397
139 | 2015001874 | 407 | 397
140 | 2015001874 | 407 | 397
141 | 2015001874 | 407 | 397
142 | 2015001874 | 406 | 396
143 | 2015001874 | 405 | 395
0 | 2009007875 | 343 | 333
1 | 2009007875 | 344 | 334
2 | 2009007875 | 345 | 335
3 | 2009007875 | 346 | 336
4 | 2009007875 | 348 | 338
5 | 2009007875 | 350 | 340
6 | 2009007875 | 352 | 342
7 | 2009007875 | 353 | 343
8 | 2009007875 | 354 | 344
9 | 2009007875 | 355 | 345
10 | 2009007875 | 356.6667 | 346.6667
11 | 2009007875 | 358.3333 | 348.3333
12 | 2009007875 | 360 | 350
13 | 2009007875 | 363.6667 | 353.6667
14 | 2009007875 | 367.3333 | 357.3333
15 | 2009007875 | 371 | 361
16 | 2009007875 | 373.3333 | 363.3333
17 | 2009007875 | 375.6667 | 365.6667
18 | 2009007875 | 378 | 368
19 | 2009007875 | 378.6667 | 368.6667
20 | 2009007875 | 379.3333 | 369.3333
21 | 2009007875 | 380 | 370
22 | 2009007875 | 381.3333 | 371.3333
23 | 2009007875 | 382.6667 | 372.6667
24 | 2009007875 | 384 | 374
25 | 2009007875 | 385.3333 | 375.3333
26 | 2009007875 | 386.6667 | 376.6667
27 | 2009007875 | 388 | 378
28 | 2009007875 | 387 | 377
29 | 2009007875 | 386 | 376
30 | 2009007875 | 385 | 375
31 | 2009007875 | 383 | 373
32 | 2009007875 | 381 | 371
33 | 2009007875 | 379 | 369
34 | 2009007875 | 378.3333 | 368.3333
35 | 2009007875 | 377.6667 | 367.6667
36 | 2009007875 | 377 | 367
37 | 2009007875 | 377.3333 | 367.3333
38 | 2009007875 | 377.6667 | 367.6667
39 | 2009007875 | 378 | 368
40 | 2009007875 | 379.6667 | 369.6667
41 | 2009007875 | 381.3333 | 371.3333
42 | 2009007875 | 383 | 373
43 | 2009007875 | 385.3333 | 375.3333
44 | 2009007875 | 387.6667 | 377.6667
45 | 2009007875 | 390 | 380
46 | 2009007875 | 391.3333 | 381.3333
47 | 2009007875 | 392.6667 | 382.6667
48 | 2009007875 | 394 | 384
49 | 2009007875 | 393.3333 | 383.3333
50 | 2009007875 | 392.6667 | 382.6667
51 | 2009007875 | 392 | 382
52 | 2009007875 | 387.6667 | 377.6667
53 | 2009007875 | 383.3333 | 373.3333
54 | 2009007875 | 379 | 369
55 | 2009007875 | 372.3333 | 362.3333
56 | 2009007875 | 365.6667 | 355.6667
57 | 2009007875 | 359 | 349
58 | 2009007875 | 353.6667 | 343.6667
59 | 2009007875 | 348.3333 | 338.3333
60 | 2009007875 | 343 | 333
61 | 2009007875 | 338.3333 | 328.3333
62 | 2009007875 | 333.6667 | 323.6667
63 | 2009007875 | 329 | 319
64 | 2009007875 | 326 | 316
65 | 2009007875 | 323 | 313
66 | 2009007875 | 320 | 310
67 | 2009007875 | 318.3333 | 308.3333
68 | 2009007875 | 316.6667 | 306.6667
69 | 2009007875 | 315 | 305
70 | 2009007875 | 315.3333 | 305.3333
71 | 2009007875 | 315.6667 | 305.6667
72 | 2009007875 | 316 | 306
73 | 2009007875 | 316.3333 | 306.3333
74 | 2009007875 | 316.6667 | 306.6667
75 | 2009007875 | 317 | 307
76 | 2009007875 | 316.3333 | 306.3333
77 | 2009007875 | 315.6667 | 305.6667
78 | 2009007875 | 315 | 305
79 | 2009007875 | 314.6667 | 304.6667
80 | 2009007875 | 314.3333 | 304.3333
81 | 2009007875 | 314 | 304
82 | 2009007875 | 316.3333 | 306.3333
83 | 2009007875 | 318.6667 | 308.6667
84 | 2009007875 | 321 | 311
85 | 2009007875 | 323.3333 | 313.3333
86 | 2009007875 | 325.6667 | 315.6667
87 | 2009007875 | 328 | 318
88 | 2009007875 | 328.3333 | 318.3333
89 | 2009007875 | 328.6667 | 318.6667
90 | 2009007875 | 329 | 339
91 | 2009007875 | 329 | 339
92 | 2009007875 | 329 | 339
93 | 2009007875 | 329 | 339
94 | 2009007875 | 328.6667 | 338.6667
95 | 2009007875 | 328.3333 | 338.3333
96 | 2009007875 | 328 | 338
97 | 2009007875 | 327.6667 | 337.6667
98 | 2009007875 | 327.3333 | 337.3333
99 | 2009007875 | 327 | 337
100 | 2009007875 | 328.6667 | 338.6667
101 | 2009007875 | 330.3333 | 340.3333
102 | 2009007875 | 332 | 342
103 | 2009007875 | 334.3333 | 344.3333
104 | 2009007875 | 336.6667 | 346.6667
105 | 2009007875 | 339 | 349
106 | 2009007875 | 339.3333 | 349.3333
107 | 2009007875 | 339.6667 | 349.6667
108 | 2009007875 | 340 | 350
109 | 2009007875 | 342.3333 | 352.3333
110 | 2009007875 | 344.6667 | 354.6667
111 | 2009007875 | 347 | 357
112 | 2009007875 | 349.6667 | 359.6667
113 | 2009007875 | 352.3333 | 362.3333
114 | 2009007875 | 355 | 365
115 | 2009007875 | 360.3333 | 370.3333
116 | 2009007875 | 365.6667 | 375.6667
117 | 2009007875 | 371 | 381
118 | 2009007875 | 373.6667 | 383.6667
119 | 2009007875 | 376.3333 | 386.3333
120 | 2009007875 | 379 | 389
121 | 2009007875 | 383.3333 | 393.3333
122 | 2009007875 | 387.6667 | 377.6667
123 | 2009007875 | 392 | 382
124 | 2009007875 | 395.3333 | 385.3333
125 | 2009007875 | 398.6667 | 388.6667
126 | 2009007875 | 402 | 392
127 | 2009007875 | 404.3333 | 394.3333
128 | 2009007875 | 406.6667 | 396.6667
129 | 2009007875 | 409 | 399
130 | 2009007875 | 409 | 399
131 | 2009007875 | 409 | 399
132 | 2009007875 | 409 | 399
133 | 2009007875 | 408.3333 | 398.3333
134 | 2009007875 | 407.6667 | 397.6667
135 | 2009007875 | 407 | 397
136 | 2009007875 | 407 | 397
137 | 2009007875 | 407 | 397
138 | 2009007875 | 407 | 397
139 | 2009007875 | 407 | 397
140 | 2009007875 | 407 | 397
141 | 2009007875 | 407 | 397
142 | 2009007875 | 406 | 396
143 | 2009007875 | 405 | 395
0 | 2016002028 | 343 | 333
1 | 2016002028 | 344 | 334
2 | 2016002028 | 345 | 335
3 | 2016002028 | 346 | 336
4 | 2016002028 | 348 | 338
5 | 2016002028 | 350 | 340
6 | 2016002028 | 352 | 342
7 | 2016002028 | 353 | 343
8 | 2016002028 | 354 | 344
9 | 2016002028 | 355 | 345
10 | 2016002028 | 356.6667 | 346.6667
11 | 2016002028 | 358.3333 | 348.3333
12 | 2016002028 | 360 | 350
13 | 2016002028 | 363.6667 | 353.6667
14 | 2016002028 | 367.3333 | 357.3333
15 | 2016002028 | 371 | 361
16 | 2016002028 | 373.3333 | 363.3333
17 | 2016002028 | 375.6667 | 365.6667
18 | 2016002028 | 378 | 368
19 | 2016002028 | 378.6667 | 368.6667
20 | 2016002028 | 379.3333 | 369.3333
21 | 2016002028 | 380 | 370
22 | 2016002028 | 381.3333 | 371.3333
23 | 2016002028 | 382.6667 | 372.6667
24 | 2016002028 | 384 | 374
25 | 2016002028 | 385.3333 | 375.3333
26 | 2016002028 | 386.6667 | 376.6667
27 | 2016002028 | 388 | 378
28 | 2016002028 | 387 | 377
29 | 2016002028 | 386 | 376
30 | 2016002028 | 385 | 375
31 | 2016002028 | 383 | 373
32 | 2016002028 | 381 | 371
33 | 2016002028 | 379 | 369
34 | 2016002028 | 378.3333 | 368.3333
35 | 2016002028 | 377.6667 | 367.6667
36 | 2016002028 | 377 | 367
37 | 2016002028 | 377.3333 | 367.3333
38 | 2016002028 | 377.6667 | 367.6667
39 | 2016002028 | 378 | 368
40 | 2016002028 | 379.6667 | 369.6667
41 | 2016002028 | 381.3333 | 371.3333
42 | 2016002028 | 383 | 373
43 | 2016002028 | 385.3333 | 375.3333
44 | 2016002028 | 387.6667 | 377.6667
45 | 2016002028 | 390 | 380
46 | 2016002028 | 391.3333 | 381.3333
47 | 2016002028 | 392.6667 | 382.6667
48 | 2016002028 | 394 | 384
49 | 2016002028 | 393.3333 | 383.3333
50 | 2016002028 | 392.6667 | 382.6667
51 | 2016002028 | 392 | 382
52 | 2016002028 | 387.6667 | 377.6667
53 | 2016002028 | 383.3333 | 373.3333
54 | 2016002028 | 379 | 369
55 | 2016002028 | 372.3333 | 362.3333
56 | 2016002028 | 365.6667 | 355.6667
57 | 2016002028 | 359 | 349
58 | 2016002028 | 353.6667 | 343.6667
59 | 2016002028 | 348.3333 | 338.3333
60 | 2016002028 | 343 | 333
61 | 2016002028 | 338.3333 | 328.3333
62 | 2016002028 | 333.6667 | 323.6667
63 | 2016002028 | 329 | 319
64 | 2016002028 | 326 | 316
65 | 2016002028 | 323 | 313
66 | 2016002028 | 320 | 310
67 | 2016002028 | 318.3333 | 308.3333
68 | 2016002028 | 316.6667 | 306.6667
69 | 2016002028 | 315 | 305
70 | 2016002028 | 315.3333 | 305.3333
71 | 2016002028 | 315.6667 | 305.6667
72 | 2016002028 | 316 | 306
73 | 2016002028 | 316.3333 | 306.3333
74 | 2016002028 | 316.6667 | 306.6667
75 | 2016002028 | 317 | 307
76 | 2016002028 | 316.3333 | 306.3333
77 | 2016002028 | 315.6667 | 305.6667
78 | 2016002028 | 315 | 305
79 | 2016002028 | 314.6667 | 304.6667
80 | 2016002028 | 314.3333 | 304.3333
81 | 2016002028 | 314 | 304
82 | 2016002028 | 316.3333 | 306.3333
83 | 2016002028 | 318.6667 | 308.6667
84 | 2016002028 | 321 | 311
85 | 2016002028 | 323.3333 | 313.3333
86 | 2016002028 | 325.6667 | 315.6667
87 | 2016002028 | 328 | 318
88 | 2016002028 | 328.3333 | 318.3333
89 | 2016002028 | 328.6667 | 318.6667
90 | 2016002028 | 329 | 339
91 | 2016002028 | 329 | 339
92 | 2016002028 | 329 | 339
93 | 2016002028 | 329 | 339
94 | 2016002028 | 328.6667 | 338.6667
95 | 2016002028 | 328.3333 | 338.3333
96 | 2016002028 | 328 | 338
97 | 2016002028 | 327.6667 | 337.6667
98 | 2016002028 | 327.3333 | 337.3333
99 | 2016002028 | 327 | 337
100 | 2016002028 | 328.6667 | 338.6667
101 | 2016002028 | 330.3333 | 340.3333
102 | 2016002028 | 332 | 342
103 | 2016002028 | 334.3333 | 344.3333
104 | 2016002028 | 336.6667 | 346.6667
105 | 2016002028 | 339 | 349
106 | 2016002028 | 339.3333 | 349.3333
107 | 2016002028 | 339.6667 | 349.6667
108 | 2016002028 | 340 | 350
109 | 2016002028 | 342.3333 | 352.3333
110 | 2016002028 | 344.6667 | 354.6667
111 | 2016002028 | 347 | 357
112 | 2016002028 | 349.6667 | 359.6667
113 | 2016002028 | 352.3333 | 362.3333
114 | 2016002028 | 355 | 365
115 | 2016002028 | 360.3333 | 370.3333
116 | 2016002028 | 365.6667 | 375.6667
117 | 2016002028 | 371 | 381
118 | 2016002028 | 373.6667 | 383.6667
119 | 2016002028 | 376.3333 | 386.3333
120 | 2016002028 | 379 | 389
121 | 2016002028 | 383.3333 | 393.3333
122 | 2016002028 | 387.6667 | 377.6667
123 | 2016002028 | 392 | 382
124 | 2016002028 | 395.3333 | 385.3333
125 | 2016002028 | 398.6667 | 388.6667
126 | 2016002028 | 402 | 392
127 | 2016002028 | 404.3333 | 394.3333
128 | 2016002028 | 406.6667 | 396.6667
129 | 2016002028 | 409 | 399
130 | 2016002028 | 409 | 399
131 | 2016002028 | 409 | 399
132 | 2016002028 | 409 | 399
133 | 2016002028 | 408.3333 | 398.3333
134 | 2016002028 | 407.6667 | 397.6667
135 | 2016002028 | 407 | 397
136 | 2016002028 | 407 | 397
137 | 2016002028 | 407 | 397
138 | 2016002028 | 407 | 397
139 | 2016002028 | 407 | 397
140 | 2016002028 | 407 | 397
141 | 2016002028 | 407 | 397
142 | 2016002028 | 406 | 396
143 | 2016002028 | 405 | 395
0 | 2013003665 | 343 | 333
1 | 2013003665 | 344 | 334
2 | 2013003665 | 345 | 335
3 | 2013003665 | 346 | 336
4 | 2013003665 | 348 | 338
5 | 2013003665 | 350 | 340
6 | 2013003665 | 352 | 342
7 | 2013003665 | 353 | 343
8 | 2013003665 | 354 | 344
9 | 2013003665 | 355 | 345
10 | 2013003665 | 356.6667 | 346.6667
11 | 2013003665 | 358.3333 | 348.3333
12 | 2013003665 | 360 | 350
13 | 2013003665 | 363.6667 | 353.6667
14 | 2013003665 | 367.3333 | 357.3333
15 | 2013003665 | 371 | 361
16 | 2013003665 | 373.3333 | 363.3333
17 | 2013003665 | 375.6667 | 365.6667
18 | 2013003665 | 378 | 368
19 | 2013003665 | 378.6667 | 368.6667
20 | 2013003665 | 379.3333 | 369.3333
21 | 2013003665 | 380 | 370
22 | 2013003665 | 381.3333 | 371.3333
23 | 2013003665 | 382.6667 | 372.6667
24 | 2013003665 | 384 | 374
25 | 2013003665 | 385.3333 | 375.3333
26 | 2013003665 | 386.6667 | 376.6667
27 | 2013003665 | 388 | 378
28 | 2013003665 | 387 | 377
29 | 2013003665 | 386 | 376
30 | 2013003665 | 385 | 375
31 | 2013003665 | 383 | 373
32 | 2013003665 | 381 | 371
33 | 2013003665 | 379 | 369
34 | 2013003665 | 378.3333 | 368.3333
35 | 2013003665 | 377.6667 | 367.6667
36 | 2013003665 | 377 | 367
37 | 2013003665 | 377.3333 | 367.3333
38 | 2013003665 | 377.6667 | 367.6667
39 | 2013003665 | 378 | 368
40 | 2013003665 | 379.6667 | 369.6667
41 | 2013003665 | 381.3333 | 371.3333
42 | 2013003665 | 383 | 373
43 | 2013003665 | 385.3333 | 375.3333
44 | 2013003665 | 387.6667 | 377.6667
45 | 2013003665 | 390 | 380
46 | 2013003665 | 391.3333 | 381.3333
47 | 2013003665 | 392.6667 | 382.6667
48 | 2013003665 | 394 | 384
49 | 2013003665 | 393.3333 | 383.3333
50 | 2013003665 | 392.6667 | 382.6667
51 | 2013003665 | 392 | 382
52 | 2013003665 | 387.6667 | 377.6667
53 | 2013003665 | 383.3333 | 373.3333
54 | 2013003665 | 379 | 369
55 | 2013003665 | 372.3333 | 362.3333
56 | 2013003665 | 365.6667 | 355.6667
57 | 2013003665 | 359 | 349
58 | 2013003665 | 353.6667 | 343.6667
59 | 2013003665 | 348.3333 | 338.3333
60 | 2013003665 | 343 | 333
61 | 2013003665 | 338.3333 | 328.3333
62 | 2013003665 | 333.6667 | 323.6667
63 | 2013003665 | 329 | 319
64 | 2013003665 | 326 | 316
65 | 2013003665 | 323 | 313
66 | 2013003665 | 320 | 310
67 | 2013003665 | 318.3333 | 308.3333
68 | 2013003665 | 316.6667 | 306.6667
69 | 2013003665 | 315 | 305
70 | 2013003665 | 315.3333 | 305.3333
71 | 2013003665 | 315.6667 | 305.6667
72 | 2013003665 | 316 | 306
73 | 2013003665 | 316.3333 | 306.3333
74 | 2013003665 | 316.6667 | 306.6667
75 | 2013003665 | 317 | 307
76 | 2013003665 | 316.3333 | 306.3333
77 | 2013003665 | 315.6667 | 305.6667
78 | 2013003665 | 315 | 305
79 | 2013003665 | 314.6667 | 304.6667
80 | 2013003665 | 314.3333 | 304.3333
81 | 2013003665 | 314 | 304
82 | 2013003665 | 316.3333 | 306.3333
83 | 2013003665 | 318.6667 | 308.6667
84 | 2013003665 | 321 | 311
85 | 2013003665 | 323.3333 | 313.3333
86 | 2013003665 | 325.6667 | 315.6667
87 | 2013003665 | 328 | 318
88 | 2013003665 | 328.3333 | 318.3333
89 | 2013003665 | 328.6667 | 318.6667
90 | 2013003665 | 329 | 339
91 | 2013003665 | 329 | 339
92 | 2013003665 | 329 | 339
93 | 2013003665 | 329 | 339
94 | 2013003665 | 328.6667 | 338.6667
95 | 2013003665 | 328.3333 | 338.3333
96 | 2013003665 | 328 | 338
97 | 2013003665 | 327.6667 | 337.6667
98 | 2013003665 | 327.3333 | 337.3333
99 | 2013003665 | 327 | 337
100 | 2013003665 | 328.6667 | 338.6667
101 | 2013003665 | 330.3333 | 340.3333
102 | 2013003665 | 332 | 342
103 | 2013003665 | 334.3333 | 344.3333
104 | 2013003665 | 336.6667 | 346.6667
105 | 2013003665 | 339 | 349
106 | 2013003665 | 339.3333 | 349.3333
107 | 2013003665 | 339.6667 | 349.6667
108 | 2013003665 | 340 | 350
109 | 2013003665 | 342.3333 | 352.3333
110 | 2013003665 | 344.6667 | 354.6667
111 | 2013003665 | 347 | 357
112 | 2013003665 | 349.6667 | 359.6667
113 | 2013003665 | 352.3333 | 362.3333
114 | 2013003665 | 355 | 365
115 | 2013003665 | 360.3333 | 370.3333
116 | 2013003665 | 365.6667 | 375.6667
117 | 2013003665 | 371 | 381
118 | 2013003665 | 373.6667 | 383.6667
119 | 2013003665 | 376.3333 | 386.3333
120 | 2013003665 | 379 | 389
121 | 2013003665 | 383.3333 | 393.3333
122 | 2013003665 | 387.6667 | 377.6667
123 | 2013003665 | 392 | 382
124 | 2013003665 | 395.3333 | 385.3333
125 | 2013003665 | 398.6667 | 388.6667
126 | 2013003665 | 402 | 392
127 | 2013003665 | 404.3333 | 394.3333
128 | 2013003665 | 406.6667 | 396.6667
129 | 2013003665 | 409 | 399
130 | 2013003665 | 409 | 399
131 | 2013003665 | 409 | 399
132 | 2013003665 | 409 | 399
133 | 2013003665 | 408.3333 | 398.3333
134 | 2013003665 | 407.6667 | 397.6667
135 | 2013003665 | 407 | 397
136 | 2013003665 | 407 | 397
137 | 2013003665 | 407 | 397
138 | 2013003665 | 407 | 397
139 | 2013003665 | 407 | 397
140 | 2013003665 | 407 | 397
141 | 2013003665 | 407 | 397
142 | 2013003665 | 406 | 396
143 | 2013003665 | 405 | 395
0 | 2011010062 | 343 | 333
1 | 2011010062 | 344 | 334
2 | 2011010062 | 345 | 335
3 | 2011010062 | 346 | 336
4 | 2011010062 | 348 | 338
5 | 2011010062 | 350 | 340
6 | 2011010062 | 352 | 342
7 | 2011010062 | 353 | 343
8 | 2011010062 | 354 | 344
9 | 2011010062 | 355 | 345
10 | 2011010062 | 356.6667 | 346.6667
11 | 2011010062 | 358.3333 | 348.3333
12 | 2011010062 | 360 | 350
13 | 2011010062 | 363.6667 | 353.6667
14 | 2011010062 | 367.3333 | 357.3333
15 | 2011010062 | 371 | 361
16 | 2011010062 | 373.3333 | 363.3333
17 | 2011010062 | 375.6667 | 365.6667
18 | 2011010062 | 378 | 368
19 | 2011010062 | 378.6667 | 368.6667
20 | 2011010062 | 379.3333 | 369.3333
21 | 2011010062 | 380 | 370
22 | 2011010062 | 381.3333 | 371.3333
23 | 2011010062 | 382.6667 | 372.6667
24 | 2011010062 | 384 | 374
25 | 2011010062 | 385.3333 | 375.3333
26 | 2011010062 | 386.6667 | 376.6667
27 | 2011010062 | 388 | 378
28 | 2011010062 | 387 | 377
29 | 2011010062 | 386 | 376
30 | 2011010062 | 385 | 375
31 | 2011010062 | 383 | 373
32 | 2011010062 | 381 | 371
33 | 2011010062 | 379 | 369
34 | 2011010062 | 378.3333 | 368.3333
35 | 2011010062 | 377.6667 | 367.6667
36 | 2011010062 | 377 | 367
37 | 2011010062 | 377.3333 | 367.3333
38 | 2011010062 | 377.6667 | 367.6667
39 | 2011010062 | 378 | 368
40 | 2011010062 | 379.6667 | 369.6667
41 | 2011010062 | 381.3333 | 371.3333
42 | 2011010062 | 383 | 373
43 | 2011010062 | 385.3333 | 375.3333
44 | 2011010062 | 387.6667 | 377.6667
45 | 2011010062 | 390 | 380
46 | 2011010062 | 391.3333 | 381.3333
47 | 2011010062 | 392.6667 | 382.6667
48 | 2011010062 | 394 | 384
49 | 2011010062 | 393.3333 | 383.3333
50 | 2011010062 | 392.6667 | 382.6667
51 | 2011010062 | 392 | 382
52 | 2011010062 | 387.6667 | 377.6667
53 | 2011010062 | 383.3333 | 373.3333
54 | 2011010062 | 379 | 369
55 | 2011010062 | 372.3333 | 362.3333
56 | 2011010062 | 365.6667 | 355.6667
57 | 2011010062 | 359 | 349
58 | 2011010062 | 353.6667 | 343.6667
59 | 2011010062 | 348.3333 | 338.3333
60 | 2011010062 | 343 | 333
61 | 2011010062 | 338.3333 | 328.3333
62 | 2011010062 | 333.6667 | 323.6667
63 | 2011010062 | 329 | 319
64 | 2011010062 | 326 | 316
65 | 2011010062 | 323 | 313
66 | 2011010062 | 320 | 310
67 | 2011010062 | 318.3333 | 308.3333
68 | 2011010062 | 316.6667 | 306.6667
69 | 2011010062 | 315 | 305
70 | 2011010062 | 315.3333 | 305.3333
71 | 2011010062 | 315.6667 | 305.6667
72 | 2011010062 | 316 | 306
73 | 2011010062 | 316.3333 | 306.3333
74 | 2011010062 | 316.6667 | 306.6667
75 | 2011010062 | 317 | 307
76 | 2011010062 | 316.3333 | 306.3333
77 | 2011010062 | 315.6667 | 305.6667
78 | 2011010062 | 315 | 305
79 | 2011010062 | 314.6667 | 304.6667
80 | 2011010062 | 314.3333 | 304.3333
81 | 2011010062 | 314 | 304
82 | 2011010062 | 316.3333 | 306.3333
83 | 2011010062 | 318.6667 | 308.6667
84 | 2011010062 | 321 | 311
85 | 2011010062 | 323.3333 | 313.3333
86 | 2011010062 | 325.6667 | 315.6667
87 | 2011010062 | 328 | 318
88 | 2011010062 | 328.3333 | 318.3333
89 | 2011010062 | 328.6667 | 318.6667
90 | 2011010062 | 329 | 339
91 | 2011010062 | 329 | 339
92 | 2011010062 | 329 | 339
93 | 2011010062 | 329 | 339
94 | 2011010062 | 328.6667 | 338.6667
95 | 2011010062 | 328.3333 | 338.3333
96 | 2011010062 | 328 | 338
97 | 2011010062 | 327.6667 | 337.6667
98 | 2011010062 | 327.3333 | 337.3333
99 | 2011010062 | 327 | 337
100 | 2011010062 | 328.6667 | 338.6667
101 | 2011010062 | 330.3333 | 340.3333
102 | 2011010062 | 332 | 342
103 | 2011010062 | 334.3333 | 344.3333
104 | 2011010062 | 336.6667 | 346.6667
105 | 2011010062 | 339 | 349
106 | 2011010062 | 339.3333 | 349.3333
107 | 2011010062 | 339.6667 | 349.6667
108 | 2011010062 | 340 | 350
109 | 2011010062 | 342.3333 | 352.3333
110 | 2011010062 | 344.6667 | 354.6667
111 | 2011010062 | 347 | 357
112 | 2011010062 | 349.6667 | 359.6667
113 | 2011010062 | 352.3333 | 362.3333
114 | 2011010062 | 355 | 365
115 | 2011010062 | 360.3333 | 370.3333
116 | 2011010062 | 365.6667 | 375.6667
117 | 2011010062 | 371 | 381
118 | 2011010062 | 373.6667 | 383.6667
119 | 2011010062 | 376.3333 | 386.3333
120 | 2011010062 | 379 | 389
121 | 2011010062 | 383.3333 | 393.3333
122 | 2011010062 | 387.6667 | 377.6667
123 | 2011010062 | 392 | 382
124 | 2011010062 | 395.3333 | 385.3333
125 | 2011010062 | 398.6667 | 388.6667
126 | 2011010062 | 402 | 392
127 | 2011010062 | 404.3333 | 394.3333
128 | 2011010062 | 406.6667 | 396.6667
129 | 2011010062 | 409 | 399
130 | 2011010062 | 409 | 399
131 | 2011010062 | 409 | 399
132 | 2011010062 | 409 | 399
133 | 2011010062 | 408.3333 | 398.3333
134 | 2011010062 | 407.6667 | 397.6667
135 | 2011010062 | 407 | 397
136 | 2011010062 | 407 | 397
137 | 2011010062 | 407 | 397
138 | 2011010062 | 407 | 397
139 | 2011010062 | 407 | 397
140 | 2011010062 | 407 | 397
141 | 2011010062 | 407 | 397
142 | 2011010062 | 406 | 396
143 | 2011010062 | 405 | 395
0 | 2010005222 | 343 | 333
1 | 2010005222 | 344 | 334
2 | 2010005222 | 345 | 335
3 | 2010005222 | 346 | 336
4 | 2010005222 | 348 | 338
5 | 2010005222 | 350 | 340
6 | 2010005222 | 352 | 342
7 | 2010005222 | 353 | 343
8 | 2010005222 | 354 | 344
9 | 2010005222 | 355 | 345
10 | 2010005222 | 356.6667 | 346.6667
11 | 2010005222 | 358.3333 | 348.3333
12 | 2010005222 | 360 | 350
13 | 2010005222 | 363.6667 | 353.6667
14 | 2010005222 | 367.3333 | 357.3333
15 | 2010005222 | 371 | 361
16 | 2010005222 | 373.3333 | 363.3333
17 | 2010005222 | 375.6667 | 365.6667
18 | 2010005222 | 378 | 368
19 | 2010005222 | 378.6667 | 368.6667
20 | 2010005222 | 379.3333 | 369.3333
21 | 2010005222 | 380 | 370
22 | 2010005222 | 381.3333 | 371.3333
23 | 2010005222 | 382.6667 | 372.6667
24 | 2010005222 | 384 | 374
25 | 2010005222 | 385.3333 | 375.3333
26 | 2010005222 | 386.6667 | 376.6667
27 | 2010005222 | 388 | 378
28 | 2010005222 | 387 | 377
29 | 2010005222 | 386 | 376
30 | 2010005222 | 385 | 375
31 | 2010005222 | 383 | 373
32 | 2010005222 | 381 | 371
33 | 2010005222 | 379 | 369
34 | 2010005222 | 378.3333 | 368.3333
35 | 2010005222 | 377.6667 | 367.6667
36 | 2010005222 | 377 | 367
37 | 2010005222 | 377.3333 | 367.3333
38 | 2010005222 | 377.6667 | 367.6667
39 | 2010005222 | 378 | 368
40 | 2010005222 | 379.6667 | 369.6667
41 | 2010005222 | 381.3333 | 371.3333
42 | 2010005222 | 383 | 373
43 | 2010005222 | 385.3333 | 375.3333
44 | 2010005222 | 387.6667 | 377.6667
45 | 2010005222 | 390 | 380
46 | 2010005222 | 391.3333 | 381.3333
47 | 2010005222 | 392.6667 | 382.6667
48 | 2010005222 | 394 | 384
49 | 2010005222 | 393.3333 | 383.3333
50 | 2010005222 | 392.6667 | 382.6667
51 | 2010005222 | 392 | 382
52 | 2010005222 | 387.6667 | 377.6667
53 | 2010005222 | 383.3333 | 373.3333
54 | 2010005222 | 379 | 369
55 | 2010005222 | 372.3333 | 362.3333
56 | 2010005222 | 365.6667 | 355.6667
57 | 2010005222 | 359 | 349
58 | 2010005222 | 353.6667 | 343.6667
59 | 2010005222 | 348.3333 | 338.3333
60 | 2010005222 | 343 | 333
61 | 2010005222 | 338.3333 | 328.3333
62 | 2010005222 | 333.6667 | 323.6667
63 | 2010005222 | 329 | 319
64 | 2010005222 | 326 | 316
65 | 2010005222 | 323 | 313
66 | 2010005222 | 320 | 310
67 | 2010005222 | 318.3333 | 308.3333
68 | 2010005222 | 316.6667 | 306.6667
69 | 2010005222 | 315 | 305
70 | 2010005222 | 315.3333 | 305.3333
71 | 2010005222 | 315.6667 | 305.6667
72 | 2010005222 | 316 | 306
73 | 2010005222 | 316.3333 | 306.3333
74 | 2010005222 | 316.6667 | 306.6667
75 | 2010005222 | 317 | 307
76 | 2010005222 | 316.3333 | 306.3333
77 | 2010005222 | 315.6667 | 305.6667
78 | 2010005222 | 315 | 305
79 | 2010005222 | 314.6667 | 304.6667
80 | 2010005222 | 314.3333 | 304.3333
81 | 2010005222 | 314 | 304
82 | 2010005222 | 316.3333 | 306.3333
83 | 2010005222 | 318.6667 | 308.6667
84 | 2010005222 | 321 | 311
85 | 2010005222 | 323.3333 | 313.3333
86 | 2010005222 | 325.6667 | 315.6667
87 | 2010005222 | 328 | 318
88 | 2010005222 | 328.3333 | 318.3333
89 | 2010005222 | 328.6667 | 318.6667
90 | 2010005222 | 329 | 339
91 | 2010005222 | 329 | 339
92 | 2010005222 | 329 | 339
93 | 2010005222 | 329 | 339
94 | 2010005222 | 328.6667 | 338.6667
95 | 2010005222 | 328.3333 | 338.3333
96 | 2010005222 | 328 | 338
97 | 2010005222 | 327.6667 | 337.6667
98 | 2010005222 | 327.3333 | 337.3333
99 | 2010005222 | 327 | 337
100 | 2010005222 | 328.6667 | 338.6667
101 | 2010005222 | 330.3333 | 340.3333
102 | 2010005222 | 332 | 342
103 | 2010005222 | 334.3333 | 344.3333
104 | 2010005222 | 336.6667 | 346.6667
105 | 2010005222 | 339 | 349
106 | 2010005222 | 339.3333 | 349.3333
107 | 2010005222 | 339.6667 | 349.6667
108 | 2010005222 | 340 | 350
109 | 2010005222 | 342.3333 | 352.3333
110 | 2010005222 | 344.6667 | 354.6667
111 | 2010005222 | 347 | 357
112 | 2010005222 | 349.6667 | 359.6667
113 | 2010005222 | 352.3333 | 362.3333
114 | 2010005222 | 355 | 365
115 | 2010005222 | 360.3333 | 370.3333
116 | 2010005222 | 365.6667 | 375.6667
117 | 2010005222 | 371 | 381
118 | 2010005222 | 373.6667 | 383.6667
119 | 2010005222 | 376.3333 | 386.3333
120 | 2010005222 | 379 | 389
121 | 2010005222 | 383.3333 | 393.3333
122 | 2010005222 | 387.6667 | 377.6667
123 | 2010005222 | 392 | 382
124 | 2010005222 | 395.3333 | 385.3333
125 | 2010005222 | 398.6667 | 388.6667
126 | 2010005222 | 402 | 392
127 | 2010005222 | 404.3333 | 394.3333
128 | 2010005222 | 406.6667 | 396.6667
129 | 2010005222 | 409 | 399
130 | 2010005222 | 409 | 399
131 | 2010005222 | 409 | 399
132 | 2010005222 | 409 | 399
133 | 2010005222 | 408.3333 | 398.3333
134 | 2010005222 | 407.6667 | 397.6667
135 | 2010005222 | 407 | 397
136 | 2010005222 | 407 | 397
137 | 2010005222 | 407 | 397
138 | 2010005222 | 407 | 397
139 | 2010005222 | 407 | 397
140 | 2010005222 | 407 | 397
141 | 2010005222 | 407 | 397
142 | 2010005222 | 406 | 396
143 | 2010005222 | 405 | 395
0 | 2006009230 | 343 | 333
1 | 2006009230 | 344 | 334
2 | 2006009230 | 345 | 335
3 | 2006009230 | 346 | 336
4 | 2006009230 | 348 | 338
5 | 2006009230 | 350 | 340
6 | 2006009230 | 352 | 342
7 | 2006009230 | 353 | 343
8 | 2006009230 | 354 | 344
9 | 2006009230 | 355 | 345
10 | 2006009230 | 356.6667 | 346.6667
11 | 2006009230 | 358.3333 | 348.3333
12 | 2006009230 | 360 | 350
13 | 2006009230 | 363.6667 | 353.6667
14 | 2006009230 | 367.3333 | 357.3333
15 | 2006009230 | 371 | 361
16 | 2006009230 | 373.3333 | 363.3333
17 | 2006009230 | 375.6667 | 365.6667
18 | 2006009230 | 378 | 368
19 | 2006009230 | 378.6667 | 368.6667
20 | 2006009230 | 379.3333 | 369.3333
21 | 2006009230 | 380 | 370
22 | 2006009230 | 381.3333 | 371.3333
23 | 2006009230 | 382.6667 | 372.6667
24 | 2006009230 | 384 | 374
25 | 2006009230 | 385.3333 | 375.3333
26 | 2006009230 | 386.6667 | 376.6667
27 | 2006009230 | 388 | 378
28 | 2006009230 | 387 | 377
29 | 2006009230 | 386 | 376
30 | 2006009230 | 385 | 375
31 | 2006009230 | 383 | 373
32 | 2006009230 | 381 | 371
33 | 2006009230 | 379 | 369
34 | 2006009230 | 378.3333 | 368.3333
35 | 2006009230 | 377.6667 | 367.6667
36 | 2006009230 | 377 | 367
37 | 2006009230 | 377.3333 | 367.3333
38 | 2006009230 | 377.6667 | 367.6667
39 | 2006009230 | 378 | 368
40 | 2006009230 | 379.6667 | 369.6667
41 | 2006009230 | 381.3333 | 371.3333
42 | 2006009230 | 383 | 373
43 | 2006009230 | 385.3333 | 375.3333
44 | 2006009230 | 387.6667 | 377.6667
45 | 2006009230 | 390 | 380
46 | 2006009230 | 391.3333 | 381.3333
47 | 2006009230 | 392.6667 | 382.6667
48 | 2006009230 | 394 | 384
49 | 2006009230 | 393.3333 | 383.3333
50 | 2006009230 | 392.6667 | 382.6667
51 | 2006009230 | 392 | 382
52 | 2006009230 | 387.6667 | 377.6667
53 | 2006009230 | 383.3333 | 373.3333
54 | 2006009230 | 379 | 369
55 | 2006009230 | 372.3333 | 362.3333
56 | 2006009230 | 365.6667 | 355.6667
57 | 2006009230 | 359 | 349
58 | 2006009230 | 353.6667 | 343.6667
59 | 2006009230 | 348.3333 | 338.3333
60 | 2006009230 | 343 | 333
61 | 2006009230 | 338.3333 | 328.3333
62 | 2006009230 | 333.6667 | 323.6667
63 | 2006009230 | 329 | 319
64 | 2006009230 | 326 | 316
65 | 2006009230 | 323 | 313
66 | 2006009230 | 320 | 310
67 | 2006009230 | 318.3333 | 308.3333
68 | 2006009230 | 316.6667 | 306.6667
69 | 2006009230 | 315 | 305
70 | 2006009230 | 315.3333 | 305.3333
71 | 2006009230 | 315.6667 | 305.6667
72 | 2006009230 | 316 | 306
73 | 2006009230 | 316.3333 | 306.3333
74 | 2006009230 | 316.6667 | 306.6667
75 | 2006009230 | 317 | 307
76 | 2006009230 | 316.3333 | 306.3333
77 | 2006009230 | 315.6667 | 305.6667
78 | 2006009230 | 315 | 305
79 | 2006009230 | 314.6667 | 304.6667
80 | 2006009230 | 314.3333 | 304.3333
81 | 2006009230 | 314 | 304
82 | 2006009230 | 316.3333 | 306.3333
83 | 2006009230 | 318.6667 | 308.6667
84 | 2006009230 | 321 | 311
85 | 2006009230 | 323.3333 | 313.3333
86 | 2006009230 | 325.6667 | 315.6667
87 | 2006009230 | 328 | 318
88 | 2006009230 | 328.3333 | 318.3333
89 | 2006009230 | 328.6667 | 318.6667
90 | 2006009230 | 329 | 339
91 | 2006009230 | 329 | 339
92 | 2006009230 | 329 | 339
93 | 2006009230 | 329 | 339
94 | 2006009230 | 328.6667 | 338.6667
95 | 2006009230 | 328.3333 | 338.3333
96 | 2006009230 | 328 | 338
97 | 2006009230 | 327.6667 | 337.6667
98 | 2006009230 | 327.3333 | 337.3333
99 | 2006009230 | 327 | 337
100 | 2006009230 | 328.6667 | 338.6667
101 | 2006009230 | 330.3333 | 340.3333
102 | 2006009230 | 332 | 342
103 | 2006009230 | 334.3333 | 344.3333
104 | 2006009230 | 336.6667 | 346.6667
105 | 2006009230 | 339 | 349
106 | 2006009230 | 339.3333 | 349.3333
107 | 2006009230 | 339.6667 | 349.6667
108 | 2006009230 | 340 | 350
109 | 2006009230 | 342.3333 | 352.3333
110 | 2006009230 | 344.6667 | 354.6667
111 | 2006009230 | 347 | 357
112 | 2006009230 | 349.6667 | 359.6667
113 | 2006009230 | 352.3333 | 362.3333
114 | 2006009230 | 355 | 365
115 | 2006009230 | 360.3333 | 370.3333
116 | 2006009230 | 365.6667 | 375.6667
117 | 2006009230 | 371 | 381
118 | 2006009230 | 373.6667 | 383.6667
119 | 2006009230 | 376.3333 | 386.3333
120 | 2006009230 | 379 | 389
121 | 2006009230 | 383.3333 | 393.3333
122 | 2006009230 | 387.6667 | 377.6667
123 | 2006009230 | 392 | 382
124 | 2006009230 | 395.3333 | 385.3333
125 | 2006009230 | 398.6667 | 388.6667
126 | 2006009230 | 402 | 392
127 | 2006009230 | 404.3333 | 394.3333
128 | 2006009230 | 406.6667 | 396.6667
129 | 2006009230 | 409 | 399
130 | 2006009230 | 409 | 399
131 | 2006009230 | 409 | 399
132 | 2006009230 | 409 | 399
133 | 2006009230 | 408.3333 | 398.3333
134 | 2006009230 | 407.6667 | 397.6667
135 | 2006009230 | 407 | 397
136 | 2006009230 | 407 | 397
137 | 2006009230 | 407 | 397
138 | 2006009230 | 407 | 397
139 | 2006009230 | 407 | 397
140 | 2006009230 | 407 | 397
141 | 2006009230 | 407 | 397
142 | 2006009230 | 406 | 396
143 | 2006009230 | 405 | 395
0 | 2011009354 | 343 | 333
1 | 2011009354 | 344 | 334
2 | 2011009354 | 345 | 335
3 | 2011009354 | 346 | 336
4 | 2011009354 | 348 | 338
5 | 2011009354 | 350 | 340
6 | 2011009354 | 352 | 342
7 | 2011009354 | 353 | 343
8 | 2011009354 | 354 | 344
9 | 2011009354 | 355 | 345
10 | 2011009354 | 356.6667 | 346.6667
11 | 2011009354 | 358.3333 | 348.3333
12 | 2011009354 | 360 | 350
13 | 2011009354 | 363.6667 | 353.6667
14 | 2011009354 | 367.3333 | 357.3333
15 | 2011009354 | 371 | 361
16 | 2011009354 | 373.3333 | 363.3333
17 | 2011009354 | 375.6667 | 365.6667
18 | 2011009354 | 378 | 368
19 | 2011009354 | 378.6667 | 368.6667
20 | 2011009354 | 379.3333 | 369.3333
21 | 2011009354 | 380 | 370
22 | 2011009354 | 381.3333 | 371.3333
23 | 2011009354 | 382.6667 | 372.6667
24 | 2011009354 | 384 | 374
25 | 2011009354 | 385.3333 | 375.3333
26 | 2011009354 | 386.6667 | 376.6667
27 | 2011009354 | 388 | 378
28 | 2011009354 | 387 | 377
29 | 2011009354 | 386 | 376
30 | 2011009354 | 385 | 375
31 | 2011009354 | 383 | 373
32 | 2011009354 | 381 | 371
33 | 2011009354 | 379 | 369
34 | 2011009354 | 378.3333 | 368.3333
35 | 2011009354 | 377.6667 | 367.6667
36 | 2011009354 | 377 | 367
37 | 2011009354 | 377.3333 | 367.3333
38 | 2011009354 | 377.6667 | 367.6667
39 | 2011009354 | 378 | 368
40 | 2011009354 | 379.6667 | 369.6667
41 | 2011009354 | 381.3333 | 371.3333
42 | 2011009354 | 383 | 373
43 | 2011009354 | 385.3333 | 375.3333
44 | 2011009354 | 387.6667 | 377.6667
45 | 2011009354 | 390 | 380
46 | 2011009354 | 391.3333 | 381.3333
47 | 2011009354 | 392.6667 | 382.6667
48 | 2011009354 | 394 | 384
49 | 2011009354 | 393.3333 | 383.3333
50 | 2011009354 | 392.6667 | 382.6667
51 | 2011009354 | 392 | 382
52 | 2011009354 | 387.6667 | 377.6667
53 | 2011009354 | 383.3333 | 373.3333
54 | 2011009354 | 379 | 369
55 | 2011009354 | 372.3333 | 362.3333
56 | 2011009354 | 365.6667 | 355.6667
57 | 2011009354 | 359 | 349
58 | 2011009354 | 353.6667 | 343.6667
59 | 2011009354 | 348.3333 | 338.3333
60 | 2011009354 | 343 | 333
61 | 2011009354 | 338.3333 | 328.3333
62 | 2011009354 | 333.6667 | 323.6667
63 | 2011009354 | 329 | 319
64 | 2011009354 | 326 | 316
65 | 2011009354 | 323 | 313
66 | 2011009354 | 320 | 310
67 | 2011009354 | 318.3333 | 308.3333
68 | 2011009354 | 316.6667 | 306.6667
69 | 2011009354 | 315 | 305
70 | 2011009354 | 315.3333 | 305.3333
71 | 2011009354 | 315.6667 | 305.6667
72 | 2011009354 | 316 | 306
73 | 2011009354 | 316.3333 | 306.3333
74 | 2011009354 | 316.6667 | 306.6667
75 | 2011009354 | 317 | 307
76 | 2011009354 | 316.3333 | 306.3333
77 | 2011009354 | 315.6667 | 305.6667
78 | 2011009354 | 315 | 305
79 | 2011009354 | 314.6667 | 304.6667
80 | 2011009354 | 314.3333 | 304.3333
81 | 2011009354 | 314 | 304
82 | 2011009354 | 316.3333 | 306.3333
83 | 2011009354 | 318.6667 | 308.6667
84 | 2011009354 | 321 | 311
85 | 2011009354 | 323.3333 | 313.3333
86 | 2011009354 | 325.6667 | 315.6667
87 | 2011009354 | 328 | 318
88 | 2011009354 | 328.3333 | 318.3333
89 | 2011009354 | 328.6667 | 318.6667
90 | 2011009354 | 329 | 339
91 | 2011009354 | 329 | 339
92 | 2011009354 | 329 | 339
93 | 2011009354 | 329 | 339
94 | 2011009354 | 328.6667 | 338.6667
95 | 2011009354 | 328.3333 | 338.3333
96 | 2011009354 | 328 | 338
97 | 2011009354 | 327.6667 | 337.6667
98 | 2011009354 | 327.3333 | 337.3333
99 | 2011009354 | 327 | 337
100 | 2011009354 | 328.6667 | 338.6667
101 | 2011009354 | 330.3333 | 340.3333
102 | 2011009354 | 332 | 342
103 | 2011009354 | 334.3333 | 344.3333
104 | 2011009354 | 336.6667 | 346.6667
105 | 2011009354 | 339 | 349
106 | 2011009354 | 339.3333 | 349.3333
107 | 2011009354 | 339.6667 | 349.6667
108 | 2011009354 | 340 | 350
109 | 2011009354 | 342.3333 | 352.3333
110 | 2011009354 | 344.6667 | 354.6667
111 | 2011009354 | 347 | 357
112 | 2011009354 | 349.6667 | 359.6667
113 | 2011009354 | 352.3333 | 362.3333
114 | 2011009354 | 355 | 365
115 | 2011009354 | 360.3333 | 370.3333
116 | 2011009354 | 365.6667 | 375.6667
117 | 2011009354 | 371 | 381
118 | 2011009354 | 373.6667 | 383.6667
119 | 2011009354 | 376.3333 | 386.3333
120 | 2011009354 | 379 | 389
121 | 2011009354 | 383.3333 | 393.3333
122 | 2011009354 | 387.6667 | 377.6667
123 | 2011009354 | 392 | 382
124 | 2011009354 | 395.3333 | 385.3333
125 | 2011009354 | 398.6667 | 388.6667
126 | 2011009354 | 402 | 392
127 | 2011009354 | 404.3333 | 394.3333
128 | 2011009354 | 406.6667 | 396.6667
129 | 2011009354 | 409 | 399
130 | 2011009354 | 409 | 399
131 | 2011009354 | 409 | 399
132 | 2011009354 | 409 | 399
133 | 2011009354 | 408.3333 | 398.3333
134 | 2011009354 | 407.6667 | 397.6667
135 | 2011009354 | 407 | 397
136 | 2011009354 | 407 | 397
137 | 2011009354 | 407 | 397
138 | 2011009354 | 407 | 397
139 | 2011009354 | 407 | 397
140 | 2011009354 | 407 | 397
141 | 2011009354 | 407 | 397
142 | 2011009354 | 406 | 396
143 | 2011009354 | 405 | 395
0 | 2006003917 | 343 | 333
1 | 2006003917 | 344 | 334
2 | 2006003917 | 345 | 335
3 | 2006003917 | 346 | 336
4 | 2006003917 | 348 | 338
5 | 2006003917 | 350 | 340
6 | 2006003917 | 352 | 342
7 | 2006003917 | 353 | 343
8 | 2006003917 | 354 | 344
9 | 2006003917 | 355 | 345
10 | 2006003917 | 356.6667 | 346.6667
11 | 2006003917 | 358.3333 | 348.3333
12 | 2006003917 | 360 | 350
13 | 2006003917 | 363.6667 | 353.6667
14 | 2006003917 | 367.3333 | 357.3333
15 | 2006003917 | 371 | 361
16 | 2006003917 | 373.3333 | 363.3333
17 | 2006003917 | 375.6667 | 365.6667
18 | 2006003917 | 378 | 368
19 | 2006003917 | 378.6667 | 368.6667
20 | 2006003917 | 379.3333 | 369.3333
21 | 2006003917 | 380 | 370
22 | 2006003917 | 381.3333 | 371.3333
23 | 2006003917 | 382.6667 | 372.6667
24 | 2006003917 | 384 | 374
25 | 2006003917 | 385.3333 | 375.3333
26 | 2006003917 | 386.6667 | 376.6667
27 | 2006003917 | 388 | 378
28 | 2006003917 | 387 | 377
29 | 2006003917 | 386 | 376
30 | 2006003917 | 385 | 375
31 | 2006003917 | 383 | 373
32 | 2006003917 | 381 | 371
33 | 2006003917 | 379 | 369
34 | 2006003917 | 378.3333 | 368.3333
35 | 2006003917 | 377.6667 | 367.6667
36 | 2006003917 | 377 | 367
37 | 2006003917 | 377.3333 | 367.3333
38 | 2006003917 | 377.6667 | 367.6667
39 | 2006003917 | 378 | 368
40 | 2006003917 | 379.6667 | 369.6667
41 | 2006003917 | 381.3333 | 371.3333
42 | 2006003917 | 383 | 373
43 | 2006003917 | 385.3333 | 375.3333
44 | 2006003917 | 387.6667 | 377.6667
45 | 2006003917 | 390 | 380
46 | 2006003917 | 391.3333 | 381.3333
47 | 2006003917 | 392.6667 | 382.6667
48 | 2006003917 | 394 | 384
49 | 2006003917 | 393.3333 | 383.3333
50 | 2006003917 | 392.6667 | 382.6667
51 | 2006003917 | 392 | 382
52 | 2006003917 | 387.6667 | 377.6667
53 | 2006003917 | 383.3333 | 373.3333
54 | 2006003917 | 379 | 369
55 | 2006003917 | 372.3333 | 362.3333
56 | 2006003917 | 365.6667 | 355.6667
57 | 2006003917 | 359 | 349
58 | 2006003917 | 353.6667 | 343.6667
59 | 2006003917 | 348.3333 | 338.3333
60 | 2006003917 | 343 | 333
61 | 2006003917 | 338.3333 | 328.3333
62 | 2006003917 | 333.6667 | 323.6667
63 | 2006003917 | 329 | 319
64 | 2006003917 | 326 | 316
65 | 2006003917 | 323 | 313
66 | 2006003917 | 320 | 310
67 | 2006003917 | 318.3333 | 308.3333
68 | 2006003917 | 316.6667 | 306.6667
69 | 2006003917 | 315 | 305
70 | 2006003917 | 315.3333 | 305.3333
71 | 2006003917 | 315.6667 | 305.6667
72 | 2006003917 | 316 | 306
73 | 2006003917 | 316.3333 | 306.3333
74 | 2006003917 | 316.6667 | 306.6667
75 | 2006003917 | 317 | 307
76 | 2006003917 | 316.3333 | 306.3333
77 | 2006003917 | 315.6667 | 305.6667
78 | 2006003917 | 315 | 305
79 | 2006003917 | 314.6667 | 304.6667
80 | 2006003917 | 314.3333 | 304.3333
81 | 2006003917 | 314 | 304
82 | 2006003917 | 316.3333 | 306.3333
83 | 2006003917 | 318.6667 | 308.6667
84 | 2006003917 | 321 | 311
85 | 2006003917 | 323.3333 | 313.3333
86 | 2006003917 | 325.6667 | 315.6667
87 | 2006003917 | 328 | 318
88 | 2006003917 | 328.3333 | 318.3333
89 | 2006003917 | 328.6667 | 318.6667
90 | 2006003917 | 329 | 339
91 | 2006003917 | 329 | 339
92 | 2006003917 | 329 | 339
93 | 2006003917 | 329 | 339
94 | 2006003917 | 328.6667 | 338.6667
95 | 2006003917 | 328.3333 | 338.3333
96 | 2006003917 | 328 | 338
97 | 2006003917 | 327.6667 | 337.6667
98 | 2006003917 | 327.3333 | 337.3333
99 | 2006003917 | 327 | 337
100 | 2006003917 | 328.6667 | 338.6667
101 | 2006003917 | 330.3333 | 340.3333
102 | 2006003917 | 332 | 342
103 | 2006003917 | 334.3333 | 344.3333
104 | 2006003917 | 336.6667 | 346.6667
105 | 2006003917 | 339 | 349
106 | 2006003917 | 339.3333 | 349.3333
107 | 2006003917 | 339.6667 | 349.6667
108 | 2006003917 | 340 | 350
109 | 2006003917 | 342.3333 | 352.3333
110 | 2006003917 | 344.6667 | 354.6667
111 | 2006003917 | 347 | 357
112 | 2006003917 | 349.6667 | 359.6667
113 | 2006003917 | 352.3333 | 362.3333
114 | 2006003917 | 355 | 365
115 | 2006003917 | 360.3333 | 370.3333
116 | 2006003917 | 365.6667 | 375.6667
117 | 2006003917 | 371 | 381
118 | 2006003917 | 373.6667 | 383.6667
119 | 2006003917 | 376.3333 | 386.3333
120 | 2006003917 | 379 | 389
121 | 2006003917 | 383.3333 | 393.3333
122 | 2006003917 | 387.6667 | 377.6667
123 | 2006003917 | 392 | 382
124 | 2006003917 | 395.3333 | 385.3333
125 | 2006003917 | 398.6667 | 388.6667
126 | 2006003917 | 402 | 392
127 | 2006003917 | 404.3333 | 394.3333
128 | 2006003917 | 406.6667 | 396.6667
129 | 2006003917 | 409 | 399
130 | 2006003917 | 409 | 399
131 | 2006003917 | 409 | 399
132 | 2006003917 | 409 | 399
133 | 2006003917 | 408.3333 | 398.3333
134 | 2006003917 | 407.6667 | 397.6667
135 | 2006003917 | 407 | 397
136 | 2006003917 | 407 | 397
137 | 2006003917 | 407 | 397
138 | 2006003917 | 407 | 397
139 | 2006003917 | 407 | 397
140 | 2006003917 | 407 | 397
141 | 2006003917 | 407 | 397
142 | 2006003917 | 406 | 396
143 | 2006003917 | 405 | 395
0 | 2008003610 | 343 | 333
1 | 2008003610 | 344 | 334
2 | 2008003610 | 345 | 335
3 | 2008003610 | 346 | 336
4 | 2008003610 | 348 | 338
5 | 2008003610 | 350 | 340
6 | 2008003610 | 352 | 342
7 | 2008003610 | 353 | 343
8 | 2008003610 | 354 | 344
9 | 2008003610 | 355 | 345
10 | 2008003610 | 356.6667 | 346.6667
11 | 2008003610 | 358.3333 | 348.3333
12 | 2008003610 | 360 | 350
13 | 2008003610 | 363.6667 | 353.6667
14 | 2008003610 | 367.3333 | 357.3333
15 | 2008003610 | 371 | 361
16 | 2008003610 | 373.3333 | 363.3333
17 | 2008003610 | 375.6667 | 365.6667
18 | 2008003610 | 378 | 368
19 | 2008003610 | 378.6667 | 368.6667
20 | 2008003610 | 379.3333 | 369.3333
21 | 2008003610 | 380 | 370
22 | 2008003610 | 381.3333 | 371.3333
23 | 2008003610 | 382.6667 | 372.6667
24 | 2008003610 | 384 | 374
25 | 2008003610 | 385.3333 | 375.3333
26 | 2008003610 | 386.6667 | 376.6667
27 | 2008003610 | 388 | 378
28 | 2008003610 | 387 | 377
29 | 2008003610 | 386 | 376
30 | 2008003610 | 385 | 375
31 | 2008003610 | 383 | 373
32 | 2008003610 | 381 | 371
33 | 2008003610 | 379 | 369
34 | 2008003610 | 378.3333 | 368.3333
35 | 2008003610 | 377.6667 | 367.6667
36 | 2008003610 | 377 | 367
37 | 2008003610 | 377.3333 | 367.3333
38 | 2008003610 | 377.6667 | 367.6667
39 | 2008003610 | 378 | 368
40 | 2008003610 | 379.6667 | 369.6667
41 | 2008003610 | 381.3333 | 371.3333
42 | 2008003610 | 383 | 373
43 | 2008003610 | 385.3333 | 375.3333
44 | 2008003610 | 387.6667 | 377.6667
45 | 2008003610 | 390 | 380
46 | 2008003610 | 391.3333 | 381.3333
47 | 2008003610 | 392.6667 | 382.6667
48 | 2008003610 | 394 | 384
49 | 2008003610 | 393.3333 | 383.3333
50 | 2008003610 | 392.6667 | 382.6667
51 | 2008003610 | 392 | 382
52 | 2008003610 | 387.6667 | 377.6667
53 | 2008003610 | 383.3333 | 373.3333
54 | 2008003610 | 379 | 369
55 | 2008003610 | 372.3333 | 362.3333
56 | 2008003610 | 365.6667 | 355.6667
57 | 2008003610 | 359 | 349
58 | 2008003610 | 353.6667 | 343.6667
59 | 2008003610 | 348.3333 | 338.3333
60 | 2008003610 | 343 | 333
61 | 2008003610 | 338.3333 | 328.3333
62 | 2008003610 | 333.6667 | 323.6667
63 | 2008003610 | 329 | 319
64 | 2008003610 | 326 | 316
65 | 2008003610 | 323 | 313
66 | 2008003610 | 320 | 310
67 | 2008003610 | 318.3333 | 308.3333
68 | 2008003610 | 316.6667 | 306.6667
69 | 2008003610 | 315 | 305
70 | 2008003610 | 315.3333 | 305.3333
71 | 2008003610 | 315.6667 | 305.6667
72 | 2008003610 | 316 | 306
73 | 2008003610 | 316.3333 | 306.3333
74 | 2008003610 | 316.6667 | 306.6667
75 | 2008003610 | 317 | 307
76 | 2008003610 | 316.3333 | 306.3333
77 | 2008003610 | 315.6667 | 305.6667
78 | 2008003610 | 315 | 305
79 | 2008003610 | 314.6667 | 304.6667
80 | 2008003610 | 314.3333 | 304.3333
81 | 2008003610 | 314 | 304
82 | 2008003610 | 316.3333 | 306.3333
83 | 2008003610 | 318.6667 | 308.6667
84 | 2008003610 | 321 | 311
85 | 2008003610 | 323.3333 | 313.3333
86 | 2008003610 | 325.6667 | 315.6667
87 | 2008003610 | 328 | 318
88 | 2008003610 | 328.3333 | 318.3333
89 | 2008003610 | 328.6667 | 318.6667
90 | 2008003610 | 329 | 339
91 | 2008003610 | 329 | 339
92 | 2008003610 | 329 | 339
93 | 2008003610 | 329 | 339
94 | 2008003610 | 328.6667 | 338.6667
95 | 2008003610 | 328.3333 | 338.3333
96 | 2008003610 | 328 | 338
97 | 2008003610 | 327.6667 | 337.6667
98 | 2008003610 | 327.3333 | 337.3333
99 | 2008003610 | 327 | 337
100 | 2008003610 | 328.6667 | 338.6667
101 | 2008003610 | 330.3333 | 340.3333
102 | 2008003610 | 332 | 342
103 | 2008003610 | 334.3333 | 344.3333
104 | 2008003610 | 336.6667 | 346.6667
105 | 2008003610 | 339 | 349
106 | 2008003610 | 339.3333 | 349.3333
107 | 2008003610 | 339.6667 | 349.6667
108 | 2008003610 | 340 | 350
109 | 2008003610 | 342.3333 | 352.3333
110 | 2008003610 | 344.6667 | 354.6667
111 | 2008003610 | 347 | 357
112 | 2008003610 | 349.6667 | 359.6667
113 | 2008003610 | 352.3333 | 362.3333
114 | 2008003610 | 355 | 365
115 | 2008003610 | 360.3333 | 370.3333
116 | 2008003610 | 365.6667 | 375.6667
117 | 2008003610 | 371 | 381
118 | 2008003610 | 373.6667 | 383.6667
119 | 2008003610 | 376.3333 | 386.3333
120 | 2008003610 | 379 | 389
121 | 2008003610 | 383.3333 | 393.3333
122 | 2008003610 | 387.6667 | 377.6667
123 | 2008003610 | 392 | 382
124 | 2008003610 | 395.3333 | 385.3333
125 | 2008003610 | 398.6667 | 388.6667
126 | 2008003610 | 402 | 392
127 | 2008003610 | 404.3333 | 394.3333
128 | 2008003610 | 406.6667 | 396.6667
129 | 2008003610 | 409 | 399
130 | 2008003610 | 409 | 399
131 | 2008003610 | 409 | 399
132 | 2008003610 | 409 | 399
133 | 2008003610 | 408.3333 | 398.3333
134 | 2008003610 | 407.6667 | 397.6667
135 | 2008003610 | 407 | 397
136 | 2008003610 | 407 | 397
137 | 2008003610 | 407 | 397
138 | 2008003610 | 407 | 397
139 | 2008003610 | 407 | 397
140 | 2008003610 | 407 | 397
141 | 2008003610 | 407 | 397
142 | 2008003610 | 406 | 396
143 | 2008003610 | 405 | 395
0 | 2004008082 | 343 | 333
1 | 2004008082 | 344 | 334
2 | 2004008082 | 345 | 335
3 | 2004008082 | 346 | 336
4 | 2004008082 | 348 | 338
5 | 2004008082 | 350 | 340
6 | 2004008082 | 352 | 342
7 | 2004008082 | 353 | 343
8 | 2004008082 | 354 | 344
9 | 2004008082 | 355 | 345
10 | 2004008082 | 356.6667 | 346.6667
11 | 2004008082 | 358.3333 | 348.3333
12 | 2004008082 | 360 | 350
13 | 2004008082 | 363.6667 | 353.6667
14 | 2004008082 | 367.3333 | 357.3333
15 | 2004008082 | 371 | 361
16 | 2004008082 | 373.3333 | 363.3333
17 | 2004008082 | 375.6667 | 365.6667
18 | 2004008082 | 378 | 368
19 | 2004008082 | 378.6667 | 368.6667
20 | 2004008082 | 379.3333 | 369.3333
21 | 2004008082 | 380 | 370
22 | 2004008082 | 381.3333 | 371.3333
23 | 2004008082 | 382.6667 | 372.6667
24 | 2004008082 | 384 | 374
25 | 2004008082 | 385.3333 | 375.3333
26 | 2004008082 | 386.6667 | 376.6667
27 | 2004008082 | 388 | 378
28 | 2004008082 | 387 | 377
29 | 2004008082 | 386 | 376
30 | 2004008082 | 385 | 375
31 | 2004008082 | 383 | 373
32 | 2004008082 | 381 | 371
33 | 2004008082 | 379 | 369
34 | 2004008082 | 378.3333 | 368.3333
35 | 2004008082 | 377.6667 | 367.6667
36 | 2004008082 | 377 | 367
37 | 2004008082 | 377.3333 | 367.3333
38 | 2004008082 | 377.6667 | 367.6667
39 | 2004008082 | 378 | 368
40 | 2004008082 | 379.6667 | 369.6667
41 | 2004008082 | 381.3333 | 371.3333
42 | 2004008082 | 383 | 373
43 | 2004008082 | 385.3333 | 375.3333
44 | 2004008082 | 387.6667 | 377.6667
45 | 2004008082 | 390 | 380
46 | 2004008082 | 391.3333 | 381.3333
47 | 2004008082 | 392.6667 | 382.6667
48 | 2004008082 | 394 | 384
49 | 2004008082 | 393.3333 | 383.3333
50 | 2004008082 | 392.6667 | 382.6667
51 | 2004008082 | 392 | 382
52 | 2004008082 | 387.6667 | 377.6667
53 | 2004008082 | 383.3333 | 373.3333
54 | 2004008082 | 379 | 369
55 | 2004008082 | 372.3333 | 362.3333
56 | 2004008082 | 365.6667 | 355.6667
57 | 2004008082 | 359 | 349
58 | 2004008082 | 353.6667 | 343.6667
59 | 2004008082 | 348.3333 | 338.3333
60 | 2004008082 | 343 | 333
61 | 2004008082 | 338.3333 | 328.3333
62 | 2004008082 | 333.6667 | 323.6667
63 | 2004008082 | 329 | 319
64 | 2004008082 | 326 | 316
65 | 2004008082 | 323 | 313
66 | 2004008082 | 320 | 310
67 | 2004008082 | 318.3333 | 308.3333
68 | 2004008082 | 316.6667 | 306.6667
69 | 2004008082 | 315 | 305
70 | 2004008082 | 315.3333 | 305.3333
71 | 2004008082 | 315.6667 | 305.6667
72 | 2004008082 | 316 | 306
73 | 2004008082 | 316.3333 | 306.3333
74 | 2004008082 | 316.6667 | 306.6667
75 | 2004008082 | 317 | 307
76 | 2004008082 | 316.3333 | 306.3333
77 | 2004008082 | 315.6667 | 305.6667
78 | 2004008082 | 315 | 305
79 | 2004008082 | 314.6667 | 304.6667
80 | 2004008082 | 314.3333 | 304.3333
81 | 2004008082 | 314 | 304
82 | 2004008082 | 316.3333 | 306.3333
83 | 2004008082 | 318.6667 | 308.6667
84 | 2004008082 | 321 | 311
85 | 2004008082 | 323.3333 | 313.3333
86 | 2004008082 | 325.6667 | 315.6667
87 | 2004008082 | 328 | 318
88 | 2004008082 | 328.3333 | 318.3333
89 | 2004008082 | 328.6667 | 318.6667
90 | 2004008082 | 329 | 339
91 | 2004008082 | 329 | 339
92 | 2004008082 | 329 | 339
93 | 2004008082 | 329 | 339
94 | 2004008082 | 328.6667 | 338.6667
95 | 2004008082 | 328.3333 | 338.3333
96 | 2004008082 | 328 | 338
97 | 2004008082 | 327.6667 | 337.6667
98 | 2004008082 | 327.3333 | 337.3333
99 | 2004008082 | 327 | 337
100 | 2004008082 | 328.6667 | 338.6667
101 | 2004008082 | 330.3333 | 340.3333
102 | 2004008082 | 332 | 342
103 | 2004008082 | 334.3333 | 344.3333
104 | 2004008082 | 336.6667 | 346.6667
105 | 2004008082 | 339 | 349
106 | 2004008082 | 339.3333 | 349.3333
107 | 2004008082 | 339.6667 | 349.6667
108 | 2004008082 | 340 | 350
109 | 2004008082 | 342.3333 | 352.3333
110 | 2004008082 | 344.6667 | 354.6667
111 | 2004008082 | 347 | 357
112 | 2004008082 | 349.6667 | 359.6667
113 | 2004008082 | 352.3333 | 362.3333
114 | 2004008082 | 355 | 365
115 | 2004008082 | 360.3333 | 370.3333
116 | 2004008082 | 365.6667 | 375.6667
117 | 2004008082 | 371 | 381
118 | 2004008082 | 373.6667 | 383.6667
119 | 2004008082 | 376.3333 | 386.3333
120 | 2004008082 | 379 | 389
121 | 2004008082 | 383.3333 | 393.3333
122 | 2004008082 | 387.6667 | 377.6667
123 | 2004008082 | 392 | 382
124 | 2004008082 | 395.3333 | 385.3333
125 | 2004008082 | 398.6667 | 388.6667
126 | 2004008082 | 402 | 392
127 | 2004008082 | 404.3333 | 394.3333
128 | 2004008082 | 406.6667 | 396.6667
129 | 2004008082 | 409 | 399
130 | 2004008082 | 409 | 399
131 | 2004008082 | 409 | 399
132 | 2004008082 | 409 | 399
133 | 2004008082 | 408.3333 | 398.3333
134 | 2004008082 | 407.6667 | 397.6667
135 | 2004008082 | 407 | 397
136 | 2004008082 | 407 | 397
137 | 2004008082 | 407 | 397
138 | 2004008082 | 407 | 397
139 | 2004008082 | 407 | 397
140 | 2004008082 | 407 | 397
141 | 2004008082 | 407 | 397
142 | 2004008082 | 406 | 396
143 | 2004008082 | 405 | 395
0 | 2011002705 | 343 | 333
1 | 2011002705 | 344 | 334
2 | 2011002705 | 345 | 335
3 | 2011002705 | 346 | 336
4 | 2011002705 | 348 | 338
5 | 2011002705 | 350 | 340
6 | 2011002705 | 352 | 342
7 | 2011002705 | 353 | 343
8 | 2011002705 | 354 | 344
9 | 2011002705 | 355 | 345
10 | 2011002705 | 356.6667 | 346.6667
11 | 2011002705 | 358.3333 | 348.3333
12 | 2011002705 | 360 | 350
13 | 2011002705 | 363.6667 | 353.6667
14 | 2011002705 | 367.3333 | 357.3333
15 | 2011002705 | 371 | 361
16 | 2011002705 | 373.3333 | 363.3333
17 | 2011002705 | 375.6667 | 365.6667
18 | 2011002705 | 378 | 368
19 | 2011002705 | 378.6667 | 368.6667
20 | 2011002705 | 379.3333 | 369.3333
21 | 2011002705 | 380 | 370
22 | 2011002705 | 381.3333 | 371.3333
23 | 2011002705 | 382.6667 | 372.6667
24 | 2011002705 | 384 | 374
25 | 2011002705 | 385.3333 | 375.3333
26 | 2011002705 | 386.6667 | 376.6667
27 | 2011002705 | 388 | 378
28 | 2011002705 | 387 | 377
29 | 2011002705 | 386 | 376
30 | 2011002705 | 385 | 375
31 | 2011002705 | 383 | 373
32 | 2011002705 | 381 | 371
33 | 2011002705 | 379 | 369
34 | 2011002705 | 378.3333 | 368.3333
35 | 2011002705 | 377.6667 | 367.6667
36 | 2011002705 | 377 | 367
37 | 2011002705 | 377.3333 | 367.3333
38 | 2011002705 | 377.6667 | 367.6667
39 | 2011002705 | 378 | 368
40 | 2011002705 | 379.6667 | 369.6667
41 | 2011002705 | 381.3333 | 371.3333
42 | 2011002705 | 383 | 373
43 | 2011002705 | 385.3333 | 375.3333
44 | 2011002705 | 387.6667 | 377.6667
45 | 2011002705 | 390 | 380
46 | 2011002705 | 391.3333 | 381.3333
47 | 2011002705 | 392.6667 | 382.6667
48 | 2011002705 | 394 | 384
49 | 2011002705 | 393.3333 | 383.3333
50 | 2011002705 | 392.6667 | 382.6667
51 | 2011002705 | 392 | 382
52 | 2011002705 | 387.6667 | 377.6667
53 | 2011002705 | 383.3333 | 373.3333
54 | 2011002705 | 379 | 369
55 | 2011002705 | 372.3333 | 362.3333
56 | 2011002705 | 365.6667 | 355.6667
57 | 2011002705 | 359 | 349
58 | 2011002705 | 353.6667 | 343.6667
59 | 2011002705 | 348.3333 | 338.3333
60 | 2011002705 | 343 | 333
61 | 2011002705 | 338.3333 | 328.3333
62 | 2011002705 | 333.6667 | 323.6667
63 | 2011002705 | 329 | 319
64 | 2011002705 | 326 | 316
65 | 2011002705 | 323 | 313
66 | 2011002705 | 320 | 310
67 | 2011002705 | 318.3333 | 308.3333
68 | 2011002705 | 316.6667 | 306.6667
69 | 2011002705 | 315 | 305
70 | 2011002705 | 315.3333 | 305.3333
71 | 2011002705 | 315.6667 | 305.6667
72 | 2011002705 | 316 | 306
73 | 2011002705 | 316.3333 | 306.3333
74 | 2011002705 | 316.6667 | 306.6667
75 | 2011002705 | 317 | 307
76 | 2011002705 | 316.3333 | 306.3333
77 | 2011002705 | 315.6667 | 305.6667
78 | 2011002705 | 315 | 305
79 | 2011002705 | 314.6667 | 304.6667
80 | 2011002705 | 314.3333 | 304.3333
81 | 2011002705 | 314 | 304
82 | 2011002705 | 316.3333 | 306.3333
83 | 2011002705 | 318.6667 | 308.6667
84 | 2011002705 | 321 | 311
85 | 2011002705 | 323.3333 | 313.3333
86 | 2011002705 | 325.6667 | 315.6667
87 | 2011002705 | 328 | 318
88 | 2011002705 | 328.3333 | 318.3333
89 | 2011002705 | 328.6667 | 318.6667
90 | 2011002705 | 329 | 339
91 | 2011002705 | 329 | 339
92 | 2011002705 | 329 | 339
93 | 2011002705 | 329 | 339
94 | 2011002705 | 328.6667 | 338.6667
95 | 2011002705 | 328.3333 | 338.3333
96 | 2011002705 | 328 | 338
97 | 2011002705 | 327.6667 | 337.6667
98 | 2011002705 | 327.3333 | 337.3333
99 | 2011002705 | 327 | 337
100 | 2011002705 | 328.6667 | 338.6667
101 | 2011002705 | 330.3333 | 340.3333
102 | 2011002705 | 332 | 342
103 | 2011002705 | 334.3333 | 344.3333
104 | 2011002705 | 336.6667 | 346.6667
105 | 2011002705 | 339 | 349
106 | 2011002705 | 339.3333 | 349.3333
107 | 2011002705 | 339.6667 | 349.6667
108 | 2011002705 | 340 | 350
109 | 2011002705 | 342.3333 | 352.3333
110 | 2011002705 | 344.6667 | 354.6667
111 | 2011002705 | 347 | 357
112 | 2011002705 | 349.6667 | 359.6667
113 | 2011002705 | 352.3333 | 362.3333
114 | 2011002705 | 355 | 365
115 | 2011002705 | 360.3333 | 370.3333
116 | 2011002705 | 365.6667 | 375.6667
117 | 2011002705 | 371 | 381
118 | 2011002705 | 373.6667 | 383.6667
119 | 2011002705 | 376.3333 | 386.3333
120 | 2011002705 | 379 | 389
121 | 2011002705 | 383.3333 | 393.3333
122 | 2011002705 | 387.6667 | 377.6667
123 | 2011002705 | 392 | 382
124 | 2011002705 | 395.3333 | 385.3333
125 | 2011002705 | 398.6667 | 388.6667
126 | 2011002705 | 402 | 392
127 | 2011002705 | 404.3333 | 394.3333
128 | 2011002705 | 406.6667 | 396.6667
129 | 2011002705 | 409 | 399
130 | 2011002705 | 409 | 399
131 | 2011002705 | 409 | 399
132 | 2011002705 | 409 | 399
133 | 2011002705 | 408.3333 | 398.3333
134 | 2011002705 | 407.6667 | 397.6667
135 | 2011002705 | 407 | 397
136 | 2011002705 | 407 | 397
137 | 2011002705 | 407 | 397
138 | 2011002705 | 407 | 397
139 | 2011002705 | 407 | 397
140 | 2011002705 | 407 | 397
141 | 2011002705 | 407 | 397
142 | 2011002705 | 406 | 396
143 | 2011002705 | 405 | 395
0 | 2008005553 | 343 | 333
1 | 2008005553 | 344 | 334
2 | 2008005553 | 345 | 335
3 | 2008005553 | 346 | 336
4 | 2008005553 | 348 | 338
5 | 2008005553 | 350 | 340
6 | 2008005553 | 352 | 342
7 | 2008005553 | 353 | 343
8 | 2008005553 | 354 | 344
9 | 2008005553 | 355 | 345
10 | 2008005553 | 356.6667 | 346.6667
11 | 2008005553 | 358.3333 | 348.3333
12 | 2008005553 | 360 | 350
13 | 2008005553 | 363.6667 | 353.6667
14 | 2008005553 | 367.3333 | 357.3333
15 | 2008005553 | 371 | 361
16 | 2008005553 | 373.3333 | 363.3333
17 | 2008005553 | 375.6667 | 365.6667
18 | 2008005553 | 378 | 368
19 | 2008005553 | 378.6667 | 368.6667
20 | 2008005553 | 379.3333 | 369.3333
21 | 2008005553 | 380 | 370
22 | 2008005553 | 381.3333 | 371.3333
23 | 2008005553 | 382.6667 | 372.6667
24 | 2008005553 | 384 | 374
25 | 2008005553 | 385.3333 | 375.3333
26 | 2008005553 | 386.6667 | 376.6667
27 | 2008005553 | 388 | 378
28 | 2008005553 | 387 | 377
29 | 2008005553 | 386 | 376
30 | 2008005553 | 385 | 375
31 | 2008005553 | 383 | 373
32 | 2008005553 | 381 | 371
33 | 2008005553 | 379 | 369
34 | 2008005553 | 378.3333 | 368.3333
35 | 2008005553 | 377.6667 | 367.6667
36 | 2008005553 | 377 | 367
37 | 2008005553 | 377.3333 | 367.3333
38 | 2008005553 | 377.6667 | 367.6667
39 | 2008005553 | 378 | 368
40 | 2008005553 | 379.6667 | 369.6667
41 | 2008005553 | 381.3333 | 371.3333
42 | 2008005553 | 383 | 373
43 | 2008005553 | 385.3333 | 375.3333
44 | 2008005553 | 387.6667 | 377.6667
45 | 2008005553 | 390 | 380
46 | 2008005553 | 391.3333 | 381.3333
47 | 2008005553 | 392.6667 | 382.6667
48 | 2008005553 | 394 | 384
49 | 2008005553 | 393.3333 | 383.3333
50 | 2008005553 | 392.6667 | 382.6667
51 | 2008005553 | 392 | 382
52 | 2008005553 | 387.6667 | 377.6667
53 | 2008005553 | 383.3333 | 373.3333
54 | 2008005553 | 379 | 369
55 | 2008005553 | 372.3333 | 362.3333
56 | 2008005553 | 365.6667 | 355.6667
57 | 2008005553 | 359 | 349
58 | 2008005553 | 353.6667 | 343.6667
59 | 2008005553 | 348.3333 | 338.3333
60 | 2008005553 | 343 | 333
61 | 2008005553 | 338.3333 | 328.3333
62 | 2008005553 | 333.6667 | 323.6667
63 | 2008005553 | 329 | 319
64 | 2008005553 | 326 | 316
65 | 2008005553 | 323 | 313
66 | 2008005553 | 320 | 310
67 | 2008005553 | 318.3333 | 308.3333
68 | 2008005553 | 316.6667 | 306.6667
69 | 2008005553 | 315 | 305
70 | 2008005553 | 315.3333 | 305.3333
71 | 2008005553 | 315.6667 | 305.6667
72 | 2008005553 | 316 | 306
73 | 2008005553 | 316.3333 | 306.3333
74 | 2008005553 | 316.6667 | 306.6667
75 | 2008005553 | 317 | 307
76 | 2008005553 | 316.3333 | 306.3333
77 | 2008005553 | 315.6667 | 305.6667
78 | 2008005553 | 315 | 305
79 | 2008005553 | 314.6667 | 304.6667
80 | 2008005553 | 314.3333 | 304.3333
81 | 2008005553 | 314 | 304
82 | 2008005553 | 316.3333 | 306.3333
83 | 2008005553 | 318.6667 | 308.6667
84 | 2008005553 | 321 | 311
85 | 2008005553 | 323.3333 | 313.3333
86 | 2008005553 | 325.6667 | 315.6667
87 | 2008005553 | 328 | 318
88 | 2008005553 | 328.3333 | 318.3333
89 | 2008005553 | 328.6667 | 318.6667
90 | 2008005553 | 329 | 339
91 | 2008005553 | 329 | 339
92 | 2008005553 | 329 | 339
93 | 2008005553 | 329 | 339
94 | 2008005553 | 328.6667 | 338.6667
95 | 2008005553 | 328.3333 | 338.3333
96 | 2008005553 | 328 | 338
97 | 2008005553 | 327.6667 | 337.6667
98 | 2008005553 | 327.3333 | 337.3333
99 | 2008005553 | 327 | 337
100 | 2008005553 | 328.6667 | 338.6667
101 | 2008005553 | 330.3333 | 340.3333
102 | 2008005553 | 332 | 342
103 | 2008005553 | 334.3333 | 344.3333
104 | 2008005553 | 336.6667 | 346.6667
105 | 2008005553 | 339 | 349
106 | 2008005553 | 339.3333 | 349.3333
107 | 2008005553 | 339.6667 | 349.6667
108 | 2008005553 | 340 | 350
109 | 2008005553 | 342.3333 | 352.3333
110 | 2008005553 | 344.6667 | 354.6667
111 | 2008005553 | 347 | 357
112 | 2008005553 | 349.6667 | 359.6667
113 | 2008005553 | 352.3333 | 362.3333
114 | 2008005553 | 355 | 365
115 | 2008005553 | 360.3333 | 370.3333
116 | 2008005553 | 365.6667 | 375.6667
117 | 2008005553 | 371 | 381
118 | 2008005553 | 373.6667 | 383.6667
119 | 2008005553 | 376.3333 | 386.3333
120 | 2008005553 | 379 | 389
121 | 2008005553 | 383.3333 | 393.3333
122 | 2008005553 | 387.6667 | 377.6667
123 | 2008005553 | 392 | 382
124 | 2008005553 | 395.3333 | 385.3333
125 | 2008005553 | 398.6667 | 388.6667
126 | 2008005553 | 402 | 392
127 | 2008005553 | 404.3333 | 394.3333
128 | 2008005553 | 406.6667 | 396.6667
129 | 2008005553 | 409 | 399
130 | 2008005553 | 409 | 399
131 | 2008005553 | 409 | 399
132 | 2008005553 | 409 | 399
133 | 2008005553 | 408.3333 | 398.3333
134 | 2008005553 | 407.6667 | 397.6667
135 | 2008005553 | 407 | 397
136 | 2008005553 | 407 | 397
137 | 2008005553 | 407 | 397
138 | 2008005553 | 407 | 397
139 | 2008005553 | 407 | 397
140 | 2008005553 | 407 | 397
141 | 2008005553 | 407 | 397
142 | 2008005553 | 406 | 396
143 | 2008005553 | 405 | 395
0 | 2006007234 | 343 | 333
1 | 2006007234 | 344 | 334
2 | 2006007234 | 345 | 335
3 | 2006007234 | 346 | 336
4 | 2006007234 | 348 | 338
5 | 2006007234 | 350 | 340
6 | 2006007234 | 352 | 342
7 | 2006007234 | 353 | 343
8 | 2006007234 | 354 | 344
9 | 2006007234 | 355 | 345
10 | 2006007234 | 356.6667 | 346.6667
11 | 2006007234 | 358.3333 | 348.3333
12 | 2006007234 | 360 | 350
13 | 2006007234 | 363.6667 | 353.6667
14 | 2006007234 | 367.3333 | 357.3333
15 | 2006007234 | 371 | 361
16 | 2006007234 | 373.3333 | 363.3333
17 | 2006007234 | 375.6667 | 365.6667
18 | 2006007234 | 378 | 368
19 | 2006007234 | 378.6667 | 368.6667
20 | 2006007234 | 379.3333 | 369.3333
21 | 2006007234 | 380 | 370
22 | 2006007234 | 381.3333 | 371.3333
23 | 2006007234 | 382.6667 | 372.6667
24 | 2006007234 | 384 | 374
25 | 2006007234 | 385.3333 | 375.3333
26 | 2006007234 | 386.6667 | 376.6667
27 | 2006007234 | 388 | 378
28 | 2006007234 | 387 | 377
29 | 2006007234 | 386 | 376
30 | 2006007234 | 385 | 375
31 | 2006007234 | 383 | 373
32 | 2006007234 | 381 | 371
33 | 2006007234 | 379 | 369
34 | 2006007234 | 378.3333 | 368.3333
35 | 2006007234 | 377.6667 | 367.6667
36 | 2006007234 | 377 | 367
37 | 2006007234 | 377.3333 | 367.3333
38 | 2006007234 | 377.6667 | 367.6667
39 | 2006007234 | 378 | 368
40 | 2006007234 | 379.6667 | 369.6667
41 | 2006007234 | 381.3333 | 371.3333
42 | 2006007234 | 383 | 373
43 | 2006007234 | 385.3333 | 375.3333
44 | 2006007234 | 387.6667 | 377.6667
45 | 2006007234 | 390 | 380
46 | 2006007234 | 391.3333 | 381.3333
47 | 2006007234 | 392.6667 | 382.6667
48 | 2006007234 | 394 | 384
49 | 2006007234 | 393.3333 | 383.3333
50 | 2006007234 | 392.6667 | 382.6667
51 | 2006007234 | 392 | 382
52 | 2006007234 | 387.6667 | 377.6667
53 | 2006007234 | 383.3333 | 373.3333
54 | 2006007234 | 379 | 369
55 | 2006007234 | 372.3333 | 362.3333
56 | 2006007234 | 365.6667 | 355.6667
57 | 2006007234 | 359 | 349
58 | 2006007234 | 353.6667 | 343.6667
59 | 2006007234 | 348.3333 | 338.3333
60 | 2006007234 | 343 | 333
61 | 2006007234 | 338.3333 | 328.3333
62 | 2006007234 | 333.6667 | 323.6667
63 | 2006007234 | 329 | 319
64 | 2006007234 | 326 | 316
65 | 2006007234 | 323 | 313
66 | 2006007234 | 320 | 310
67 | 2006007234 | 318.3333 | 308.3333
68 | 2006007234 | 316.6667 | 306.6667
69 | 2006007234 | 315 | 305
70 | 2006007234 | 315.3333 | 305.3333
71 | 2006007234 | 315.6667 | 305.6667
72 | 2006007234 | 316 | 306
73 | 2006007234 | 316.3333 | 306.3333
74 | 2006007234 | 316.6667 | 306.6667
75 | 2006007234 | 317 | 307
76 | 2006007234 | 316.3333 | 306.3333
77 | 2006007234 | 315.6667 | 305.6667
78 | 2006007234 | 315 | 305
79 | 2006007234 | 314.6667 | 304.6667
80 | 2006007234 | 314.3333 | 304.3333
81 | 2006007234 | 314 | 304
82 | 2006007234 | 316.3333 | 306.3333
83 | 2006007234 | 318.6667 | 308.6667
84 | 2006007234 | 321 | 311
85 | 2006007234 | 323.3333 | 313.3333
86 | 2006007234 | 325.6667 | 315.6667
87 | 2006007234 | 328 | 318
88 | 2006007234 | 328.3333 | 318.3333
89 | 2006007234 | 328.6667 | 318.6667
90 | 2006007234 | 329 | 339
91 | 2006007234 | 329 | 339
92 | 2006007234 | 329 | 339
93 | 2006007234 | 329 | 339
94 | 2006007234 | 328.6667 | 338.6667
95 | 2006007234 | 328.3333 | 338.3333
96 | 2006007234 | 328 | 338
97 | 2006007234 | 327.6667 | 337.6667
98 | 2006007234 | 327.3333 | 337.3333
99 | 2006007234 | 327 | 337
100 | 2006007234 | 328.6667 | 338.6667
101 | 2006007234 | 330.3333 | 340.3333
102 | 2006007234 | 332 | 342
103 | 2006007234 | 334.3333 | 344.3333
104 | 2006007234 | 336.6667 | 346.6667
105 | 2006007234 | 339 | 349
106 | 2006007234 | 339.3333 | 349.3333
107 | 2006007234 | 339.6667 | 349.6667
108 | 2006007234 | 340 | 350
109 | 2006007234 | 342.3333 | 352.3333
110 | 2006007234 | 344.6667 | 354.6667
111 | 2006007234 | 347 | 357
112 | 2006007234 | 349.6667 | 359.6667
113 | 2006007234 | 352.3333 | 362.3333
114 | 2006007234 | 355 | 365
115 | 2006007234 | 360.3333 | 370.3333
116 | 2006007234 | 365.6667 | 375.6667
117 | 2006007234 | 371 | 381
118 | 2006007234 | 373.6667 | 383.6667
119 | 2006007234 | 376.3333 | 386.3333
120 | 2006007234 | 379 | 389
121 | 2006007234 | 383.3333 | 393.3333
122 | 2006007234 | 387.6667 | 377.6667
123 | 2006007234 | 392 | 382
124 | 2006007234 | 395.3333 | 385.3333
125 | 2006007234 | 398.6667 | 388.6667
126 | 2006007234 | 402 | 392
127 | 2006007234 | 404.3333 | 394.3333
128 | 2006007234 | 406.6667 | 396.6667
129 | 2006007234 | 409 | 399
130 | 2006007234 | 409 | 399
131 | 2006007234 | 409 | 399
132 | 2006007234 | 409 | 399
133 | 2006007234 | 408.3333 | 398.3333
134 | 2006007234 | 407.6667 | 397.6667
135 | 2006007234 | 407 | 397
136 | 2006007234 | 407 | 397
137 | 2006007234 | 407 | 397
138 | 2006007234 | 407 | 397
139 | 2006007234 | 407 | 397
140 | 2006007234 | 407 | 397
141 | 2006007234 | 407 | 397
142 | 2006007234 | 406 | 396
143 | 2006007234 | 405 | 395
0 | 2007000622 | 343 | 333
1 | 2007000622 | 344 | 334
2 | 2007000622 | 345 | 335
3 | 2007000622 | 346 | 336
4 | 2007000622 | 348 | 338
5 | 2007000622 | 350 | 340
6 | 2007000622 | 352 | 342
7 | 2007000622 | 353 | 343
8 | 2007000622 | 354 | 344
9 | 2007000622 | 355 | 345
10 | 2007000622 | 356.6667 | 346.6667
11 | 2007000622 | 358.3333 | 348.3333
12 | 2007000622 | 360 | 350
13 | 2007000622 | 363.6667 | 353.6667
14 | 2007000622 | 367.3333 | 357.3333
15 | 2007000622 | 371 | 361
16 | 2007000622 | 373.3333 | 363.3333
17 | 2007000622 | 375.6667 | 365.6667
18 | 2007000622 | 378 | 368
19 | 2007000622 | 378.6667 | 368.6667
20 | 2007000622 | 379.3333 | 369.3333
21 | 2007000622 | 380 | 370
22 | 2007000622 | 381.3333 | 371.3333
23 | 2007000622 | 382.6667 | 372.6667
24 | 2007000622 | 384 | 374
25 | 2007000622 | 385.3333 | 375.3333
26 | 2007000622 | 386.6667 | 376.6667
27 | 2007000622 | 388 | 378
28 | 2007000622 | 387 | 377
29 | 2007000622 | 386 | 376
30 | 2007000622 | 385 | 375
31 | 2007000622 | 383 | 373
32 | 2007000622 | 381 | 371
33 | 2007000622 | 379 | 369
34 | 2007000622 | 378.3333 | 368.3333
35 | 2007000622 | 377.6667 | 367.6667
36 | 2007000622 | 377 | 367
37 | 2007000622 | 377.3333 | 367.3333
38 | 2007000622 | 377.6667 | 367.6667
39 | 2007000622 | 378 | 368
40 | 2007000622 | 379.6667 | 369.6667
41 | 2007000622 | 381.3333 | 371.3333
42 | 2007000622 | 383 | 373
43 | 2007000622 | 385.3333 | 375.3333
44 | 2007000622 | 387.6667 | 377.6667
45 | 2007000622 | 390 | 380
46 | 2007000622 | 391.3333 | 381.3333
47 | 2007000622 | 392.6667 | 382.6667
48 | 2007000622 | 394 | 384
49 | 2007000622 | 393.3333 | 383.3333
50 | 2007000622 | 392.6667 | 382.6667
51 | 2007000622 | 392 | 382
52 | 2007000622 | 387.6667 | 377.6667
53 | 2007000622 | 383.3333 | 373.3333
54 | 2007000622 | 379 | 369
55 | 2007000622 | 372.3333 | 362.3333
56 | 2007000622 | 365.6667 | 355.6667
57 | 2007000622 | 359 | 349
58 | 2007000622 | 353.6667 | 343.6667
59 | 2007000622 | 348.3333 | 338.3333
60 | 2007000622 | 343 | 333
61 | 2007000622 | 338.3333 | 328.3333
62 | 2007000622 | 333.6667 | 323.6667
63 | 2007000622 | 329 | 319
64 | 2007000622 | 326 | 316
65 | 2007000622 | 323 | 313
66 | 2007000622 | 320 | 310
67 | 2007000622 | 318.3333 | 308.3333
68 | 2007000622 | 316.6667 | 306.6667
69 | 2007000622 | 315 | 305
70 | 2007000622 | 315.3333 | 305.3333
71 | 2007000622 | 315.6667 | 305.6667
72 | 2007000622 | 316 | 306
73 | 2007000622 | 316.3333 | 306.3333
74 | 2007000622 | 316.6667 | 306.6667
75 | 2007000622 | 317 | 307
76 | 2007000622 | 316.3333 | 306.3333
77 | 2007000622 | 315.6667 | 305.6667
78 | 2007000622 | 315 | 305
79 | 2007000622 | 314.6667 | 304.6667
80 | 2007000622 | 314.3333 | 304.3333
81 | 2007000622 | 314 | 304
82 | 2007000622 | 316.3333 | 306.3333
83 | 2007000622 | 318.6667 | 308.6667
84 | 2007000622 | 321 | 311
85 | 2007000622 | 323.3333 | 313.3333
86 | 2007000622 | 325.6667 | 315.6667
87 | 2007000622 | 328 | 318
88 | 2007000622 | 328.3333 | 318.3333
89 | 2007000622 | 328.6667 | 318.6667
90 | 2007000622 | 329 | 339
91 | 2007000622 | 329 | 339
92 | 2007000622 | 329 | 339
93 | 2007000622 | 329 | 339
94 | 2007000622 | 328.6667 | 338.6667
95 | 2007000622 | 328.3333 | 338.3333
96 | 2007000622 | 328 | 338
97 | 2007000622 | 327.6667 | 337.6667
98 | 2007000622 | 327.3333 | 337.3333
99 | 2007000622 | 327 | 337
100 | 2007000622 | 328.6667 | 338.6667
101 | 2007000622 | 330.3333 | 340.3333
102 | 2007000622 | 332 | 342
103 | 2007000622 | 334.3333 | 344.3333
104 | 2007000622 | 336.6667 | 346.6667
105 | 2007000622 | 339 | 349
106 | 2007000622 | 339.3333 | 349.3333
107 | 2007000622 | 339.6667 | 349.6667
108 | 2007000622 | 340 | 350
109 | 2007000622 | 342.3333 | 352.3333
110 | 2007000622 | 344.6667 | 354.6667
111 | 2007000622 | 347 | 357
112 | 2007000622 | 349.6667 | 359.6667
113 | 2007000622 | 352.3333 | 362.3333
114 | 2007000622 | 355 | 365
115 | 2007000622 | 360.3333 | 370.3333
116 | 2007000622 | 365.6667 | 375.6667
117 | 2007000622 | 371 | 381
118 | 2007000622 | 373.6667 | 383.6667
119 | 2007000622 | 376.3333 | 386.3333
120 | 2007000622 | 379 | 389
121 | 2007000622 | 383.3333 | 393.3333
122 | 2007000622 | 387.6667 | 377.6667
123 | 2007000622 | 392 | 382
124 | 2007000622 | 395.3333 | 385.3333
125 | 2007000622 | 398.6667 | 388.6667
126 | 2007000622 | 402 | 392
127 | 2007000622 | 404.3333 | 394.3333
128 | 2007000622 | 406.6667 | 396.6667
129 | 2007000622 | 409 | 399
130 | 2007000622 | 409 | 399
131 | 2007000622 | 409 | 399
132 | 2007000622 | 409 | 399
133 | 2007000622 | 408.3333 | 398.3333
134 | 2007000622 | 407.6667 | 397.6667
135 | 2007000622 | 407 | 397
136 | 2007000622 | 407 | 397
137 | 2007000622 | 407 | 397
138 | 2007000622 | 407 | 397
139 | 2007000622 | 407 | 397
140 | 2007000622 | 407 | 397
141 | 2007000622 | 407 | 397
142 | 2007000622 | 406 | 396
143 | 2007000622 | 405 | 395
0 | 2002006574 | 343 | 333
1 | 2002006574 | 344 | 334
2 | 2002006574 | 345 | 335
3 | 2002006574 | 346 | 336
4 | 2002006574 | 348 | 338
5 | 2002006574 | 350 | 340
6 | 2002006574 | 352 | 342
7 | 2002006574 | 353 | 343
8 | 2002006574 | 354 | 344
9 | 2002006574 | 355 | 345
10 | 2002006574 | 356.6667 | 346.6667
11 | 2002006574 | 358.3333 | 348.3333
12 | 2002006574 | 360 | 350
13 | 2002006574 | 363.6667 | 353.6667
14 | 2002006574 | 367.3333 | 357.3333
15 | 2002006574 | 371 | 361
16 | 2002006574 | 373.3333 | 363.3333
17 | 2002006574 | 375.6667 | 365.6667
18 | 2002006574 | 378 | 368
19 | 2002006574 | 378.6667 | 368.6667
20 | 2002006574 | 379.3333 | 369.3333
21 | 2002006574 | 380 | 370
22 | 2002006574 | 381.3333 | 371.3333
23 | 2002006574 | 382.6667 | 372.6667
24 | 2002006574 | 384 | 374
25 | 2002006574 | 385.3333 | 375.3333
26 | 2002006574 | 386.6667 | 376.6667
27 | 2002006574 | 388 | 378
28 | 2002006574 | 387 | 377
29 | 2002006574 | 386 | 376
30 | 2002006574 | 385 | 375
31 | 2002006574 | 383 | 373
32 | 2002006574 | 381 | 371
33 | 2002006574 | 379 | 369
34 | 2002006574 | 378.3333 | 368.3333
35 | 2002006574 | 377.6667 | 367.6667
36 | 2002006574 | 377 | 367
37 | 2002006574 | 377.3333 | 367.3333
38 | 2002006574 | 377.6667 | 367.6667
39 | 2002006574 | 378 | 368
40 | 2002006574 | 379.6667 | 369.6667
41 | 2002006574 | 381.3333 | 371.3333
42 | 2002006574 | 383 | 373
43 | 2002006574 | 385.3333 | 375.3333
44 | 2002006574 | 387.6667 | 377.6667
45 | 2002006574 | 390 | 380
46 | 2002006574 | 391.3333 | 381.3333
47 | 2002006574 | 392.6667 | 382.6667
48 | 2002006574 | 394 | 384
49 | 2002006574 | 393.3333 | 383.3333
50 | 2002006574 | 392.6667 | 382.6667
51 | 2002006574 | 392 | 382
52 | 2002006574 | 387.6667 | 377.6667
53 | 2002006574 | 383.3333 | 373.3333
54 | 2002006574 | 379 | 369
55 | 2002006574 | 372.3333 | 362.3333
56 | 2002006574 | 365.6667 | 355.6667
57 | 2002006574 | 359 | 349
58 | 2002006574 | 353.6667 | 343.6667
59 | 2002006574 | 348.3333 | 338.3333
60 | 2002006574 | 343 | 333
61 | 2002006574 | 338.3333 | 328.3333
62 | 2002006574 | 333.6667 | 323.6667
63 | 2002006574 | 329 | 319
64 | 2002006574 | 326 | 316
65 | 2002006574 | 323 | 313
66 | 2002006574 | 320 | 310
67 | 2002006574 | 318.3333 | 308.3333
68 | 2002006574 | 316.6667 | 306.6667
69 | 2002006574 | 315 | 305
70 | 2002006574 | 315.3333 | 305.3333
71 | 2002006574 | 315.6667 | 305.6667
72 | 2002006574 | 316 | 306
73 | 2002006574 | 316.3333 | 306.3333
74 | 2002006574 | 316.6667 | 306.6667
75 | 2002006574 | 317 | 307
76 | 2002006574 | 316.3333 | 306.3333
77 | 2002006574 | 315.6667 | 305.6667
78 | 2002006574 | 315 | 305
79 | 2002006574 | 314.6667 | 304.6667
80 | 2002006574 | 314.3333 | 304.3333
81 | 2002006574 | 314 | 304
82 | 2002006574 | 316.3333 | 306.3333
83 | 2002006574 | 318.6667 | 308.6667
84 | 2002006574 | 321 | 311
85 | 2002006574 | 323.3333 | 313.3333
86 | 2002006574 | 325.6667 | 315.6667
87 | 2002006574 | 328 | 318
88 | 2002006574 | 328.3333 | 318.3333
89 | 2002006574 | 328.6667 | 318.6667
90 | 2002006574 | 329 | 339
91 | 2002006574 | 329 | 339
92 | 2002006574 | 329 | 339
93 | 2002006574 | 329 | 339
94 | 2002006574 | 328.6667 | 338.6667
95 | 2002006574 | 328.3333 | 338.3333
96 | 2002006574 | 328 | 338
97 | 2002006574 | 327.6667 | 337.6667
98 | 2002006574 | 327.3333 | 337.3333
99 | 2002006574 | 327 | 337
100 | 2002006574 | 328.6667 | 338.6667
101 | 2002006574 | 330.3333 | 340.3333
102 | 2002006574 | 332 | 342
103 | 2002006574 | 334.3333 | 344.3333
104 | 2002006574 | 336.6667 | 346.6667
105 | 2002006574 | 339 | 349
106 | 2002006574 | 339.3333 | 349.3333
107 | 2002006574 | 339.6667 | 349.6667
108 | 2002006574 | 340 | 350
109 | 2002006574 | 342.3333 | 352.3333
110 | 2002006574 | 344.6667 | 354.6667
111 | 2002006574 | 347 | 357
112 | 2002006574 | 349.6667 | 359.6667
113 | 2002006574 | 352.3333 | 362.3333
114 | 2002006574 | 355 | 365
115 | 2002006574 | 360.3333 | 370.3333
116 | 2002006574 | 365.6667 | 375.6667
117 | 2002006574 | 371 | 381
118 | 2002006574 | 373.6667 | 383.6667
119 | 2002006574 | 376.3333 | 386.3333
120 | 2002006574 | 379 | 389
121 | 2002006574 | 383.3333 | 393.3333
122 | 2002006574 | 387.6667 | 377.6667
123 | 2002006574 | 392 | 382
124 | 2002006574 | 395.3333 | 385.3333
125 | 2002006574 | 398.6667 | 388.6667
126 | 2002006574 | 402 | 392
127 | 2002006574 | 404.3333 | 394.3333
128 | 2002006574 | 406.6667 | 396.6667
129 | 2002006574 | 409 | 399
130 | 2002006574 | 409 | 399
131 | 2002006574 | 409 | 399
132 | 2002006574 | 409 | 399
133 | 2002006574 | 408.3333 | 398.3333
134 | 2002006574 | 407.6667 | 397.6667
135 | 2002006574 | 407 | 397
136 | 2002006574 | 407 | 397
137 | 2002006574 | 407 | 397
138 | 2002006574 | 407 | 397
139 | 2002006574 | 407 | 397
140 | 2002006574 | 407 | 397
141 | 2002006574 | 407 | 397
142 | 2002006574 | 406 | 396
143 | 2002006574 | 405 | 395
0 | 2013006547 | 343 | 333
1 | 2013006547 | 344 | 334
2 | 2013006547 | 345 | 335
3 | 2013006547 | 346 | 336
4 | 2013006547 | 348 | 338
5 | 2013006547 | 350 | 340
6 | 2013006547 | 352 | 342
7 | 2013006547 | 353 | 343
8 | 2013006547 | 354 | 344
9 | 2013006547 | 355 | 345
10 | 2013006547 | 356.6667 | 346.6667
11 | 2013006547 | 358.3333 | 348.3333
12 | 2013006547 | 360 | 350
13 | 2013006547 | 363.6667 | 353.6667
14 | 2013006547 | 367.3333 | 357.3333
15 | 2013006547 | 371 | 361
16 | 2013006547 | 373.3333 | 363.3333
17 | 2013006547 | 375.6667 | 365.6667
18 | 2013006547 | 378 | 368
19 | 2013006547 | 378.6667 | 368.6667
20 | 2013006547 | 379.3333 | 369.3333
21 | 2013006547 | 380 | 370
22 | 2013006547 | 381.3333 | 371.3333
23 | 2013006547 | 382.6667 | 372.6667
24 | 2013006547 | 384 | 374
25 | 2013006547 | 385.3333 | 375.3333
26 | 2013006547 | 386.6667 | 376.6667
27 | 2013006547 | 388 | 378
28 | 2013006547 | 387 | 377
29 | 2013006547 | 386 | 376
30 | 2013006547 | 385 | 375
31 | 2013006547 | 383 | 373
32 | 2013006547 | 381 | 371
33 | 2013006547 | 379 | 369
34 | 2013006547 | 378.3333 | 368.3333
35 | 2013006547 | 377.6667 | 367.6667
36 | 2013006547 | 377 | 367
37 | 2013006547 | 377.3333 | 367.3333
38 | 2013006547 | 377.6667 | 367.6667
39 | 2013006547 | 378 | 368
40 | 2013006547 | 379.6667 | 369.6667
41 | 2013006547 | 381.3333 | 371.3333
42 | 2013006547 | 383 | 373
43 | 2013006547 | 385.3333 | 375.3333
44 | 2013006547 | 387.6667 | 377.6667
45 | 2013006547 | 390 | 380
46 | 2013006547 | 391.3333 | 381.3333
47 | 2013006547 | 392.6667 | 382.6667
48 | 2013006547 | 394 | 384
49 | 2013006547 | 393.3333 | 383.3333
50 | 2013006547 | 392.6667 | 382.6667
51 | 2013006547 | 392 | 382
52 | 2013006547 | 387.6667 | 377.6667
53 | 2013006547 | 383.3333 | 373.3333
54 | 2013006547 | 379 | 369
55 | 2013006547 | 372.3333 | 362.3333
56 | 2013006547 | 365.6667 | 355.6667
57 | 2013006547 | 359 | 349
58 | 2013006547 | 353.6667 | 343.6667
59 | 2013006547 | 348.3333 | 338.3333
60 | 2013006547 | 343 | 333
61 | 2013006547 | 338.3333 | 328.3333
62 | 2013006547 | 333.6667 | 323.6667
63 | 2013006547 | 329 | 319
64 | 2013006547 | 326 | 316
65 | 2013006547 | 323 | 313
66 | 2013006547 | 320 | 310
67 | 2013006547 | 318.3333 | 308.3333
68 | 2013006547 | 316.6667 | 306.6667
69 | 2013006547 | 315 | 305
70 | 2013006547 | 315.3333 | 305.3333
71 | 2013006547 | 315.6667 | 305.6667
72 | 2013006547 | 316 | 306
73 | 2013006547 | 316.3333 | 306.3333
74 | 2013006547 | 316.6667 | 306.6667
75 | 2013006547 | 317 | 307
76 | 2013006547 | 316.3333 | 306.3333
77 | 2013006547 | 315.6667 | 305.6667
78 | 2013006547 | 315 | 305
79 | 2013006547 | 314.6667 | 304.6667
80 | 2013006547 | 314.3333 | 304.3333
81 | 2013006547 | 314 | 304
82 | 2013006547 | 316.3333 | 306.3333
83 | 2013006547 | 318.6667 | 308.6667
84 | 2013006547 | 321 | 311
85 | 2013006547 | 323.3333 | 313.3333
86 | 2013006547 | 325.6667 | 315.6667
87 | 2013006547 | 328 | 318
88 | 2013006547 | 328.3333 | 318.3333
89 | 2013006547 | 328.6667 | 318.6667
90 | 2013006547 | 329 | 339
91 | 2013006547 | 329 | 339
92 | 2013006547 | 329 | 339
93 | 2013006547 | 329 | 339
94 | 2013006547 | 328.6667 | 338.6667
95 | 2013006547 | 328.3333 | 338.3333
96 | 2013006547 | 328 | 338
97 | 2013006547 | 327.6667 | 337.6667
98 | 2013006547 | 327.3333 | 337.3333
99 | 2013006547 | 327 | 337
100 | 2013006547 | 328.6667 | 338.6667
101 | 2013006547 | 330.3333 | 340.3333
102 | 2013006547 | 332 | 342
103 | 2013006547 | 334.3333 | 344.3333
104 | 2013006547 | 336.6667 | 346.6667
105 | 2013006547 | 339 | 349
106 | 2013006547 | 339.3333 | 349.3333
107 | 2013006547 | 339.6667 | 349.6667
108 | 2013006547 | 340 | 350
109 | 2013006547 | 342.3333 | 352.3333
110 | 2013006547 | 344.6667 | 354.6667
111 | 2013006547 | 347 | 357
112 | 2013006547 | 349.6667 | 359.6667
113 | 2013006547 | 352.3333 | 362.3333
114 | 2013006547 | 355 | 365
115 | 2013006547 | 360.3333 | 370.3333
116 | 2013006547 | 365.6667 | 375.6667
117 | 2013006547 | 371 | 381
118 | 2013006547 | 373.6667 | 383.6667
119 | 2013006547 | 376.3333 | 386.3333
120 | 2013006547 | 379 | 389
121 | 2013006547 | 383.3333 | 393.3333
122 | 2013006547 | 387.6667 | 377.6667
123 | 2013006547 | 392 | 382
124 | 2013006547 | 395.3333 | 385.3333
125 | 2013006547 | 398.6667 | 388.6667
126 | 2013006547 | 402 | 392
127 | 2013006547 | 404.3333 | 394.3333
128 | 2013006547 | 406.6667 | 396.6667
129 | 2013006547 | 409 | 399
130 | 2013006547 | 409 | 399
131 | 2013006547 | 409 | 399
132 | 2013006547 | 409 | 399
133 | 2013006547 | 408.3333 | 398.3333
134 | 2013006547 | 407.6667 | 397.6667
135 | 2013006547 | 407 | 397
136 | 2013006547 | 407 | 397
137 | 2013006547 | 407 | 397
138 | 2013006547 | 407 | 397
139 | 2013006547 | 407 | 397
140 | 2013006547 | 407 | 397
141 | 2013006547 | 407 | 397
142 | 2013006547 | 406 | 396
143 | 2013006547 | 405 | 395
0 | 2004002545 | 343 | 333
1 | 2004002545 | 344 | 334
2 | 2004002545 | 345 | 335
3 | 2004002545 | 346 | 336
4 | 2004002545 | 348 | 338
5 | 2004002545 | 350 | 340
6 | 2004002545 | 352 | 342
7 | 2004002545 | 353 | 343
8 | 2004002545 | 354 | 344
9 | 2004002545 | 355 | 345
10 | 2004002545 | 356.6667 | 346.6667
11 | 2004002545 | 358.3333 | 348.3333
12 | 2004002545 | 360 | 350
13 | 2004002545 | 363.6667 | 353.6667
14 | 2004002545 | 367.3333 | 357.3333
15 | 2004002545 | 371 | 361
16 | 2004002545 | 373.3333 | 363.3333
17 | 2004002545 | 375.6667 | 365.6667
18 | 2004002545 | 378 | 368
19 | 2004002545 | 378.6667 | 368.6667
20 | 2004002545 | 379.3333 | 369.3333
21 | 2004002545 | 380 | 370
22 | 2004002545 | 381.3333 | 371.3333
23 | 2004002545 | 382.6667 | 372.6667
24 | 2004002545 | 384 | 374
25 | 2004002545 | 385.3333 | 375.3333
26 | 2004002545 | 386.6667 | 376.6667
27 | 2004002545 | 388 | 378
28 | 2004002545 | 387 | 377
29 | 2004002545 | 386 | 376
30 | 2004002545 | 385 | 375
31 | 2004002545 | 383 | 373
32 | 2004002545 | 381 | 371
33 | 2004002545 | 379 | 369
34 | 2004002545 | 378.3333 | 368.3333
35 | 2004002545 | 377.6667 | 367.6667
36 | 2004002545 | 377 | 367
37 | 2004002545 | 377.3333 | 367.3333
38 | 2004002545 | 377.6667 | 367.6667
39 | 2004002545 | 378 | 368
40 | 2004002545 | 379.6667 | 369.6667
41 | 2004002545 | 381.3333 | 371.3333
42 | 2004002545 | 383 | 373
43 | 2004002545 | 385.3333 | 375.3333
44 | 2004002545 | 387.6667 | 377.6667
45 | 2004002545 | 390 | 380
46 | 2004002545 | 391.3333 | 381.3333
47 | 2004002545 | 392.6667 | 382.6667
48 | 2004002545 | 394 | 384
49 | 2004002545 | 393.3333 | 383.3333
50 | 2004002545 | 392.6667 | 382.6667
51 | 2004002545 | 392 | 382
52 | 2004002545 | 387.6667 | 377.6667
53 | 2004002545 | 383.3333 | 373.3333
54 | 2004002545 | 379 | 369
55 | 2004002545 | 372.3333 | 362.3333
56 | 2004002545 | 365.6667 | 355.6667
57 | 2004002545 | 359 | 349
58 | 2004002545 | 353.6667 | 343.6667
59 | 2004002545 | 348.3333 | 338.3333
60 | 2004002545 | 343 | 333
61 | 2004002545 | 338.3333 | 328.3333
62 | 2004002545 | 333.6667 | 323.6667
63 | 2004002545 | 329 | 319
64 | 2004002545 | 326 | 316
65 | 2004002545 | 323 | 313
66 | 2004002545 | 320 | 310
67 | 2004002545 | 318.3333 | 308.3333
68 | 2004002545 | 316.6667 | 306.6667
69 | 2004002545 | 315 | 305
70 | 2004002545 | 315.3333 | 305.3333
71 | 2004002545 | 315.6667 | 305.6667
72 | 2004002545 | 316 | 306
73 | 2004002545 | 316.3333 | 306.3333
74 | 2004002545 | 316.6667 | 306.6667
75 | 2004002545 | 317 | 307
76 | 2004002545 | 316.3333 | 306.3333
77 | 2004002545 | 315.6667 | 305.6667
78 | 2004002545 | 315 | 305
79 | 2004002545 | 314.6667 | 304.6667
80 | 2004002545 | 314.3333 | 304.3333
81 | 2004002545 | 314 | 304
82 | 2004002545 | 316.3333 | 306.3333
83 | 2004002545 | 318.6667 | 308.6667
84 | 2004002545 | 321 | 311
85 | 2004002545 | 323.3333 | 313.3333
86 | 2004002545 | 325.6667 | 315.6667
87 | 2004002545 | 328 | 318
88 | 2004002545 | 328.3333 | 318.3333
89 | 2004002545 | 328.6667 | 318.6667
90 | 2004002545 | 329 | 339
91 | 2004002545 | 329 | 339
92 | 2004002545 | 329 | 339
93 | 2004002545 | 329 | 339
94 | 2004002545 | 328.6667 | 338.6667
95 | 2004002545 | 328.3333 | 338.3333
96 | 2004002545 | 328 | 338
97 | 2004002545 | 327.6667 | 337.6667
98 | 2004002545 | 327.3333 | 337.3333
99 | 2004002545 | 327 | 337
100 | 2004002545 | 328.6667 | 338.6667
101 | 2004002545 | 330.3333 | 340.3333
102 | 2004002545 | 332 | 342
103 | 2004002545 | 334.3333 | 344.3333
104 | 2004002545 | 336.6667 | 346.6667
105 | 2004002545 | 339 | 349
106 | 2004002545 | 339.3333 | 349.3333
107 | 2004002545 | 339.6667 | 349.6667
108 | 2004002545 | 340 | 350
109 | 2004002545 | 342.3333 | 352.3333
110 | 2004002545 | 344.6667 | 354.6667
111 | 2004002545 | 347 | 357
112 | 2004002545 | 349.6667 | 359.6667
113 | 2004002545 | 352.3333 | 362.3333
114 | 2004002545 | 355 | 365
115 | 2004002545 | 360.3333 | 370.3333
116 | 2004002545 | 365.6667 | 375.6667
117 | 2004002545 | 371 | 381
118 | 2004002545 | 373.6667 | 383.6667
119 | 2004002545 | 376.3333 | 386.3333
120 | 2004002545 | 379 | 389
121 | 2004002545 | 383.3333 | 393.3333
122 | 2004002545 | 387.6667 | 377.6667
123 | 2004002545 | 392 | 382
124 | 2004002545 | 395.3333 | 385.3333
125 | 2004002545 | 398.6667 | 388.6667
126 | 2004002545 | 402 | 392
127 | 2004002545 | 404.3333 | 394.3333
128 | 2004002545 | 406.6667 | 396.6667
129 | 2004002545 | 409 | 399
130 | 2004002545 | 409 | 399
131 | 2004002545 | 409 | 399
132 | 2004002545 | 409 | 399
133 | 2004002545 | 408.3333 | 398.3333
134 | 2004002545 | 407.6667 | 397.6667
135 | 2004002545 | 407 | 397
136 | 2004002545 | 407 | 397
137 | 2004002545 | 407 | 397
138 | 2004002545 | 407 | 397
139 | 2004002545 | 407 | 397
140 | 2004002545 | 407 | 397
141 | 2004002545 | 407 | 397
142 | 2004002545 | 406 | 396
143 | 2004002545 | 405 | 395
0 | 2011005728 | 343 | 333
1 | 2011005728 | 344 | 334
2 | 2011005728 | 345 | 335
3 | 2011005728 | 346 | 336
4 | 2011005728 | 348 | 338
5 | 2011005728 | 350 | 340
6 | 2011005728 | 352 | 342
7 | 2011005728 | 353 | 343
8 | 2011005728 | 354 | 344
9 | 2011005728 | 355 | 345
10 | 2011005728 | 356.6667 | 346.6667
11 | 2011005728 | 358.3333 | 348.3333
12 | 2011005728 | 360 | 350
13 | 2011005728 | 363.6667 | 353.6667
14 | 2011005728 | 367.3333 | 357.3333
15 | 2011005728 | 371 | 361
16 | 2011005728 | 373.3333 | 363.3333
17 | 2011005728 | 375.6667 | 365.6667
18 | 2011005728 | 378 | 368
19 | 2011005728 | 378.6667 | 368.6667
20 | 2011005728 | 379.3333 | 369.3333
21 | 2011005728 | 380 | 370
22 | 2011005728 | 381.3333 | 371.3333
23 | 2011005728 | 382.6667 | 372.6667
24 | 2011005728 | 384 | 374
25 | 2011005728 | 385.3333 | 375.3333
26 | 2011005728 | 386.6667 | 376.6667
27 | 2011005728 | 388 | 378
28 | 2011005728 | 387 | 377
29 | 2011005728 | 386 | 376
30 | 2011005728 | 385 | 375
31 | 2011005728 | 383 | 373
32 | 2011005728 | 381 | 371
33 | 2011005728 | 379 | 369
34 | 2011005728 | 378.3333 | 368.3333
35 | 2011005728 | 377.6667 | 367.6667
36 | 2011005728 | 377 | 367
37 | 2011005728 | 377.3333 | 367.3333
38 | 2011005728 | 377.6667 | 367.6667
39 | 2011005728 | 378 | 368
40 | 2011005728 | 379.6667 | 369.6667
41 | 2011005728 | 381.3333 | 371.3333
42 | 2011005728 | 383 | 373
43 | 2011005728 | 385.3333 | 375.3333
44 | 2011005728 | 387.6667 | 377.6667
45 | 2011005728 | 390 | 380
46 | 2011005728 | 391.3333 | 381.3333
47 | 2011005728 | 392.6667 | 382.6667
48 | 2011005728 | 394 | 384
49 | 2011005728 | 393.3333 | 383.3333
50 | 2011005728 | 392.6667 | 382.6667
51 | 2011005728 | 392 | 382
52 | 2011005728 | 387.6667 | 377.6667
53 | 2011005728 | 383.3333 | 373.3333
54 | 2011005728 | 379 | 369
55 | 2011005728 | 372.3333 | 362.3333
56 | 2011005728 | 365.6667 | 355.6667
57 | 2011005728 | 359 | 349
58 | 2011005728 | 353.6667 | 343.6667
59 | 2011005728 | 348.3333 | 338.3333
60 | 2011005728 | 343 | 333
61 | 2011005728 | 338.3333 | 328.3333
62 | 2011005728 | 333.6667 | 323.6667
63 | 2011005728 | 329 | 319
64 | 2011005728 | 326 | 316
65 | 2011005728 | 323 | 313
66 | 2011005728 | 320 | 310
67 | 2011005728 | 318.3333 | 308.3333
68 | 2011005728 | 316.6667 | 306.6667
69 | 2011005728 | 315 | 305
70 | 2011005728 | 315.3333 | 305.3333
71 | 2011005728 | 315.6667 | 305.6667
72 | 2011005728 | 316 | 306
73 | 2011005728 | 316.3333 | 306.3333
74 | 2011005728 | 316.6667 | 306.6667
75 | 2011005728 | 317 | 307
76 | 2011005728 | 316.3333 | 306.3333
77 | 2011005728 | 315.6667 | 305.6667
78 | 2011005728 | 315 | 305
79 | 2011005728 | 314.6667 | 304.6667
80 | 2011005728 | 314.3333 | 304.3333
81 | 2011005728 | 314 | 304
82 | 2011005728 | 316.3333 | 306.3333
83 | 2011005728 | 318.6667 | 308.6667
84 | 2011005728 | 321 | 311
85 | 2011005728 | 323.3333 | 313.3333
86 | 2011005728 | 325.6667 | 315.6667
87 | 2011005728 | 328 | 318
88 | 2011005728 | 328.3333 | 318.3333
89 | 2011005728 | 328.6667 | 318.6667
90 | 2011005728 | 329 | 339
91 | 2011005728 | 329 | 339
92 | 2011005728 | 329 | 339
93 | 2011005728 | 329 | 339
94 | 2011005728 | 328.6667 | 338.6667
95 | 2011005728 | 328.3333 | 338.3333
96 | 2011005728 | 328 | 338
97 | 2011005728 | 327.6667 | 337.6667
98 | 2011005728 | 327.3333 | 337.3333
99 | 2011005728 | 327 | 337
100 | 2011005728 | 328.6667 | 338.6667
101 | 2011005728 | 330.3333 | 340.3333
102 | 2011005728 | 332 | 342
103 | 2011005728 | 334.3333 | 344.3333
104 | 2011005728 | 336.6667 | 346.6667
105 | 2011005728 | 339 | 349
106 | 2011005728 | 339.3333 | 349.3333
107 | 2011005728 | 339.6667 | 349.6667
108 | 2011005728 | 340 | 350
109 | 2011005728 | 342.3333 | 352.3333
110 | 2011005728 | 344.6667 | 354.6667
111 | 2011005728 | 347 | 357
112 | 2011005728 | 349.6667 | 359.6667
113 | 2011005728 | 352.3333 | 362.3333
114 | 2011005728 | 355 | 365
115 | 2011005728 | 360.3333 | 370.3333
116 | 2011005728 | 365.6667 | 375.6667
117 | 2011005728 | 371 | 381
118 | 2011005728 | 373.6667 | 383.6667
119 | 2011005728 | 376.3333 | 386.3333
120 | 2011005728 | 379 | 389
121 | 2011005728 | 383.3333 | 393.3333
122 | 2011005728 | 387.6667 | 377.6667
123 | 2011005728 | 392 | 382
124 | 2011005728 | 395.3333 | 385.3333
125 | 2011005728 | 398.6667 | 388.6667
126 | 2011005728 | 402 | 392
127 | 2011005728 | 404.3333 | 394.3333
128 | 2011005728 | 406.6667 | 396.6667
129 | 2011005728 | 409 | 399
130 | 2011005728 | 409 | 399
131 | 2011005728 | 409 | 399
132 | 2011005728 | 409 | 399
133 | 2011005728 | 408.3333 | 398.3333
134 | 2011005728 | 407.6667 | 397.6667
135 | 2011005728 | 407 | 397
136 | 2011005728 | 407 | 397
137 | 2011005728 | 407 | 397
138 | 2011005728 | 407 | 397
139 | 2011005728 | 407 | 397
140 | 2011005728 | 407 | 397
141 | 2011005728 | 407 | 397
142 | 2011005728 | 406 | 396
143 | 2011005728 | 405 | 395
0 | 2006001871 | 343 | 333
1 | 2006001871 | 344 | 334
2 | 2006001871 | 345 | 335
3 | 2006001871 | 346 | 336
4 | 2006001871 | 348 | 338
5 | 2006001871 | 350 | 340
6 | 2006001871 | 352 | 342
7 | 2006001871 | 353 | 343
8 | 2006001871 | 354 | 344
9 | 2006001871 | 355 | 345
10 | 2006001871 | 356.6667 | 346.6667
11 | 2006001871 | 358.3333 | 348.3333
12 | 2006001871 | 360 | 350
13 | 2006001871 | 363.6667 | 353.6667
14 | 2006001871 | 367.3333 | 357.3333
15 | 2006001871 | 371 | 361
16 | 2006001871 | 373.3333 | 363.3333
17 | 2006001871 | 375.6667 | 365.6667
18 | 2006001871 | 378 | 368
19 | 2006001871 | 378.6667 | 368.6667
20 | 2006001871 | 379.3333 | 369.3333
21 | 2006001871 | 380 | 370
22 | 2006001871 | 381.3333 | 371.3333
23 | 2006001871 | 382.6667 | 372.6667
24 | 2006001871 | 384 | 374
25 | 2006001871 | 385.3333 | 375.3333
26 | 2006001871 | 386.6667 | 376.6667
27 | 2006001871 | 388 | 378
28 | 2006001871 | 387 | 377
29 | 2006001871 | 386 | 376
30 | 2006001871 | 385 | 375
31 | 2006001871 | 383 | 373
32 | 2006001871 | 381 | 371
33 | 2006001871 | 379 | 369
34 | 2006001871 | 378.3333 | 368.3333
35 | 2006001871 | 377.6667 | 367.6667
36 | 2006001871 | 377 | 367
37 | 2006001871 | 377.3333 | 367.3333
38 | 2006001871 | 377.6667 | 367.6667
39 | 2006001871 | 378 | 368
40 | 2006001871 | 379.6667 | 369.6667
41 | 2006001871 | 381.3333 | 371.3333
42 | 2006001871 | 383 | 373
43 | 2006001871 | 385.3333 | 375.3333
44 | 2006001871 | 387.6667 | 377.6667
45 | 2006001871 | 390 | 380
46 | 2006001871 | 391.3333 | 381.3333
47 | 2006001871 | 392.6667 | 382.6667
48 | 2006001871 | 394 | 384
49 | 2006001871 | 393.3333 | 383.3333
50 | 2006001871 | 392.6667 | 382.6667
51 | 2006001871 | 392 | 382
52 | 2006001871 | 387.6667 | 377.6667
53 | 2006001871 | 383.3333 | 373.3333
54 | 2006001871 | 379 | 369
55 | 2006001871 | 372.3333 | 362.3333
56 | 2006001871 | 365.6667 | 355.6667
57 | 2006001871 | 359 | 349
58 | 2006001871 | 353.6667 | 343.6667
59 | 2006001871 | 348.3333 | 338.3333
60 | 2006001871 | 343 | 333
61 | 2006001871 | 338.3333 | 328.3333
62 | 2006001871 | 333.6667 | 323.6667
63 | 2006001871 | 329 | 319
64 | 2006001871 | 326 | 316
65 | 2006001871 | 323 | 313
66 | 2006001871 | 320 | 310
67 | 2006001871 | 318.3333 | 308.3333
68 | 2006001871 | 316.6667 | 306.6667
69 | 2006001871 | 315 | 305
70 | 2006001871 | 315.3333 | 305.3333
71 | 2006001871 | 315.6667 | 305.6667
72 | 2006001871 | 316 | 306
73 | 2006001871 | 316.3333 | 306.3333
74 | 2006001871 | 316.6667 | 306.6667
75 | 2006001871 | 317 | 307
76 | 2006001871 | 316.3333 | 306.3333
77 | 2006001871 | 315.6667 | 305.6667
78 | 2006001871 | 315 | 305
79 | 2006001871 | 314.6667 | 304.6667
80 | 2006001871 | 314.3333 | 304.3333
81 | 2006001871 | 314 | 304
82 | 2006001871 | 316.3333 | 306.3333
83 | 2006001871 | 318.6667 | 308.6667
84 | 2006001871 | 321 | 311
85 | 2006001871 | 323.3333 | 313.3333
86 | 2006001871 | 325.6667 | 315.6667
87 | 2006001871 | 328 | 318
88 | 2006001871 | 328.3333 | 318.3333
89 | 2006001871 | 328.6667 | 318.6667
90 | 2006001871 | 329 | 339
91 | 2006001871 | 329 | 339
92 | 2006001871 | 329 | 339
93 | 2006001871 | 329 | 339
94 | 2006001871 | 328.6667 | 338.6667
95 | 2006001871 | 328.3333 | 338.3333
96 | 2006001871 | 328 | 338
97 | 2006001871 | 327.6667 | 337.6667
98 | 2006001871 | 327.3333 | 337.3333
99 | 2006001871 | 327 | 337
100 | 2006001871 | 328.6667 | 338.6667
101 | 2006001871 | 330.3333 | 340.3333
102 | 2006001871 | 332 | 342
103 | 2006001871 | 334.3333 | 344.3333
104 | 2006001871 | 336.6667 | 346.6667
105 | 2006001871 | 339 | 349
106 | 2006001871 | 339.3333 | 349.3333
107 | 2006001871 | 339.6667 | 349.6667
108 | 2006001871 | 340 | 350
109 | 2006001871 | 342.3333 | 352.3333
110 | 2006001871 | 344.6667 | 354.6667
111 | 2006001871 | 347 | 357
112 | 2006001871 | 349.6667 | 359.6667
113 | 2006001871 | 352.3333 | 362.3333
114 | 2006001871 | 355 | 365
115 | 2006001871 | 360.3333 | 370.3333
116 | 2006001871 | 365.6667 | 375.6667
117 | 2006001871 | 371 | 381
118 | 2006001871 | 373.6667 | 383.6667
119 | 2006001871 | 376.3333 | 386.3333
120 | 2006001871 | 379 | 389
121 | 2006001871 | 383.3333 | 393.3333
122 | 2006001871 | 387.6667 | 377.6667
123 | 2006001871 | 392 | 382
124 | 2006001871 | 395.3333 | 385.3333
125 | 2006001871 | 398.6667 | 388.6667
126 | 2006001871 | 402 | 392
127 | 2006001871 | 404.3333 | 394.3333
128 | 2006001871 | 406.6667 | 396.6667
129 | 2006001871 | 409 | 399
130 | 2006001871 | 409 | 399
131 | 2006001871 | 409 | 399
132 | 2006001871 | 409 | 399
133 | 2006001871 | 408.3333 | 398.3333
134 | 2006001871 | 407.6667 | 397.6667
135 | 2006001871 | 407 | 397
136 | 2006001871 | 407 | 397
137 | 2006001871 | 407 | 397
138 | 2006001871 | 407 | 397
139 | 2006001871 | 407 | 397
140 | 2006001871 | 407 | 397
141 | 2006001871 | 407 | 397
142 | 2006001871 | 406 | 396
143 | 2006001871 | 405 | 395
0 | 2005004111 | 343 | 333
1 | 2005004111 | 344 | 334
2 | 2005004111 | 345 | 335
3 | 2005004111 | 346 | 336
4 | 2005004111 | 348 | 338
5 | 2005004111 | 350 | 340
6 | 2005004111 | 352 | 342
7 | 2005004111 | 353 | 343
8 | 2005004111 | 354 | 344
9 | 2005004111 | 355 | 345
10 | 2005004111 | 356.6667 | 346.6667
11 | 2005004111 | 358.3333 | 348.3333
12 | 2005004111 | 360 | 350
13 | 2005004111 | 363.6667 | 353.6667
14 | 2005004111 | 367.3333 | 357.3333
15 | 2005004111 | 371 | 361
16 | 2005004111 | 373.3333 | 363.3333
17 | 2005004111 | 375.6667 | 365.6667
18 | 2005004111 | 378 | 368
19 | 2005004111 | 378.6667 | 368.6667
20 | 2005004111 | 379.3333 | 369.3333
21 | 2005004111 | 380 | 370
22 | 2005004111 | 381.3333 | 371.3333
23 | 2005004111 | 382.6667 | 372.6667
24 | 2005004111 | 384 | 374
25 | 2005004111 | 385.3333 | 375.3333
26 | 2005004111 | 386.6667 | 376.6667
27 | 2005004111 | 388 | 378
28 | 2005004111 | 387 | 377
29 | 2005004111 | 386 | 376
30 | 2005004111 | 385 | 375
31 | 2005004111 | 383 | 373
32 | 2005004111 | 381 | 371
33 | 2005004111 | 379 | 369
34 | 2005004111 | 378.3333 | 368.3333
35 | 2005004111 | 377.6667 | 367.6667
36 | 2005004111 | 377 | 367
37 | 2005004111 | 377.3333 | 367.3333
38 | 2005004111 | 377.6667 | 367.6667
39 | 2005004111 | 378 | 368
40 | 2005004111 | 379.6667 | 369.6667
41 | 2005004111 | 381.3333 | 371.3333
42 | 2005004111 | 383 | 373
43 | 2005004111 | 385.3333 | 375.3333
44 | 2005004111 | 387.6667 | 377.6667
45 | 2005004111 | 390 | 380
46 | 2005004111 | 391.3333 | 381.3333
47 | 2005004111 | 392.6667 | 382.6667
48 | 2005004111 | 394 | 384
49 | 2005004111 | 393.3333 | 383.3333
50 | 2005004111 | 392.6667 | 382.6667
51 | 2005004111 | 392 | 382
52 | 2005004111 | 387.6667 | 377.6667
53 | 2005004111 | 383.3333 | 373.3333
54 | 2005004111 | 379 | 369
55 | 2005004111 | 372.3333 | 362.3333
56 | 2005004111 | 365.6667 | 355.6667
57 | 2005004111 | 359 | 349
58 | 2005004111 | 353.6667 | 343.6667
59 | 2005004111 | 348.3333 | 338.3333
60 | 2005004111 | 343 | 333
61 | 2005004111 | 338.3333 | 328.3333
62 | 2005004111 | 333.6667 | 323.6667
63 | 2005004111 | 329 | 319
64 | 2005004111 | 326 | 316
65 | 2005004111 | 323 | 313
66 | 2005004111 | 320 | 310
67 | 2005004111 | 318.3333 | 308.3333
68 | 2005004111 | 316.6667 | 306.6667
69 | 2005004111 | 315 | 305
70 | 2005004111 | 315.3333 | 305.3333
71 | 2005004111 | 315.6667 | 305.6667
72 | 2005004111 | 316 | 306
73 | 2005004111 | 316.3333 | 306.3333
74 | 2005004111 | 316.6667 | 306.6667
75 | 2005004111 | 317 | 307
76 | 2005004111 | 316.3333 | 306.3333
77 | 2005004111 | 315.6667 | 305.6667
78 | 2005004111 | 315 | 305
79 | 2005004111 | 314.6667 | 304.6667
80 | 2005004111 | 314.3333 | 304.3333
81 | 2005004111 | 314 | 304
82 | 2005004111 | 316.3333 | 306.3333
83 | 2005004111 | 318.6667 | 308.6667
84 | 2005004111 | 321 | 311
85 | 2005004111 | 323.3333 | 313.3333
86 | 2005004111 | 325.6667 | 315.6667
87 | 2005004111 | 328 | 318
88 | 2005004111 | 328.3333 | 318.3333
89 | 2005004111 | 328.6667 | 318.6667
90 | 2005004111 | 329 | 339
91 | 2005004111 | 329 | 339
92 | 2005004111 | 329 | 339
93 | 2005004111 | 329 | 339
94 | 2005004111 | 328.6667 | 338.6667
95 | 2005004111 | 328.3333 | 338.3333
96 | 2005004111 | 328 | 338
97 | 2005004111 | 327.6667 | 337.6667
98 | 2005004111 | 327.3333 | 337.3333
99 | 2005004111 | 327 | 337
100 | 2005004111 | 328.6667 | 338.6667
101 | 2005004111 | 330.3333 | 340.3333
102 | 2005004111 | 332 | 342
103 | 2005004111 | 334.3333 | 344.3333
104 | 2005004111 | 336.6667 | 346.6667
105 | 2005004111 | 339 | 349
106 | 2005004111 | 339.3333 | 349.3333
107 | 2005004111 | 339.6667 | 349.6667
108 | 2005004111 | 340 | 350
109 | 2005004111 | 342.3333 | 352.3333
110 | 2005004111 | 344.6667 | 354.6667
111 | 2005004111 | 347 | 357
112 | 2005004111 | 349.6667 | 359.6667
113 | 2005004111 | 352.3333 | 362.3333
114 | 2005004111 | 355 | 365
115 | 2005004111 | 360.3333 | 370.3333
116 | 2005004111 | 365.6667 | 375.6667
117 | 2005004111 | 371 | 381
118 | 2005004111 | 373.6667 | 383.6667
119 | 2005004111 | 376.3333 | 386.3333
120 | 2005004111 | 379 | 389
121 | 2005004111 | 383.3333 | 393.3333
122 | 2005004111 | 387.6667 | 377.6667
123 | 2005004111 | 392 | 382
124 | 2005004111 | 395.3333 | 385.3333
125 | 2005004111 | 398.6667 | 388.6667
126 | 2005004111 | 402 | 392
127 | 2005004111 | 404.3333 | 394.3333
128 | 2005004111 | 406.6667 | 396.6667
129 | 2005004111 | 409 | 399
130 | 2005004111 | 409 | 399
131 | 2005004111 | 409 | 399
132 | 2005004111 | 409 | 399
133 | 2005004111 | 408.3333 | 398.3333
134 | 2005004111 | 407.6667 | 397.6667
135 | 2005004111 | 407 | 397
136 | 2005004111 | 407 | 397
137 | 2005004111 | 407 | 397
138 | 2005004111 | 407 | 397
139 | 2005004111 | 407 | 397
140 | 2005004111 | 407 | 397
141 | 2005004111 | 407 | 397
142 | 2005004111 | 406 | 396
143 | 2005004111 | 405 | 395
0 | 2007009088 | 343 | 333
1 | 2007009088 | 344 | 334
2 | 2007009088 | 345 | 335
3 | 2007009088 | 346 | 336
4 | 2007009088 | 348 | 338
5 | 2007009088 | 350 | 340
6 | 2007009088 | 352 | 342
7 | 2007009088 | 353 | 343
8 | 2007009088 | 354 | 344
9 | 2007009088 | 355 | 345
10 | 2007009088 | 356.6667 | 346.6667
11 | 2007009088 | 358.3333 | 348.3333
12 | 2007009088 | 360 | 350
13 | 2007009088 | 363.6667 | 353.6667
14 | 2007009088 | 367.3333 | 357.3333
15 | 2007009088 | 371 | 361
16 | 2007009088 | 373.3333 | 363.3333
17 | 2007009088 | 375.6667 | 365.6667
18 | 2007009088 | 378 | 368
19 | 2007009088 | 378.6667 | 368.6667
20 | 2007009088 | 379.3333 | 369.3333
21 | 2007009088 | 380 | 370
22 | 2007009088 | 381.3333 | 371.3333
23 | 2007009088 | 382.6667 | 372.6667
24 | 2007009088 | 384 | 374
25 | 2007009088 | 385.3333 | 375.3333
26 | 2007009088 | 386.6667 | 376.6667
27 | 2007009088 | 388 | 378
28 | 2007009088 | 387 | 377
29 | 2007009088 | 386 | 376
30 | 2007009088 | 385 | 375
31 | 2007009088 | 383 | 373
32 | 2007009088 | 381 | 371
33 | 2007009088 | 379 | 369
34 | 2007009088 | 378.3333 | 368.3333
35 | 2007009088 | 377.6667 | 367.6667
36 | 2007009088 | 377 | 367
37 | 2007009088 | 377.3333 | 367.3333
38 | 2007009088 | 377.6667 | 367.6667
39 | 2007009088 | 378 | 368
40 | 2007009088 | 379.6667 | 369.6667
41 | 2007009088 | 381.3333 | 371.3333
42 | 2007009088 | 383 | 373
43 | 2007009088 | 385.3333 | 375.3333
44 | 2007009088 | 387.6667 | 377.6667
45 | 2007009088 | 390 | 380
46 | 2007009088 | 391.3333 | 381.3333
47 | 2007009088 | 392.6667 | 382.6667
48 | 2007009088 | 394 | 384
49 | 2007009088 | 393.3333 | 383.3333
50 | 2007009088 | 392.6667 | 382.6667
51 | 2007009088 | 392 | 382
52 | 2007009088 | 387.6667 | 377.6667
53 | 2007009088 | 383.3333 | 373.3333
54 | 2007009088 | 379 | 369
55 | 2007009088 | 372.3333 | 362.3333
56 | 2007009088 | 365.6667 | 355.6667
57 | 2007009088 | 359 | 349
58 | 2007009088 | 353.6667 | 343.6667
59 | 2007009088 | 348.3333 | 338.3333
60 | 2007009088 | 343 | 333
61 | 2007009088 | 338.3333 | 328.3333
62 | 2007009088 | 333.6667 | 323.6667
63 | 2007009088 | 329 | 319
64 | 2007009088 | 326 | 316
65 | 2007009088 | 323 | 313
66 | 2007009088 | 320 | 310
67 | 2007009088 | 318.3333 | 308.3333
68 | 2007009088 | 316.6667 | 306.6667
69 | 2007009088 | 315 | 305
70 | 2007009088 | 315.3333 | 305.3333
71 | 2007009088 | 315.6667 | 305.6667
72 | 2007009088 | 316 | 306
73 | 2007009088 | 316.3333 | 306.3333
74 | 2007009088 | 316.6667 | 306.6667
75 | 2007009088 | 317 | 307
76 | 2007009088 | 316.3333 | 306.3333
77 | 2007009088 | 315.6667 | 305.6667
78 | 2007009088 | 315 | 305
79 | 2007009088 | 314.6667 | 304.6667
80 | 2007009088 | 314.3333 | 304.3333
81 | 2007009088 | 314 | 304
82 | 2007009088 | 316.3333 | 306.3333
83 | 2007009088 | 318.6667 | 308.6667
84 | 2007009088 | 321 | 311
85 | 2007009088 | 323.3333 | 313.3333
86 | 2007009088 | 325.6667 | 315.6667
87 | 2007009088 | 328 | 318
88 | 2007009088 | 328.3333 | 318.3333
89 | 2007009088 | 328.6667 | 318.6667
90 | 2007009088 | 329 | 339
91 | 2007009088 | 329 | 339
92 | 2007009088 | 329 | 339
93 | 2007009088 | 329 | 339
94 | 2007009088 | 328.6667 | 338.6667
95 | 2007009088 | 328.3333 | 338.3333
96 | 2007009088 | 328 | 338
97 | 2007009088 | 327.6667 | 337.6667
98 | 2007009088 | 327.3333 | 337.3333
99 | 2007009088 | 327 | 337
100 | 2007009088 | 328.6667 | 338.6667
101 | 2007009088 | 330.3333 | 340.3333
102 | 2007009088 | 332 | 342
103 | 2007009088 | 334.3333 | 344.3333
104 | 2007009088 | 336.6667 | 346.6667
105 | 2007009088 | 339 | 349
106 | 2007009088 | 339.3333 | 349.3333
107 | 2007009088 | 339.6667 | 349.6667
108 | 2007009088 | 340 | 350
109 | 2007009088 | 342.3333 | 352.3333
110 | 2007009088 | 344.6667 | 354.6667
111 | 2007009088 | 347 | 357
112 | 2007009088 | 349.6667 | 359.6667
113 | 2007009088 | 352.3333 | 362.3333
114 | 2007009088 | 355 | 365
115 | 2007009088 | 360.3333 | 370.3333
116 | 2007009088 | 365.6667 | 375.6667
117 | 2007009088 | 371 | 381
118 | 2007009088 | 373.6667 | 383.6667
119 | 2007009088 | 376.3333 | 386.3333
120 | 2007009088 | 379 | 389
121 | 2007009088 | 383.3333 | 393.3333
122 | 2007009088 | 387.6667 | 377.6667
123 | 2007009088 | 392 | 382
124 | 2007009088 | 395.3333 | 385.3333
125 | 2007009088 | 398.6667 | 388.6667
126 | 2007009088 | 402 | 392
127 | 2007009088 | 404.3333 | 394.3333
128 | 2007009088 | 406.6667 | 396.6667
129 | 2007009088 | 409 | 399
130 | 2007009088 | 409 | 399
131 | 2007009088 | 409 | 399
132 | 2007009088 | 409 | 399
133 | 2007009088 | 408.3333 | 398.3333
134 | 2007009088 | 407.6667 | 397.6667
135 | 2007009088 | 407 | 397
136 | 2007009088 | 407 | 397
137 | 2007009088 | 407 | 397
138 | 2007009088 | 407 | 397
139 | 2007009088 | 407 | 397
140 | 2007009088 | 407 | 397
141 | 2007009088 | 407 | 397
142 | 2007009088 | 406 | 396
143 | 2007009088 | 405 | 395
0 | 2005004181 | 343 | 333
1 | 2005004181 | 344 | 334
2 | 2005004181 | 345 | 335
3 | 2005004181 | 346 | 336
4 | 2005004181 | 348 | 338
5 | 2005004181 | 350 | 340
6 | 2005004181 | 352 | 342
7 | 2005004181 | 353 | 343
8 | 2005004181 | 354 | 344
9 | 2005004181 | 355 | 345
10 | 2005004181 | 356.6667 | 346.6667
11 | 2005004181 | 358.3333 | 348.3333
12 | 2005004181 | 360 | 350
13 | 2005004181 | 363.6667 | 353.6667
14 | 2005004181 | 367.3333 | 357.3333
15 | 2005004181 | 371 | 361
16 | 2005004181 | 373.3333 | 363.3333
17 | 2005004181 | 375.6667 | 365.6667
18 | 2005004181 | 378 | 368
19 | 2005004181 | 378.6667 | 368.6667
20 | 2005004181 | 379.3333 | 369.3333
21 | 2005004181 | 380 | 370
22 | 2005004181 | 381.3333 | 371.3333
23 | 2005004181 | 382.6667 | 372.6667
24 | 2005004181 | 384 | 374
25 | 2005004181 | 385.3333 | 375.3333
26 | 2005004181 | 386.6667 | 376.6667
27 | 2005004181 | 388 | 378
28 | 2005004181 | 387 | 377
29 | 2005004181 | 386 | 376
30 | 2005004181 | 385 | 375
31 | 2005004181 | 383 | 373
32 | 2005004181 | 381 | 371
33 | 2005004181 | 379 | 369
34 | 2005004181 | 378.3333 | 368.3333
35 | 2005004181 | 377.6667 | 367.6667
36 | 2005004181 | 377 | 367
37 | 2005004181 | 377.3333 | 367.3333
38 | 2005004181 | 377.6667 | 367.6667
39 | 2005004181 | 378 | 368
40 | 2005004181 | 379.6667 | 369.6667
41 | 2005004181 | 381.3333 | 371.3333
42 | 2005004181 | 383 | 373
43 | 2005004181 | 385.3333 | 375.3333
44 | 2005004181 | 387.6667 | 377.6667
45 | 2005004181 | 390 | 380
46 | 2005004181 | 391.3333 | 381.3333
47 | 2005004181 | 392.6667 | 382.6667
48 | 2005004181 | 394 | 384
49 | 2005004181 | 393.3333 | 383.3333
50 | 2005004181 | 392.6667 | 382.6667
51 | 2005004181 | 392 | 382
52 | 2005004181 | 387.6667 | 377.6667
53 | 2005004181 | 383.3333 | 373.3333
54 | 2005004181 | 379 | 369
55 | 2005004181 | 372.3333 | 362.3333
56 | 2005004181 | 365.6667 | 355.6667
57 | 2005004181 | 359 | 349
58 | 2005004181 | 353.6667 | 343.6667
59 | 2005004181 | 348.3333 | 338.3333
60 | 2005004181 | 343 | 333
61 | 2005004181 | 338.3333 | 328.3333
62 | 2005004181 | 333.6667 | 323.6667
63 | 2005004181 | 329 | 319
64 | 2005004181 | 326 | 316
65 | 2005004181 | 323 | 313
66 | 2005004181 | 320 | 310
67 | 2005004181 | 318.3333 | 308.3333
68 | 2005004181 | 316.6667 | 306.6667
69 | 2005004181 | 315 | 305
70 | 2005004181 | 315.3333 | 305.3333
71 | 2005004181 | 315.6667 | 305.6667
72 | 2005004181 | 316 | 306
73 | 2005004181 | 316.3333 | 306.3333
74 | 2005004181 | 316.6667 | 306.6667
75 | 2005004181 | 317 | 307
76 | 2005004181 | 316.3333 | 306.3333
77 | 2005004181 | 315.6667 | 305.6667
78 | 2005004181 | 315 | 305
79 | 2005004181 | 314.6667 | 304.6667
80 | 2005004181 | 314.3333 | 304.3333
81 | 2005004181 | 314 | 304
82 | 2005004181 | 316.3333 | 306.3333
83 | 2005004181 | 318.6667 | 308.6667
84 | 2005004181 | 321 | 311
85 | 2005004181 | 323.3333 | 313.3333
86 | 2005004181 | 325.6667 | 315.6667
87 | 2005004181 | 328 | 318
88 | 2005004181 | 328.3333 | 318.3333
89 | 2005004181 | 328.6667 | 318.6667
90 | 2005004181 | 329 | 339
91 | 2005004181 | 329 | 339
92 | 2005004181 | 329 | 339
93 | 2005004181 | 329 | 339
94 | 2005004181 | 328.6667 | 338.6667
95 | 2005004181 | 328.3333 | 338.3333
96 | 2005004181 | 328 | 338
97 | 2005004181 | 327.6667 | 337.6667
98 | 2005004181 | 327.3333 | 337.3333
99 | 2005004181 | 327 | 337
100 | 2005004181 | 328.6667 | 338.6667
101 | 2005004181 | 330.3333 | 340.3333
102 | 2005004181 | 332 | 342
103 | 2005004181 | 334.3333 | 344.3333
104 | 2005004181 | 336.6667 | 346.6667
105 | 2005004181 | 339 | 349
106 | 2005004181 | 339.3333 | 349.3333
107 | 2005004181 | 339.6667 | 349.6667
108 | 2005004181 | 340 | 350
109 | 2005004181 | 342.3333 | 352.3333
110 | 2005004181 | 344.6667 | 354.6667
111 | 2005004181 | 347 | 357
112 | 2005004181 | 349.6667 | 359.6667
113 | 2005004181 | 352.3333 | 362.3333
114 | 2005004181 | 355 | 365
115 | 2005004181 | 360.3333 | 370.3333
116 | 2005004181 | 365.6667 | 375.6667
117 | 2005004181 | 371 | 381
118 | 2005004181 | 373.6667 | 383.6667
119 | 2005004181 | 376.3333 | 386.3333
120 | 2005004181 | 379 | 389
121 | 2005004181 | 383.3333 | 393.3333
122 | 2005004181 | 387.6667 | 377.6667
123 | 2005004181 | 392 | 382
124 | 2005004181 | 395.3333 | 385.3333
125 | 2005004181 | 398.6667 | 388.6667
126 | 2005004181 | 402 | 392
127 | 2005004181 | 404.3333 | 394.3333
128 | 2005004181 | 406.6667 | 396.6667
129 | 2005004181 | 409 | 399
130 | 2005004181 | 409 | 399
131 | 2005004181 | 409 | 399
132 | 2005004181 | 409 | 399
133 | 2005004181 | 408.3333 | 398.3333
134 | 2005004181 | 407.6667 | 397.6667
135 | 2005004181 | 407 | 397
136 | 2005004181 | 407 | 397
137 | 2005004181 | 407 | 397
138 | 2005004181 | 407 | 397
139 | 2005004181 | 407 | 397
140 | 2005004181 | 407 | 397
141 | 2005004181 | 407 | 397
142 | 2005004181 | 406 | 396
143 | 2005004181 | 405 | 395
0 | 2009008310 | 343 | 333
1 | 2009008310 | 344 | 334
2 | 2009008310 | 345 | 335
3 | 2009008310 | 346 | 336
4 | 2009008310 | 348 | 338
5 | 2009008310 | 350 | 340
6 | 2009008310 | 352 | 342
7 | 2009008310 | 353 | 343
8 | 2009008310 | 354 | 344
9 | 2009008310 | 355 | 345
10 | 2009008310 | 356.6667 | 346.6667
11 | 2009008310 | 358.3333 | 348.3333
12 | 2009008310 | 360 | 350
13 | 2009008310 | 363.6667 | 353.6667
14 | 2009008310 | 367.3333 | 357.3333
15 | 2009008310 | 371 | 361
16 | 2009008310 | 373.3333 | 363.3333
17 | 2009008310 | 375.6667 | 365.6667
18 | 2009008310 | 378 | 368
19 | 2009008310 | 378.6667 | 368.6667
20 | 2009008310 | 379.3333 | 369.3333
21 | 2009008310 | 380 | 370
22 | 2009008310 | 381.3333 | 371.3333
23 | 2009008310 | 382.6667 | 372.6667
24 | 2009008310 | 384 | 374
25 | 2009008310 | 385.3333 | 375.3333
26 | 2009008310 | 386.6667 | 376.6667
27 | 2009008310 | 388 | 378
28 | 2009008310 | 387 | 377
29 | 2009008310 | 386 | 376
30 | 2009008310 | 385 | 375
31 | 2009008310 | 383 | 373
32 | 2009008310 | 381 | 371
33 | 2009008310 | 379 | 369
34 | 2009008310 | 378.3333 | 368.3333
35 | 2009008310 | 377.6667 | 367.6667
36 | 2009008310 | 377 | 367
37 | 2009008310 | 377.3333 | 367.3333
38 | 2009008310 | 377.6667 | 367.6667
39 | 2009008310 | 378 | 368
40 | 2009008310 | 379.6667 | 369.6667
41 | 2009008310 | 381.3333 | 371.3333
42 | 2009008310 | 383 | 373
43 | 2009008310 | 385.3333 | 375.3333
44 | 2009008310 | 387.6667 | 377.6667
45 | 2009008310 | 390 | 380
46 | 2009008310 | 391.3333 | 381.3333
47 | 2009008310 | 392.6667 | 382.6667
48 | 2009008310 | 394 | 384
49 | 2009008310 | 393.3333 | 383.3333
50 | 2009008310 | 392.6667 | 382.6667
51 | 2009008310 | 392 | 382
52 | 2009008310 | 387.6667 | 377.6667
53 | 2009008310 | 383.3333 | 373.3333
54 | 2009008310 | 379 | 369
55 | 2009008310 | 372.3333 | 362.3333
56 | 2009008310 | 365.6667 | 355.6667
57 | 2009008310 | 359 | 349
58 | 2009008310 | 353.6667 | 343.6667
59 | 2009008310 | 348.3333 | 338.3333
60 | 2009008310 | 343 | 333
61 | 2009008310 | 338.3333 | 328.3333
62 | 2009008310 | 333.6667 | 323.6667
63 | 2009008310 | 329 | 319
64 | 2009008310 | 326 | 316
65 | 2009008310 | 323 | 313
66 | 2009008310 | 320 | 310
67 | 2009008310 | 318.3333 | 308.3333
68 | 2009008310 | 316.6667 | 306.6667
69 | 2009008310 | 315 | 305
70 | 2009008310 | 315.3333 | 305.3333
71 | 2009008310 | 315.6667 | 305.6667
72 | 2009008310 | 316 | 306
73 | 2009008310 | 316.3333 | 306.3333
74 | 2009008310 | 316.6667 | 306.6667
75 | 2009008310 | 317 | 307
76 | 2009008310 | 316.3333 | 306.3333
77 | 2009008310 | 315.6667 | 305.6667
78 | 2009008310 | 315 | 305
79 | 2009008310 | 314.6667 | 304.6667
80 | 2009008310 | 314.3333 | 304.3333
81 | 2009008310 | 314 | 304
82 | 2009008310 | 316.3333 | 306.3333
83 | 2009008310 | 318.6667 | 308.6667
84 | 2009008310 | 321 | 311
85 | 2009008310 | 323.3333 | 313.3333
86 | 2009008310 | 325.6667 | 315.6667
87 | 2009008310 | 328 | 318
88 | 2009008310 | 328.3333 | 318.3333
89 | 2009008310 | 328.6667 | 318.6667
90 | 2009008310 | 329 | 339
91 | 2009008310 | 329 | 339
92 | 2009008310 | 329 | 339
93 | 2009008310 | 329 | 339
94 | 2009008310 | 328.6667 | 338.6667
95 | 2009008310 | 328.3333 | 338.3333
96 | 2009008310 | 328 | 338
97 | 2009008310 | 327.6667 | 337.6667
98 | 2009008310 | 327.3333 | 337.3333
99 | 2009008310 | 327 | 337
100 | 2009008310 | 328.6667 | 338.6667
101 | 2009008310 | 330.3333 | 340.3333
102 | 2009008310 | 332 | 342
103 | 2009008310 | 334.3333 | 344.3333
104 | 2009008310 | 336.6667 | 346.6667
105 | 2009008310 | 339 | 349
106 | 2009008310 | 339.3333 | 349.3333
107 | 2009008310 | 339.6667 | 349.6667
108 | 2009008310 | 340 | 350
109 | 2009008310 | 342.3333 | 352.3333
110 | 2009008310 | 344.6667 | 354.6667
111 | 2009008310 | 347 | 357
112 | 2009008310 | 349.6667 | 359.6667
113 | 2009008310 | 352.3333 | 362.3333
114 | 2009008310 | 355 | 365
115 | 2009008310 | 360.3333 | 370.3333
116 | 2009008310 | 365.6667 | 375.6667
117 | 2009008310 | 371 | 381
118 | 2009008310 | 373.6667 | 383.6667
119 | 2009008310 | 376.3333 | 386.3333
120 | 2009008310 | 379 | 389
121 | 2009008310 | 383.3333 | 393.3333
122 | 2009008310 | 387.6667 | 377.6667
123 | 2009008310 | 392 | 382
124 | 2009008310 | 395.3333 | 385.3333
125 | 2009008310 | 398.6667 | 388.6667
126 | 2009008310 | 402 | 392
127 | 2009008310 | 404.3333 | 394.3333
128 | 2009008310 | 406.6667 | 396.6667
129 | 2009008310 | 409 | 399
130 | 2009008310 | 409 | 399
131 | 2009008310 | 409 | 399
132 | 2009008310 | 409 | 399
133 | 2009008310 | 408.3333 | 398.3333
134 | 2009008310 | 407.6667 | 397.6667
135 | 2009008310 | 407 | 397
136 | 2009008310 | 407 | 397
137 | 2009008310 | 407 | 397
138 | 2009008310 | 407 | 397
139 | 2009008310 | 407 | 397
140 | 2009008310 | 407 | 397
141 | 2009008310 | 407 | 397
142 | 2009008310 | 406 | 396
143 | 2009008310 | 405 | 395
0 | 2015007544 | 343 | 333
1 | 2015007544 | 344 | 334
2 | 2015007544 | 345 | 335
3 | 2015007544 | 346 | 336
4 | 2015007544 | 348 | 338
5 | 2015007544 | 350 | 340
6 | 2015007544 | 352 | 342
7 | 2015007544 | 353 | 343
8 | 2015007544 | 354 | 344
9 | 2015007544 | 355 | 345
10 | 2015007544 | 356.6667 | 346.6667
11 | 2015007544 | 358.3333 | 348.3333
12 | 2015007544 | 360 | 350
13 | 2015007544 | 363.6667 | 353.6667
14 | 2015007544 | 367.3333 | 357.3333
15 | 2015007544 | 371 | 361
16 | 2015007544 | 373.3333 | 363.3333
17 | 2015007544 | 375.6667 | 365.6667
18 | 2015007544 | 378 | 368
19 | 2015007544 | 378.6667 | 368.6667
20 | 2015007544 | 379.3333 | 369.3333
21 | 2015007544 | 380 | 370
22 | 2015007544 | 381.3333 | 371.3333
23 | 2015007544 | 382.6667 | 372.6667
24 | 2015007544 | 384 | 374
25 | 2015007544 | 385.3333 | 375.3333
26 | 2015007544 | 386.6667 | 376.6667
27 | 2015007544 | 388 | 378
28 | 2015007544 | 387 | 377
29 | 2015007544 | 386 | 376
30 | 2015007544 | 385 | 375
31 | 2015007544 | 383 | 373
32 | 2015007544 | 381 | 371
33 | 2015007544 | 379 | 369
34 | 2015007544 | 378.3333 | 368.3333
35 | 2015007544 | 377.6667 | 367.6667
36 | 2015007544 | 377 | 367
37 | 2015007544 | 377.3333 | 367.3333
38 | 2015007544 | 377.6667 | 367.6667
39 | 2015007544 | 378 | 368
40 | 2015007544 | 379.6667 | 369.6667
41 | 2015007544 | 381.3333 | 371.3333
42 | 2015007544 | 383 | 373
43 | 2015007544 | 385.3333 | 375.3333
44 | 2015007544 | 387.6667 | 377.6667
45 | 2015007544 | 390 | 380
46 | 2015007544 | 391.3333 | 381.3333
47 | 2015007544 | 392.6667 | 382.6667
48 | 2015007544 | 394 | 384
49 | 2015007544 | 393.3333 | 383.3333
50 | 2015007544 | 392.6667 | 382.6667
51 | 2015007544 | 392 | 382
52 | 2015007544 | 387.6667 | 377.6667
53 | 2015007544 | 383.3333 | 373.3333
54 | 2015007544 | 379 | 369
55 | 2015007544 | 372.3333 | 362.3333
56 | 2015007544 | 365.6667 | 355.6667
57 | 2015007544 | 359 | 349
58 | 2015007544 | 353.6667 | 343.6667
59 | 2015007544 | 348.3333 | 338.3333
60 | 2015007544 | 343 | 333
61 | 2015007544 | 338.3333 | 328.3333
62 | 2015007544 | 333.6667 | 323.6667
63 | 2015007544 | 329 | 319
64 | 2015007544 | 326 | 316
65 | 2015007544 | 323 | 313
66 | 2015007544 | 320 | 310
67 | 2015007544 | 318.3333 | 308.3333
68 | 2015007544 | 316.6667 | 306.6667
69 | 2015007544 | 315 | 305
70 | 2015007544 | 315.3333 | 305.3333
71 | 2015007544 | 315.6667 | 305.6667
72 | 2015007544 | 316 | 306
73 | 2015007544 | 316.3333 | 306.3333
74 | 2015007544 | 316.6667 | 306.6667
75 | 2015007544 | 317 | 307
76 | 2015007544 | 316.3333 | 306.3333
77 | 2015007544 | 315.6667 | 305.6667
78 | 2015007544 | 315 | 305
79 | 2015007544 | 314.6667 | 304.6667
80 | 2015007544 | 314.3333 | 304.3333
81 | 2015007544 | 314 | 304
82 | 2015007544 | 316.3333 | 306.3333
83 | 2015007544 | 318.6667 | 308.6667
84 | 2015007544 | 321 | 311
85 | 2015007544 | 323.3333 | 313.3333
86 | 2015007544 | 325.6667 | 315.6667
87 | 2015007544 | 328 | 318
88 | 2015007544 | 328.3333 | 318.3333
89 | 2015007544 | 328.6667 | 318.6667
90 | 2015007544 | 329 | 339
91 | 2015007544 | 329 | 339
92 | 2015007544 | 329 | 339
93 | 2015007544 | 329 | 339
94 | 2015007544 | 328.6667 | 338.6667
95 | 2015007544 | 328.3333 | 338.3333
96 | 2015007544 | 328 | 338
97 | 2015007544 | 327.6667 | 337.6667
98 | 2015007544 | 327.3333 | 337.3333
99 | 2015007544 | 327 | 337
100 | 2015007544 | 328.6667 | 338.6667
101 | 2015007544 | 330.3333 | 340.3333
102 | 2015007544 | 332 | 342
103 | 2015007544 | 334.3333 | 344.3333
104 | 2015007544 | 336.6667 | 346.6667
105 | 2015007544 | 339 | 349
106 | 2015007544 | 339.3333 | 349.3333
107 | 2015007544 | 339.6667 | 349.6667
108 | 2015007544 | 340 | 350
109 | 2015007544 | 342.3333 | 352.3333
110 | 2015007544 | 344.6667 | 354.6667
111 | 2015007544 | 347 | 357
112 | 2015007544 | 349.6667 | 359.6667
113 | 2015007544 | 352.3333 | 362.3333
114 | 2015007544 | 355 | 365
115 | 2015007544 | 360.3333 | 370.3333
116 | 2015007544 | 365.6667 | 375.6667
117 | 2015007544 | 371 | 381
118 | 2015007544 | 373.6667 | 383.6667
119 | 2015007544 | 376.3333 | 386.3333
120 | 2015007544 | 379 | 389
121 | 2015007544 | 383.3333 | 393.3333
122 | 2015007544 | 387.6667 | 377.6667
123 | 2015007544 | 392 | 382
124 | 2015007544 | 395.3333 | 385.3333
125 | 2015007544 | 398.6667 | 388.6667
126 | 2015007544 | 402 | 392
127 | 2015007544 | 404.3333 | 394.3333
128 | 2015007544 | 406.6667 | 396.6667
129 | 2015007544 | 409 | 399
130 | 2015007544 | 409 | 399
131 | 2015007544 | 409 | 399
132 | 2015007544 | 409 | 399
133 | 2015007544 | 408.3333 | 398.3333
134 | 2015007544 | 407.6667 | 397.6667
135 | 2015007544 | 407 | 397
136 | 2015007544 | 407 | 397
137 | 2015007544 | 407 | 397
138 | 2015007544 | 407 | 397
139 | 2015007544 | 407 | 397
140 | 2015007544 | 407 | 397
141 | 2015007544 | 407 | 397
142 | 2015007544 | 406 | 396
143 | 2015007544 | 405 | 395
0 | 2003007027 | 343 | 333
1 | 2003007027 | 344 | 334
2 | 2003007027 | 345 | 335
3 | 2003007027 | 346 | 336
4 | 2003007027 | 348 | 338
5 | 2003007027 | 350 | 340
6 | 2003007027 | 352 | 342
7 | 2003007027 | 353 | 343
8 | 2003007027 | 354 | 344
9 | 2003007027 | 355 | 345
10 | 2003007027 | 356.6667 | 346.6667
11 | 2003007027 | 358.3333 | 348.3333
12 | 2003007027 | 360 | 350
13 | 2003007027 | 363.6667 | 353.6667
14 | 2003007027 | 367.3333 | 357.3333
15 | 2003007027 | 371 | 361
16 | 2003007027 | 373.3333 | 363.3333
17 | 2003007027 | 375.6667 | 365.6667
18 | 2003007027 | 378 | 368
19 | 2003007027 | 378.6667 | 368.6667
20 | 2003007027 | 379.3333 | 369.3333
21 | 2003007027 | 380 | 370
22 | 2003007027 | 381.3333 | 371.3333
23 | 2003007027 | 382.6667 | 372.6667
24 | 2003007027 | 384 | 374
25 | 2003007027 | 385.3333 | 375.3333
26 | 2003007027 | 386.6667 | 376.6667
27 | 2003007027 | 388 | 378
28 | 2003007027 | 387 | 377
29 | 2003007027 | 386 | 376
30 | 2003007027 | 385 | 375
31 | 2003007027 | 383 | 373
32 | 2003007027 | 381 | 371
33 | 2003007027 | 379 | 369
34 | 2003007027 | 378.3333 | 368.3333
35 | 2003007027 | 377.6667 | 367.6667
36 | 2003007027 | 377 | 367
37 | 2003007027 | 377.3333 | 367.3333
38 | 2003007027 | 377.6667 | 367.6667
39 | 2003007027 | 378 | 368
40 | 2003007027 | 379.6667 | 369.6667
41 | 2003007027 | 381.3333 | 371.3333
42 | 2003007027 | 383 | 373
43 | 2003007027 | 385.3333 | 375.3333
44 | 2003007027 | 387.6667 | 377.6667
45 | 2003007027 | 390 | 380
46 | 2003007027 | 391.3333 | 381.3333
47 | 2003007027 | 392.6667 | 382.6667
48 | 2003007027 | 394 | 384
49 | 2003007027 | 393.3333 | 383.3333
50 | 2003007027 | 392.6667 | 382.6667
51 | 2003007027 | 392 | 382
52 | 2003007027 | 387.6667 | 377.6667
53 | 2003007027 | 383.3333 | 373.3333
54 | 2003007027 | 379 | 369
55 | 2003007027 | 372.3333 | 362.3333
56 | 2003007027 | 365.6667 | 355.6667
57 | 2003007027 | 359 | 349
58 | 2003007027 | 353.6667 | 343.6667
59 | 2003007027 | 348.3333 | 338.3333
60 | 2003007027 | 343 | 333
61 | 2003007027 | 338.3333 | 328.3333
62 | 2003007027 | 333.6667 | 323.6667
63 | 2003007027 | 329 | 319
64 | 2003007027 | 326 | 316
65 | 2003007027 | 323 | 313
66 | 2003007027 | 320 | 310
67 | 2003007027 | 318.3333 | 308.3333
68 | 2003007027 | 316.6667 | 306.6667
69 | 2003007027 | 315 | 305
70 | 2003007027 | 315.3333 | 305.3333
71 | 2003007027 | 315.6667 | 305.6667
72 | 2003007027 | 316 | 306
73 | 2003007027 | 316.3333 | 306.3333
74 | 2003007027 | 316.6667 | 306.6667
75 | 2003007027 | 317 | 307
76 | 2003007027 | 316.3333 | 306.3333
77 | 2003007027 | 315.6667 | 305.6667
78 | 2003007027 | 315 | 305
79 | 2003007027 | 314.6667 | 304.6667
80 | 2003007027 | 314.3333 | 304.3333
81 | 2003007027 | 314 | 304
82 | 2003007027 | 316.3333 | 306.3333
83 | 2003007027 | 318.6667 | 308.6667
84 | 2003007027 | 321 | 311
85 | 2003007027 | 323.3333 | 313.3333
86 | 2003007027 | 325.6667 | 315.6667
87 | 2003007027 | 328 | 318
88 | 2003007027 | 328.3333 | 318.3333
89 | 2003007027 | 328.6667 | 318.6667
90 | 2003007027 | 329 | 339
91 | 2003007027 | 329 | 339
92 | 2003007027 | 329 | 339
93 | 2003007027 | 329 | 339
94 | 2003007027 | 328.6667 | 338.6667
95 | 2003007027 | 328.3333 | 338.3333
96 | 2003007027 | 328 | 338
97 | 2003007027 | 327.6667 | 337.6667
98 | 2003007027 | 327.3333 | 337.3333
99 | 2003007027 | 327 | 337
100 | 2003007027 | 328.6667 | 338.6667
101 | 2003007027 | 330.3333 | 340.3333
102 | 2003007027 | 332 | 342
103 | 2003007027 | 334.3333 | 344.3333
104 | 2003007027 | 336.6667 | 346.6667
105 | 2003007027 | 339 | 349
106 | 2003007027 | 339.3333 | 349.3333
107 | 2003007027 | 339.6667 | 349.6667
108 | 2003007027 | 340 | 350
109 | 2003007027 | 342.3333 | 352.3333
110 | 2003007027 | 344.6667 | 354.6667
111 | 2003007027 | 347 | 357
112 | 2003007027 | 349.6667 | 359.6667
113 | 2003007027 | 352.3333 | 362.3333
114 | 2003007027 | 355 | 365
115 | 2003007027 | 360.3333 | 370.3333
116 | 2003007027 | 365.6667 | 375.6667
117 | 2003007027 | 371 | 381
118 | 2003007027 | 373.6667 | 383.6667
119 | 2003007027 | 376.3333 | 386.3333
120 | 2003007027 | 379 | 389
121 | 2003007027 | 383.3333 | 393.3333
122 | 2003007027 | 387.6667 | 377.6667
123 | 2003007027 | 392 | 382
124 | 2003007027 | 395.3333 | 385.3333
125 | 2003007027 | 398.6667 | 388.6667
126 | 2003007027 | 402 | 392
127 | 2003007027 | 404.3333 | 394.3333
128 | 2003007027 | 406.6667 | 396.6667
129 | 2003007027 | 409 | 399
130 | 2003007027 | 409 | 399
131 | 2003007027 | 409 | 399
132 | 2003007027 | 409 | 399
133 | 2003007027 | 408.3333 | 398.3333
134 | 2003007027 | 407.6667 | 397.6667
135 | 2003007027 | 407 | 397
136 | 2003007027 | 407 | 397
137 | 2003007027 | 407 | 397
138 | 2003007027 | 407 | 397
139 | 2003007027 | 407 | 397
140 | 2003007027 | 407 | 397
141 | 2003007027 | 407 | 397
142 | 2003007027 | 406 | 396
143 | 2003007027 | 405 | 395
0 | 2005001470 | 343 | 333
1 | 2005001470 | 344 | 334
2 | 2005001470 | 345 | 335
3 | 2005001470 | 346 | 336
4 | 2005001470 | 348 | 338
5 | 2005001470 | 350 | 340
6 | 2005001470 | 352 | 342
7 | 2005001470 | 353 | 343
8 | 2005001470 | 354 | 344
9 | 2005001470 | 355 | 345
10 | 2005001470 | 356.6667 | 346.6667
11 | 2005001470 | 358.3333 | 348.3333
12 | 2005001470 | 360 | 350
13 | 2005001470 | 363.6667 | 353.6667
14 | 2005001470 | 367.3333 | 357.3333
15 | 2005001470 | 371 | 361
16 | 2005001470 | 373.3333 | 363.3333
17 | 2005001470 | 375.6667 | 365.6667
18 | 2005001470 | 378 | 368
19 | 2005001470 | 378.6667 | 368.6667
20 | 2005001470 | 379.3333 | 369.3333
21 | 2005001470 | 380 | 370
22 | 2005001470 | 381.3333 | 371.3333
23 | 2005001470 | 382.6667 | 372.6667
24 | 2005001470 | 384 | 374
25 | 2005001470 | 385.3333 | 375.3333
26 | 2005001470 | 386.6667 | 376.6667
27 | 2005001470 | 388 | 378
28 | 2005001470 | 387 | 377
29 | 2005001470 | 386 | 376
30 | 2005001470 | 385 | 375
31 | 2005001470 | 383 | 373
32 | 2005001470 | 381 | 371
33 | 2005001470 | 379 | 369
34 | 2005001470 | 378.3333 | 368.3333
35 | 2005001470 | 377.6667 | 367.6667
36 | 2005001470 | 377 | 367
37 | 2005001470 | 377.3333 | 367.3333
38 | 2005001470 | 377.6667 | 367.6667
39 | 2005001470 | 378 | 368
40 | 2005001470 | 379.6667 | 369.6667
41 | 2005001470 | 381.3333 | 371.3333
42 | 2005001470 | 383 | 373
43 | 2005001470 | 385.3333 | 375.3333
44 | 2005001470 | 387.6667 | 377.6667
45 | 2005001470 | 390 | 380
46 | 2005001470 | 391.3333 | 381.3333
47 | 2005001470 | 392.6667 | 382.6667
48 | 2005001470 | 394 | 384
49 | 2005001470 | 393.3333 | 383.3333
50 | 2005001470 | 392.6667 | 382.6667
51 | 2005001470 | 392 | 382
52 | 2005001470 | 387.6667 | 377.6667
53 | 2005001470 | 383.3333 | 373.3333
54 | 2005001470 | 379 | 369
55 | 2005001470 | 372.3333 | 362.3333
56 | 2005001470 | 365.6667 | 355.6667
57 | 2005001470 | 359 | 349
58 | 2005001470 | 353.6667 | 343.6667
59 | 2005001470 | 348.3333 | 338.3333
60 | 2005001470 | 343 | 333
61 | 2005001470 | 338.3333 | 328.3333
62 | 2005001470 | 333.6667 | 323.6667
63 | 2005001470 | 329 | 319
64 | 2005001470 | 326 | 316
65 | 2005001470 | 323 | 313
66 | 2005001470 | 320 | 310
67 | 2005001470 | 318.3333 | 308.3333
68 | 2005001470 | 316.6667 | 306.6667
69 | 2005001470 | 315 | 305
70 | 2005001470 | 315.3333 | 305.3333
71 | 2005001470 | 315.6667 | 305.6667
72 | 2005001470 | 316 | 306
73 | 2005001470 | 316.3333 | 306.3333
74 | 2005001470 | 316.6667 | 306.6667
75 | 2005001470 | 317 | 307
76 | 2005001470 | 316.3333 | 306.3333
77 | 2005001470 | 315.6667 | 305.6667
78 | 2005001470 | 315 | 305
79 | 2005001470 | 314.6667 | 304.6667
80 | 2005001470 | 314.3333 | 304.3333
81 | 2005001470 | 314 | 304
82 | 2005001470 | 316.3333 | 306.3333
83 | 2005001470 | 318.6667 | 308.6667
84 | 2005001470 | 321 | 311
85 | 2005001470 | 323.3333 | 313.3333
86 | 2005001470 | 325.6667 | 315.6667
87 | 2005001470 | 328 | 318
88 | 2005001470 | 328.3333 | 318.3333
89 | 2005001470 | 328.6667 | 318.6667
90 | 2005001470 | 329 | 339
91 | 2005001470 | 329 | 339
92 | 2005001470 | 329 | 339
93 | 2005001470 | 329 | 339
94 | 2005001470 | 328.6667 | 338.6667
95 | 2005001470 | 328.3333 | 338.3333
96 | 2005001470 | 328 | 338
97 | 2005001470 | 327.6667 | 337.6667
98 | 2005001470 | 327.3333 | 337.3333
99 | 2005001470 | 327 | 337
100 | 2005001470 | 328.6667 | 338.6667
101 | 2005001470 | 330.3333 | 340.3333
102 | 2005001470 | 332 | 342
103 | 2005001470 | 334.3333 | 344.3333
104 | 2005001470 | 336.6667 | 346.6667
105 | 2005001470 | 339 | 349
106 | 2005001470 | 339.3333 | 349.3333
107 | 2005001470 | 339.6667 | 349.6667
108 | 2005001470 | 340 | 350
109 | 2005001470 | 342.3333 | 352.3333
110 | 2005001470 | 344.6667 | 354.6667
111 | 2005001470 | 347 | 357
112 | 2005001470 | 349.6667 | 359.6667
113 | 2005001470 | 352.3333 | 362.3333
114 | 2005001470 | 355 | 365
115 | 2005001470 | 360.3333 | 370.3333
116 | 2005001470 | 365.6667 | 375.6667
117 | 2005001470 | 371 | 381
118 | 2005001470 | 373.6667 | 383.6667
119 | 2005001470 | 376.3333 | 386.3333
120 | 2005001470 | 379 | 389
121 | 2005001470 | 383.3333 | 393.3333
122 | 2005001470 | 387.6667 | 377.6667
123 | 2005001470 | 392 | 382
124 | 2005001470 | 395.3333 | 385.3333
125 | 2005001470 | 398.6667 | 388.6667
126 | 2005001470 | 402 | 392
127 | 2005001470 | 404.3333 | 394.3333
128 | 2005001470 | 406.6667 | 396.6667
129 | 2005001470 | 409 | 399
130 | 2005001470 | 409 | 399
131 | 2005001470 | 409 | 399
132 | 2005001470 | 409 | 399
133 | 2005001470 | 408.3333 | 398.3333
134 | 2005001470 | 407.6667 | 397.6667
135 | 2005001470 | 407 | 397
136 | 2005001470 | 407 | 397
137 | 2005001470 | 407 | 397
138 | 2005001470 | 407 | 397
139 | 2005001470 | 407 | 397
140 | 2005001470 | 407 | 397
141 | 2005001470 | 407 | 397
142 | 2005001470 | 406 | 396
143 | 2005001470 | 405 | 395
0 | 2002009170 | 343 | 333
1 | 2002009170 | 344 | 334
2 | 2002009170 | 345 | 335
3 | 2002009170 | 346 | 336
4 | 2002009170 | 348 | 338
5 | 2002009170 | 350 | 340
6 | 2002009170 | 352 | 342
7 | 2002009170 | 353 | 343
8 | 2002009170 | 354 | 344
9 | 2002009170 | 355 | 345
10 | 2002009170 | 356.6667 | 346.6667
11 | 2002009170 | 358.3333 | 348.3333
12 | 2002009170 | 360 | 350
13 | 2002009170 | 363.6667 | 353.6667
14 | 2002009170 | 367.3333 | 357.3333
15 | 2002009170 | 371 | 361
16 | 2002009170 | 373.3333 | 363.3333
17 | 2002009170 | 375.6667 | 365.6667
18 | 2002009170 | 378 | 368
19 | 2002009170 | 378.6667 | 368.6667
20 | 2002009170 | 379.3333 | 369.3333
21 | 2002009170 | 380 | 370
22 | 2002009170 | 381.3333 | 371.3333
23 | 2002009170 | 382.6667 | 372.6667
24 | 2002009170 | 384 | 374
25 | 2002009170 | 385.3333 | 375.3333
26 | 2002009170 | 386.6667 | 376.6667
27 | 2002009170 | 388 | 378
28 | 2002009170 | 387 | 377
29 | 2002009170 | 386 | 376
30 | 2002009170 | 385 | 375
31 | 2002009170 | 383 | 373
32 | 2002009170 | 381 | 371
33 | 2002009170 | 379 | 369
34 | 2002009170 | 378.3333 | 368.3333
35 | 2002009170 | 377.6667 | 367.6667
36 | 2002009170 | 377 | 367
37 | 2002009170 | 377.3333 | 367.3333
38 | 2002009170 | 377.6667 | 367.6667
39 | 2002009170 | 378 | 368
40 | 2002009170 | 379.6667 | 369.6667
41 | 2002009170 | 381.3333 | 371.3333
42 | 2002009170 | 383 | 373
43 | 2002009170 | 385.3333 | 375.3333
44 | 2002009170 | 387.6667 | 377.6667
45 | 2002009170 | 390 | 380
46 | 2002009170 | 391.3333 | 381.3333
47 | 2002009170 | 392.6667 | 382.6667
48 | 2002009170 | 394 | 384
49 | 2002009170 | 393.3333 | 383.3333
50 | 2002009170 | 392.6667 | 382.6667
51 | 2002009170 | 392 | 382
52 | 2002009170 | 387.6667 | 377.6667
53 | 2002009170 | 383.3333 | 373.3333
54 | 2002009170 | 379 | 369
55 | 2002009170 | 372.3333 | 362.3333
56 | 2002009170 | 365.6667 | 355.6667
57 | 2002009170 | 359 | 349
58 | 2002009170 | 353.6667 | 343.6667
59 | 2002009170 | 348.3333 | 338.3333
60 | 2002009170 | 343 | 333
61 | 2002009170 | 338.3333 | 328.3333
62 | 2002009170 | 333.6667 | 323.6667
63 | 2002009170 | 329 | 319
64 | 2002009170 | 326 | 316
65 | 2002009170 | 323 | 313
66 | 2002009170 | 320 | 310
67 | 2002009170 | 318.3333 | 308.3333
68 | 2002009170 | 316.6667 | 306.6667
69 | 2002009170 | 315 | 305
70 | 2002009170 | 315.3333 | 305.3333
71 | 2002009170 | 315.6667 | 305.6667
72 | 2002009170 | 316 | 306
73 | 2002009170 | 316.3333 | 306.3333
74 | 2002009170 | 316.6667 | 306.6667
75 | 2002009170 | 317 | 307
76 | 2002009170 | 316.3333 | 306.3333
77 | 2002009170 | 315.6667 | 305.6667
78 | 2002009170 | 315 | 305
79 | 2002009170 | 314.6667 | 304.6667
80 | 2002009170 | 314.3333 | 304.3333
81 | 2002009170 | 314 | 304
82 | 2002009170 | 316.3333 | 306.3333
83 | 2002009170 | 318.6667 | 308.6667
84 | 2002009170 | 321 | 311
85 | 2002009170 | 323.3333 | 313.3333
86 | 2002009170 | 325.6667 | 315.6667
87 | 2002009170 | 328 | 318
88 | 2002009170 | 328.3333 | 318.3333
89 | 2002009170 | 328.6667 | 318.6667
90 | 2002009170 | 329 | 339
91 | 2002009170 | 329 | 339
92 | 2002009170 | 329 | 339
93 | 2002009170 | 329 | 339
94 | 2002009170 | 328.6667 | 338.6667
95 | 2002009170 | 328.3333 | 338.3333
96 | 2002009170 | 328 | 338
97 | 2002009170 | 327.6667 | 337.6667
98 | 2002009170 | 327.3333 | 337.3333
99 | 2002009170 | 327 | 337
100 | 2002009170 | 328.6667 | 338.6667
101 | 2002009170 | 330.3333 | 340.3333
102 | 2002009170 | 332 | 342
103 | 2002009170 | 334.3333 | 344.3333
104 | 2002009170 | 336.6667 | 346.6667
105 | 2002009170 | 339 | 349
106 | 2002009170 | 339.3333 | 349.3333
107 | 2002009170 | 339.6667 | 349.6667
108 | 2002009170 | 340 | 350
109 | 2002009170 | 342.3333 | 352.3333
110 | 2002009170 | 344.6667 | 354.6667
111 | 2002009170 | 347 | 357
112 | 2002009170 | 349.6667 | 359.6667
113 | 2002009170 | 352.3333 | 362.3333
114 | 2002009170 | 355 | 365
115 | 2002009170 | 360.3333 | 370.3333
116 | 2002009170 | 365.6667 | 375.6667
117 | 2002009170 | 371 | 381
118 | 2002009170 | 373.6667 | 383.6667
119 | 2002009170 | 376.3333 | 386.3333
120 | 2002009170 | 379 | 389
121 | 2002009170 | 383.3333 | 393.3333
122 | 2002009170 | 387.6667 | 377.6667
123 | 2002009170 | 392 | 382
124 | 2002009170 | 395.3333 | 385.3333
125 | 2002009170 | 398.6667 | 388.6667
126 | 2002009170 | 402 | 392
127 | 2002009170 | 404.3333 | 394.3333
128 | 2002009170 | 406.6667 | 396.6667
129 | 2002009170 | 409 | 399
130 | 2002009170 | 409 | 399
131 | 2002009170 | 409 | 399
132 | 2002009170 | 409 | 399
133 | 2002009170 | 408.3333 | 398.3333
134 | 2002009170 | 407.6667 | 397.6667
135 | 2002009170 | 407 | 397
136 | 2002009170 | 407 | 397
137 | 2002009170 | 407 | 397
138 | 2002009170 | 407 | 397
139 | 2002009170 | 407 | 397
140 | 2002009170 | 407 | 397
141 | 2002009170 | 407 | 397
142 | 2002009170 | 406 | 396
143 | 2002009170 | 405 | 395
0 | 2006006508 | 343 | 333
1 | 2006006508 | 344 | 334
2 | 2006006508 | 345 | 335
3 | 2006006508 | 346 | 336
4 | 2006006508 | 348 | 338
5 | 2006006508 | 350 | 340
6 | 2006006508 | 352 | 342
7 | 2006006508 | 353 | 343
8 | 2006006508 | 354 | 344
9 | 2006006508 | 355 | 345
10 | 2006006508 | 356.6667 | 346.6667
11 | 2006006508 | 358.3333 | 348.3333
12 | 2006006508 | 360 | 350
13 | 2006006508 | 363.6667 | 353.6667
14 | 2006006508 | 367.3333 | 357.3333
15 | 2006006508 | 371 | 361
16 | 2006006508 | 373.3333 | 363.3333
17 | 2006006508 | 375.6667 | 365.6667
18 | 2006006508 | 378 | 368
19 | 2006006508 | 378.6667 | 368.6667
20 | 2006006508 | 379.3333 | 369.3333
21 | 2006006508 | 380 | 370
22 | 2006006508 | 381.3333 | 371.3333
23 | 2006006508 | 382.6667 | 372.6667
24 | 2006006508 | 384 | 374
25 | 2006006508 | 385.3333 | 375.3333
26 | 2006006508 | 386.6667 | 376.6667
27 | 2006006508 | 388 | 378
28 | 2006006508 | 387 | 377
29 | 2006006508 | 386 | 376
30 | 2006006508 | 385 | 375
31 | 2006006508 | 383 | 373
32 | 2006006508 | 381 | 371
33 | 2006006508 | 379 | 369
34 | 2006006508 | 378.3333 | 368.3333
35 | 2006006508 | 377.6667 | 367.6667
36 | 2006006508 | 377 | 367
37 | 2006006508 | 377.3333 | 367.3333
38 | 2006006508 | 377.6667 | 367.6667
39 | 2006006508 | 378 | 368
40 | 2006006508 | 379.6667 | 369.6667
41 | 2006006508 | 381.3333 | 371.3333
42 | 2006006508 | 383 | 373
43 | 2006006508 | 385.3333 | 375.3333
44 | 2006006508 | 387.6667 | 377.6667
45 | 2006006508 | 390 | 380
46 | 2006006508 | 391.3333 | 381.3333
47 | 2006006508 | 392.6667 | 382.6667
48 | 2006006508 | 394 | 384
49 | 2006006508 | 393.3333 | 383.3333
50 | 2006006508 | 392.6667 | 382.6667
51 | 2006006508 | 392 | 382
52 | 2006006508 | 387.6667 | 377.6667
53 | 2006006508 | 383.3333 | 373.3333
54 | 2006006508 | 379 | 369
55 | 2006006508 | 372.3333 | 362.3333
56 | 2006006508 | 365.6667 | 355.6667
57 | 2006006508 | 359 | 349
58 | 2006006508 | 353.6667 | 343.6667
59 | 2006006508 | 348.3333 | 338.3333
60 | 2006006508 | 343 | 333
61 | 2006006508 | 338.3333 | 328.3333
62 | 2006006508 | 333.6667 | 323.6667
63 | 2006006508 | 329 | 319
64 | 2006006508 | 326 | 316
65 | 2006006508 | 323 | 313
66 | 2006006508 | 320 | 310
67 | 2006006508 | 318.3333 | 308.3333
68 | 2006006508 | 316.6667 | 306.6667
69 | 2006006508 | 315 | 305
70 | 2006006508 | 315.3333 | 305.3333
71 | 2006006508 | 315.6667 | 305.6667
72 | 2006006508 | 316 | 306
73 | 2006006508 | 316.3333 | 306.3333
74 | 2006006508 | 316.6667 | 306.6667
75 | 2006006508 | 317 | 307
76 | 2006006508 | 316.3333 | 306.3333
77 | 2006006508 | 315.6667 | 305.6667
78 | 2006006508 | 315 | 305
79 | 2006006508 | 314.6667 | 304.6667
80 | 2006006508 | 314.3333 | 304.3333
81 | 2006006508 | 314 | 304
82 | 2006006508 | 316.3333 | 306.3333
83 | 2006006508 | 318.6667 | 308.6667
84 | 2006006508 | 321 | 311
85 | 2006006508 | 323.3333 | 313.3333
86 | 2006006508 | 325.6667 | 315.6667
87 | 2006006508 | 328 | 318
88 | 2006006508 | 328.3333 | 318.3333
89 | 2006006508 | 328.6667 | 318.6667
90 | 2006006508 | 329 | 339
91 | 2006006508 | 329 | 339
92 | 2006006508 | 329 | 339
93 | 2006006508 | 329 | 339
94 | 2006006508 | 328.6667 | 338.6667
95 | 2006006508 | 328.3333 | 338.3333
96 | 2006006508 | 328 | 338
97 | 2006006508 | 327.6667 | 337.6667
98 | 2006006508 | 327.3333 | 337.3333
99 | 2006006508 | 327 | 337
100 | 2006006508 | 328.6667 | 338.6667
101 | 2006006508 | 330.3333 | 340.3333
102 | 2006006508 | 332 | 342
103 | 2006006508 | 334.3333 | 344.3333
104 | 2006006508 | 336.6667 | 346.6667
105 | 2006006508 | 339 | 349
106 | 2006006508 | 339.3333 | 349.3333
107 | 2006006508 | 339.6667 | 349.6667
108 | 2006006508 | 340 | 350
109 | 2006006508 | 342.3333 | 352.3333
110 | 2006006508 | 344.6667 | 354.6667
111 | 2006006508 | 347 | 357
112 | 2006006508 | 349.6667 | 359.6667
113 | 2006006508 | 352.3333 | 362.3333
114 | 2006006508 | 355 | 365
115 | 2006006508 | 360.3333 | 370.3333
116 | 2006006508 | 365.6667 | 375.6667
117 | 2006006508 | 371 | 381
118 | 2006006508 | 373.6667 | 383.6667
119 | 2006006508 | 376.3333 | 386.3333
120 | 2006006508 | 379 | 389
121 | 2006006508 | 383.3333 | 393.3333
122 | 2006006508 | 387.6667 | 377.6667
123 | 2006006508 | 392 | 382
124 | 2006006508 | 395.3333 | 385.3333
125 | 2006006508 | 398.6667 | 388.6667
126 | 2006006508 | 402 | 392
127 | 2006006508 | 404.3333 | 394.3333
128 | 2006006508 | 406.6667 | 396.6667
129 | 2006006508 | 409 | 399
130 | 2006006508 | 409 | 399
131 | 2006006508 | 409 | 399
132 | 2006006508 | 409 | 399
133 | 2006006508 | 408.3333 | 398.3333
134 | 2006006508 | 407.6667 | 397.6667
135 | 2006006508 | 407 | 397
136 | 2006006508 | 407 | 397
137 | 2006006508 | 407 | 397
138 | 2006006508 | 407 | 397
139 | 2006006508 | 407 | 397
140 | 2006006508 | 407 | 397
141 | 2006006508 | 407 | 397
142 | 2006006508 | 406 | 396
143 | 2006006508 | 405 | 395
0 | 2015008397 | 343 | 333
1 | 2015008397 | 344 | 334
2 | 2015008397 | 345 | 335
3 | 2015008397 | 346 | 336
4 | 2015008397 | 348 | 338
5 | 2015008397 | 350 | 340
6 | 2015008397 | 352 | 342
7 | 2015008397 | 353 | 343
8 | 2015008397 | 354 | 344
9 | 2015008397 | 355 | 345
10 | 2015008397 | 356.6667 | 346.6667
11 | 2015008397 | 358.3333 | 348.3333
12 | 2015008397 | 360 | 350
13 | 2015008397 | 363.6667 | 353.6667
14 | 2015008397 | 367.3333 | 357.3333
15 | 2015008397 | 371 | 361
16 | 2015008397 | 373.3333 | 363.3333
17 | 2015008397 | 375.6667 | 365.6667
18 | 2015008397 | 378 | 368
19 | 2015008397 | 378.6667 | 368.6667
20 | 2015008397 | 379.3333 | 369.3333
21 | 2015008397 | 380 | 370
22 | 2015008397 | 381.3333 | 371.3333
23 | 2015008397 | 382.6667 | 372.6667
24 | 2015008397 | 384 | 374
25 | 2015008397 | 385.3333 | 375.3333
26 | 2015008397 | 386.6667 | 376.6667
27 | 2015008397 | 388 | 378
28 | 2015008397 | 387 | 377
29 | 2015008397 | 386 | 376
30 | 2015008397 | 385 | 375
31 | 2015008397 | 383 | 373
32 | 2015008397 | 381 | 371
33 | 2015008397 | 379 | 369
34 | 2015008397 | 378.3333 | 368.3333
35 | 2015008397 | 377.6667 | 367.6667
36 | 2015008397 | 377 | 367
37 | 2015008397 | 377.3333 | 367.3333
38 | 2015008397 | 377.6667 | 367.6667
39 | 2015008397 | 378 | 368
40 | 2015008397 | 379.6667 | 369.6667
41 | 2015008397 | 381.3333 | 371.3333
42 | 2015008397 | 383 | 373
43 | 2015008397 | 385.3333 | 375.3333
44 | 2015008397 | 387.6667 | 377.6667
45 | 2015008397 | 390 | 380
46 | 2015008397 | 391.3333 | 381.3333
47 | 2015008397 | 392.6667 | 382.6667
48 | 2015008397 | 394 | 384
49 | 2015008397 | 393.3333 | 383.3333
50 | 2015008397 | 392.6667 | 382.6667
51 | 2015008397 | 392 | 382
52 | 2015008397 | 387.6667 | 377.6667
53 | 2015008397 | 383.3333 | 373.3333
54 | 2015008397 | 379 | 369
55 | 2015008397 | 372.3333 | 362.3333
56 | 2015008397 | 365.6667 | 355.6667
57 | 2015008397 | 359 | 349
58 | 2015008397 | 353.6667 | 343.6667
59 | 2015008397 | 348.3333 | 338.3333
60 | 2015008397 | 343 | 333
61 | 2015008397 | 338.3333 | 328.3333
62 | 2015008397 | 333.6667 | 323.6667
63 | 2015008397 | 329 | 319
64 | 2015008397 | 326 | 316
65 | 2015008397 | 323 | 313
66 | 2015008397 | 320 | 310
67 | 2015008397 | 318.3333 | 308.3333
68 | 2015008397 | 316.6667 | 306.6667
69 | 2015008397 | 315 | 305
70 | 2015008397 | 315.3333 | 305.3333
71 | 2015008397 | 315.6667 | 305.6667
72 | 2015008397 | 316 | 306
73 | 2015008397 | 316.3333 | 306.3333
74 | 2015008397 | 316.6667 | 306.6667
75 | 2015008397 | 317 | 307
76 | 2015008397 | 316.3333 | 306.3333
77 | 2015008397 | 315.6667 | 305.6667
78 | 2015008397 | 315 | 305
79 | 2015008397 | 314.6667 | 304.6667
80 | 2015008397 | 314.3333 | 304.3333
81 | 2015008397 | 314 | 304
82 | 2015008397 | 316.3333 | 306.3333
83 | 2015008397 | 318.6667 | 308.6667
84 | 2015008397 | 321 | 311
85 | 2015008397 | 323.3333 | 313.3333
86 | 2015008397 | 325.6667 | 315.6667
87 | 2015008397 | 328 | 318
88 | 2015008397 | 328.3333 | 318.3333
89 | 2015008397 | 328.6667 | 318.6667
90 | 2015008397 | 329 | 339
91 | 2015008397 | 329 | 339
92 | 2015008397 | 329 | 339
93 | 2015008397 | 329 | 339
94 | 2015008397 | 328.6667 | 338.6667
95 | 2015008397 | 328.3333 | 338.3333
96 | 2015008397 | 328 | 338
97 | 2015008397 | 327.6667 | 337.6667
98 | 2015008397 | 327.3333 | 337.3333
99 | 2015008397 | 327 | 337
100 | 2015008397 | 328.6667 | 338.6667
101 | 2015008397 | 330.3333 | 340.3333
102 | 2015008397 | 332 | 342
103 | 2015008397 | 334.3333 | 344.3333
104 | 2015008397 | 336.6667 | 346.6667
105 | 2015008397 | 339 | 349
106 | 2015008397 | 339.3333 | 349.3333
107 | 2015008397 | 339.6667 | 349.6667
108 | 2015008397 | 340 | 350
109 | 2015008397 | 342.3333 | 352.3333
110 | 2015008397 | 344.6667 | 354.6667
111 | 2015008397 | 347 | 357
112 | 2015008397 | 349.6667 | 359.6667
113 | 2015008397 | 352.3333 | 362.3333
114 | 2015008397 | 355 | 365
115 | 2015008397 | 360.3333 | 370.3333
116 | 2015008397 | 365.6667 | 375.6667
117 | 2015008397 | 371 | 381
118 | 2015008397 | 373.6667 | 383.6667
119 | 2015008397 | 376.3333 | 386.3333
120 | 2015008397 | 379 | 389
121 | 2015008397 | 383.3333 | 393.3333
122 | 2015008397 | 387.6667 | 377.6667
123 | 2015008397 | 392 | 382
124 | 2015008397 | 395.3333 | 385.3333
125 | 2015008397 | 398.6667 | 388.6667
126 | 2015008397 | 402 | 392
127 | 2015008397 | 404.3333 | 394.3333
128 | 2015008397 | 406.6667 | 396.6667
129 | 2015008397 | 409 | 399
130 | 2015008397 | 409 | 399
131 | 2015008397 | 409 | 399
132 | 2015008397 | 409 | 399
133 | 2015008397 | 408.3333 | 398.3333
134 | 2015008397 | 407.6667 | 397.6667
135 | 2015008397 | 407 | 397
136 | 2015008397 | 407 | 397
137 | 2015008397 | 407 | 397
138 | 2015008397 | 407 | 397
139 | 2015008397 | 407 | 397
140 | 2015008397 | 407 | 397
141 | 2015008397 | 407 | 397
142 | 2015008397 | 406 | 396
143 | 2015008397 | 405 | 395
0 | 2011003195 | 343 | 333
1 | 2011003195 | 344 | 334
2 | 2011003195 | 345 | 335
3 | 2011003195 | 346 | 336
4 | 2011003195 | 348 | 338
5 | 2011003195 | 350 | 340
6 | 2011003195 | 352 | 342
7 | 2011003195 | 353 | 343
8 | 2011003195 | 354 | 344
9 | 2011003195 | 355 | 345
10 | 2011003195 | 356.6667 | 346.6667
11 | 2011003195 | 358.3333 | 348.3333
12 | 2011003195 | 360 | 350
13 | 2011003195 | 363.6667 | 353.6667
14 | 2011003195 | 367.3333 | 357.3333
15 | 2011003195 | 371 | 361
16 | 2011003195 | 373.3333 | 363.3333
17 | 2011003195 | 375.6667 | 365.6667
18 | 2011003195 | 378 | 368
19 | 2011003195 | 378.6667 | 368.6667
20 | 2011003195 | 379.3333 | 369.3333
21 | 2011003195 | 380 | 370
22 | 2011003195 | 381.3333 | 371.3333
23 | 2011003195 | 382.6667 | 372.6667
24 | 2011003195 | 384 | 374
25 | 2011003195 | 385.3333 | 375.3333
26 | 2011003195 | 386.6667 | 376.6667
27 | 2011003195 | 388 | 378
28 | 2011003195 | 387 | 377
29 | 2011003195 | 386 | 376
30 | 2011003195 | 385 | 375
31 | 2011003195 | 383 | 373
32 | 2011003195 | 381 | 371
33 | 2011003195 | 379 | 369
34 | 2011003195 | 378.3333 | 368.3333
35 | 2011003195 | 377.6667 | 367.6667
36 | 2011003195 | 377 | 367
37 | 2011003195 | 377.3333 | 367.3333
38 | 2011003195 | 377.6667 | 367.6667
39 | 2011003195 | 378 | 368
40 | 2011003195 | 379.6667 | 369.6667
41 | 2011003195 | 381.3333 | 371.3333
42 | 2011003195 | 383 | 373
43 | 2011003195 | 385.3333 | 375.3333
44 | 2011003195 | 387.6667 | 377.6667
45 | 2011003195 | 390 | 380
46 | 2011003195 | 391.3333 | 381.3333
47 | 2011003195 | 392.6667 | 382.6667
48 | 2011003195 | 394 | 384
49 | 2011003195 | 393.3333 | 383.3333
50 | 2011003195 | 392.6667 | 382.6667
51 | 2011003195 | 392 | 382
52 | 2011003195 | 387.6667 | 377.6667
53 | 2011003195 | 383.3333 | 373.3333
54 | 2011003195 | 379 | 369
55 | 2011003195 | 372.3333 | 362.3333
56 | 2011003195 | 365.6667 | 355.6667
57 | 2011003195 | 359 | 349
58 | 2011003195 | 353.6667 | 343.6667
59 | 2011003195 | 348.3333 | 338.3333
60 | 2011003195 | 343 | 333
61 | 2011003195 | 338.3333 | 328.3333
62 | 2011003195 | 333.6667 | 323.6667
63 | 2011003195 | 329 | 319
64 | 2011003195 | 326 | 316
65 | 2011003195 | 323 | 313
66 | 2011003195 | 320 | 310
67 | 2011003195 | 318.3333 | 308.3333
68 | 2011003195 | 316.6667 | 306.6667
69 | 2011003195 | 315 | 305
70 | 2011003195 | 315.3333 | 305.3333
71 | 2011003195 | 315.6667 | 305.6667
72 | 2011003195 | 316 | 306
73 | 2011003195 | 316.3333 | 306.3333
74 | 2011003195 | 316.6667 | 306.6667
75 | 2011003195 | 317 | 307
76 | 2011003195 | 316.3333 | 306.3333
77 | 2011003195 | 315.6667 | 305.6667
78 | 2011003195 | 315 | 305
79 | 2011003195 | 314.6667 | 304.6667
80 | 2011003195 | 314.3333 | 304.3333
81 | 2011003195 | 314 | 304
82 | 2011003195 | 316.3333 | 306.3333
83 | 2011003195 | 318.6667 | 308.6667
84 | 2011003195 | 321 | 311
85 | 2011003195 | 323.3333 | 313.3333
86 | 2011003195 | 325.6667 | 315.6667
87 | 2011003195 | 328 | 318
88 | 2011003195 | 328.3333 | 318.3333
89 | 2011003195 | 328.6667 | 318.6667
90 | 2011003195 | 329 | 339
91 | 2011003195 | 329 | 339
92 | 2011003195 | 329 | 339
93 | 2011003195 | 329 | 339
94 | 2011003195 | 328.6667 | 338.6667
95 | 2011003195 | 328.3333 | 338.3333
96 | 2011003195 | 328 | 338
97 | 2011003195 | 327.6667 | 337.6667
98 | 2011003195 | 327.3333 | 337.3333
99 | 2011003195 | 327 | 337
100 | 2011003195 | 328.6667 | 338.6667
101 | 2011003195 | 330.3333 | 340.3333
102 | 2011003195 | 332 | 342
103 | 2011003195 | 334.3333 | 344.3333
104 | 2011003195 | 336.6667 | 346.6667
105 | 2011003195 | 339 | 349
106 | 2011003195 | 339.3333 | 349.3333
107 | 2011003195 | 339.6667 | 349.6667
108 | 2011003195 | 340 | 350
109 | 2011003195 | 342.3333 | 352.3333
110 | 2011003195 | 344.6667 | 354.6667
111 | 2011003195 | 347 | 357
112 | 2011003195 | 349.6667 | 359.6667
113 | 2011003195 | 352.3333 | 362.3333
114 | 2011003195 | 355 | 365
115 | 2011003195 | 360.3333 | 370.3333
116 | 2011003195 | 365.6667 | 375.6667
117 | 2011003195 | 371 | 381
118 | 2011003195 | 373.6667 | 383.6667
119 | 2011003195 | 376.3333 | 386.3333
120 | 2011003195 | 379 | 389
121 | 2011003195 | 383.3333 | 393.3333
122 | 2011003195 | 387.6667 | 377.6667
123 | 2011003195 | 392 | 382
124 | 2011003195 | 395.3333 | 385.3333
125 | 2011003195 | 398.6667 | 388.6667
126 | 2011003195 | 402 | 392
127 | 2011003195 | 404.3333 | 394.3333
128 | 2011003195 | 406.6667 | 396.6667
129 | 2011003195 | 409 | 399
130 | 2011003195 | 409 | 399
131 | 2011003195 | 409 | 399
132 | 2011003195 | 409 | 399
133 | 2011003195 | 408.3333 | 398.3333
134 | 2011003195 | 407.6667 | 397.6667
135 | 2011003195 | 407 | 397
136 | 2011003195 | 407 | 397
137 | 2011003195 | 407 | 397
138 | 2011003195 | 407 | 397
139 | 2011003195 | 407 | 397
140 | 2011003195 | 407 | 397
141 | 2011003195 | 407 | 397
142 | 2011003195 | 406 | 396
143 | 2011003195 | 405 | 395
0 | 2007001726 | 343 | 333
1 | 2007001726 | 344 | 334
2 | 2007001726 | 345 | 335
3 | 2007001726 | 346 | 336
4 | 2007001726 | 348 | 338
5 | 2007001726 | 350 | 340
6 | 2007001726 | 352 | 342
7 | 2007001726 | 353 | 343
8 | 2007001726 | 354 | 344
9 | 2007001726 | 355 | 345
10 | 2007001726 | 356.6667 | 346.6667
11 | 2007001726 | 358.3333 | 348.3333
12 | 2007001726 | 360 | 350
13 | 2007001726 | 363.6667 | 353.6667
14 | 2007001726 | 367.3333 | 357.3333
15 | 2007001726 | 371 | 361
16 | 2007001726 | 373.3333 | 363.3333
17 | 2007001726 | 375.6667 | 365.6667
18 | 2007001726 | 378 | 368
19 | 2007001726 | 378.6667 | 368.6667
20 | 2007001726 | 379.3333 | 369.3333
21 | 2007001726 | 380 | 370
22 | 2007001726 | 381.3333 | 371.3333
23 | 2007001726 | 382.6667 | 372.6667
24 | 2007001726 | 384 | 374
25 | 2007001726 | 385.3333 | 375.3333
26 | 2007001726 | 386.6667 | 376.6667
27 | 2007001726 | 388 | 378
28 | 2007001726 | 387 | 377
29 | 2007001726 | 386 | 376
30 | 2007001726 | 385 | 375
31 | 2007001726 | 383 | 373
32 | 2007001726 | 381 | 371
33 | 2007001726 | 379 | 369
34 | 2007001726 | 378.3333 | 368.3333
35 | 2007001726 | 377.6667 | 367.6667
36 | 2007001726 | 377 | 367
37 | 2007001726 | 377.3333 | 367.3333
38 | 2007001726 | 377.6667 | 367.6667
39 | 2007001726 | 378 | 368
40 | 2007001726 | 379.6667 | 369.6667
41 | 2007001726 | 381.3333 | 371.3333
42 | 2007001726 | 383 | 373
43 | 2007001726 | 385.3333 | 375.3333
44 | 2007001726 | 387.6667 | 377.6667
45 | 2007001726 | 390 | 380
46 | 2007001726 | 391.3333 | 381.3333
47 | 2007001726 | 392.6667 | 382.6667
48 | 2007001726 | 394 | 384
49 | 2007001726 | 393.3333 | 383.3333
50 | 2007001726 | 392.6667 | 382.6667
51 | 2007001726 | 392 | 382
52 | 2007001726 | 387.6667 | 377.6667
53 | 2007001726 | 383.3333 | 373.3333
54 | 2007001726 | 379 | 369
55 | 2007001726 | 372.3333 | 362.3333
56 | 2007001726 | 365.6667 | 355.6667
57 | 2007001726 | 359 | 349
58 | 2007001726 | 353.6667 | 343.6667
59 | 2007001726 | 348.3333 | 338.3333
60 | 2007001726 | 343 | 333
61 | 2007001726 | 338.3333 | 328.3333
62 | 2007001726 | 333.6667 | 323.6667
63 | 2007001726 | 329 | 319
64 | 2007001726 | 326 | 316
65 | 2007001726 | 323 | 313
66 | 2007001726 | 320 | 310
67 | 2007001726 | 318.3333 | 308.3333
68 | 2007001726 | 316.6667 | 306.6667
69 | 2007001726 | 315 | 305
70 | 2007001726 | 315.3333 | 305.3333
71 | 2007001726 | 315.6667 | 305.6667
72 | 2007001726 | 316 | 306
73 | 2007001726 | 316.3333 | 306.3333
74 | 2007001726 | 316.6667 | 306.6667
75 | 2007001726 | 317 | 307
76 | 2007001726 | 316.3333 | 306.3333
77 | 2007001726 | 315.6667 | 305.6667
78 | 2007001726 | 315 | 305
79 | 2007001726 | 314.6667 | 304.6667
80 | 2007001726 | 314.3333 | 304.3333
81 | 2007001726 | 314 | 304
82 | 2007001726 | 316.3333 | 306.3333
83 | 2007001726 | 318.6667 | 308.6667
84 | 2007001726 | 321 | 311
85 | 2007001726 | 323.3333 | 313.3333
86 | 2007001726 | 325.6667 | 315.6667
87 | 2007001726 | 328 | 318
88 | 2007001726 | 328.3333 | 318.3333
89 | 2007001726 | 328.6667 | 318.6667
90 | 2007001726 | 329 | 339
91 | 2007001726 | 329 | 339
92 | 2007001726 | 329 | 339
93 | 2007001726 | 329 | 339
94 | 2007001726 | 328.6667 | 338.6667
95 | 2007001726 | 328.3333 | 338.3333
96 | 2007001726 | 328 | 338
97 | 2007001726 | 327.6667 | 337.6667
98 | 2007001726 | 327.3333 | 337.3333
99 | 2007001726 | 327 | 337
100 | 2007001726 | 328.6667 | 338.6667
101 | 2007001726 | 330.3333 | 340.3333
102 | 2007001726 | 332 | 342
103 | 2007001726 | 334.3333 | 344.3333
104 | 2007001726 | 336.6667 | 346.6667
105 | 2007001726 | 339 | 349
106 | 2007001726 | 339.3333 | 349.3333
107 | 2007001726 | 339.6667 | 349.6667
108 | 2007001726 | 340 | 350
109 | 2007001726 | 342.3333 | 352.3333
110 | 2007001726 | 344.6667 | 354.6667
111 | 2007001726 | 347 | 357
112 | 2007001726 | 349.6667 | 359.6667
113 | 2007001726 | 352.3333 | 362.3333
114 | 2007001726 | 355 | 365
115 | 2007001726 | 360.3333 | 370.3333
116 | 2007001726 | 365.6667 | 375.6667
117 | 2007001726 | 371 | 381
118 | 2007001726 | 373.6667 | 383.6667
119 | 2007001726 | 376.3333 | 386.3333
120 | 2007001726 | 379 | 389
121 | 2007001726 | 383.3333 | 393.3333
122 | 2007001726 | 387.6667 | 377.6667
123 | 2007001726 | 392 | 382
124 | 2007001726 | 395.3333 | 385.3333
125 | 2007001726 | 398.6667 | 388.6667
126 | 2007001726 | 402 | 392
127 | 2007001726 | 404.3333 | 394.3333
128 | 2007001726 | 406.6667 | 396.6667
129 | 2007001726 | 409 | 399
130 | 2007001726 | 409 | 399
131 | 2007001726 | 409 | 399
132 | 2007001726 | 409 | 399
133 | 2007001726 | 408.3333 | 398.3333
134 | 2007001726 | 407.6667 | 397.6667
135 | 2007001726 | 407 | 397
136 | 2007001726 | 407 | 397
137 | 2007001726 | 407 | 397
138 | 2007001726 | 407 | 397
139 | 2007001726 | 407 | 397
140 | 2007001726 | 407 | 397
141 | 2007001726 | 407 | 397
142 | 2007001726 | 406 | 396
143 | 2007001726 | 405 | 395
0 | 2009010198 | 343 | 333
1 | 2009010198 | 344 | 334
2 | 2009010198 | 345 | 335
3 | 2009010198 | 346 | 336
4 | 2009010198 | 348 | 338
5 | 2009010198 | 350 | 340
6 | 2009010198 | 352 | 342
7 | 2009010198 | 353 | 343
8 | 2009010198 | 354 | 344
9 | 2009010198 | 355 | 345
10 | 2009010198 | 356.6667 | 346.6667
11 | 2009010198 | 358.3333 | 348.3333
12 | 2009010198 | 360 | 350
13 | 2009010198 | 363.6667 | 353.6667
14 | 2009010198 | 367.3333 | 357.3333
15 | 2009010198 | 371 | 361
16 | 2009010198 | 373.3333 | 363.3333
17 | 2009010198 | 375.6667 | 365.6667
18 | 2009010198 | 378 | 368
19 | 2009010198 | 378.6667 | 368.6667
20 | 2009010198 | 379.3333 | 369.3333
21 | 2009010198 | 380 | 370
22 | 2009010198 | 381.3333 | 371.3333
23 | 2009010198 | 382.6667 | 372.6667
24 | 2009010198 | 384 | 374
25 | 2009010198 | 385.3333 | 375.3333
26 | 2009010198 | 386.6667 | 376.6667
27 | 2009010198 | 388 | 378
28 | 2009010198 | 387 | 377
29 | 2009010198 | 386 | 376
30 | 2009010198 | 385 | 375
31 | 2009010198 | 383 | 373
32 | 2009010198 | 381 | 371
33 | 2009010198 | 379 | 369
34 | 2009010198 | 378.3333 | 368.3333
35 | 2009010198 | 377.6667 | 367.6667
36 | 2009010198 | 377 | 367
37 | 2009010198 | 377.3333 | 367.3333
38 | 2009010198 | 377.6667 | 367.6667
39 | 2009010198 | 378 | 368
40 | 2009010198 | 379.6667 | 369.6667
41 | 2009010198 | 381.3333 | 371.3333
42 | 2009010198 | 383 | 373
43 | 2009010198 | 385.3333 | 375.3333
44 | 2009010198 | 387.6667 | 377.6667
45 | 2009010198 | 390 | 380
46 | 2009010198 | 391.3333 | 381.3333
47 | 2009010198 | 392.6667 | 382.6667
48 | 2009010198 | 394 | 384
49 | 2009010198 | 393.3333 | 383.3333
50 | 2009010198 | 392.6667 | 382.6667
51 | 2009010198 | 392 | 382
52 | 2009010198 | 387.6667 | 377.6667
53 | 2009010198 | 383.3333 | 373.3333
54 | 2009010198 | 379 | 369
55 | 2009010198 | 372.3333 | 362.3333
56 | 2009010198 | 365.6667 | 355.6667
57 | 2009010198 | 359 | 349
58 | 2009010198 | 353.6667 | 343.6667
59 | 2009010198 | 348.3333 | 338.3333
60 | 2009010198 | 343 | 333
61 | 2009010198 | 338.3333 | 328.3333
62 | 2009010198 | 333.6667 | 323.6667
63 | 2009010198 | 329 | 319
64 | 2009010198 | 326 | 316
65 | 2009010198 | 323 | 313
66 | 2009010198 | 320 | 310
67 | 2009010198 | 318.3333 | 308.3333
68 | 2009010198 | 316.6667 | 306.6667
69 | 2009010198 | 315 | 305
70 | 2009010198 | 315.3333 | 305.3333
71 | 2009010198 | 315.6667 | 305.6667
72 | 2009010198 | 316 | 306
73 | 2009010198 | 316.3333 | 306.3333
74 | 2009010198 | 316.6667 | 306.6667
75 | 2009010198 | 317 | 307
76 | 2009010198 | 316.3333 | 306.3333
77 | 2009010198 | 315.6667 | 305.6667
78 | 2009010198 | 315 | 305
79 | 2009010198 | 314.6667 | 304.6667
80 | 2009010198 | 314.3333 | 304.3333
81 | 2009010198 | 314 | 304
82 | 2009010198 | 316.3333 | 306.3333
83 | 2009010198 | 318.6667 | 308.6667
84 | 2009010198 | 321 | 311
85 | 2009010198 | 323.3333 | 313.3333
86 | 2009010198 | 325.6667 | 315.6667
87 | 2009010198 | 328 | 318
88 | 2009010198 | 328.3333 | 318.3333
89 | 2009010198 | 328.6667 | 318.6667
90 | 2009010198 | 329 | 339
91 | 2009010198 | 329 | 339
92 | 2009010198 | 329 | 339
93 | 2009010198 | 329 | 339
94 | 2009010198 | 328.6667 | 338.6667
95 | 2009010198 | 328.3333 | 338.3333
96 | 2009010198 | 328 | 338
97 | 2009010198 | 327.6667 | 337.6667
98 | 2009010198 | 327.3333 | 337.3333
99 | 2009010198 | 327 | 337
100 | 2009010198 | 328.6667 | 338.6667
101 | 2009010198 | 330.3333 | 340.3333
102 | 2009010198 | 332 | 342
103 | 2009010198 | 334.3333 | 344.3333
104 | 2009010198 | 336.6667 | 346.6667
105 | 2009010198 | 339 | 349
106 | 2009010198 | 339.3333 | 349.3333
107 | 2009010198 | 339.6667 | 349.6667
108 | 2009010198 | 340 | 350
109 | 2009010198 | 342.3333 | 352.3333
110 | 2009010198 | 344.6667 | 354.6667
111 | 2009010198 | 347 | 357
112 | 2009010198 | 349.6667 | 359.6667
113 | 2009010198 | 352.3333 | 362.3333
114 | 2009010198 | 355 | 365
115 | 2009010198 | 360.3333 | 370.3333
116 | 2009010198 | 365.6667 | 375.6667
117 | 2009010198 | 371 | 381
118 | 2009010198 | 373.6667 | 383.6667
119 | 2009010198 | 376.3333 | 386.3333
120 | 2009010198 | 379 | 389
121 | 2009010198 | 383.3333 | 393.3333
122 | 2009010198 | 387.6667 | 377.6667
123 | 2009010198 | 392 | 382
124 | 2009010198 | 395.3333 | 385.3333
125 | 2009010198 | 398.6667 | 388.6667
126 | 2009010198 | 402 | 392
127 | 2009010198 | 404.3333 | 394.3333
128 | 2009010198 | 406.6667 | 396.6667
129 | 2009010198 | 409 | 399
130 | 2009010198 | 409 | 399
131 | 2009010198 | 409 | 399
132 | 2009010198 | 409 | 399
133 | 2009010198 | 408.3333 | 398.3333
134 | 2009010198 | 407.6667 | 397.6667
135 | 2009010198 | 407 | 397
136 | 2009010198 | 407 | 397
137 | 2009010198 | 407 | 397
138 | 2009010198 | 407 | 397
139 | 2009010198 | 407 | 397
140 | 2009010198 | 407 | 397
141 | 2009010198 | 407 | 397
142 | 2009010198 | 406 | 396
143 | 2009010198 | 405 | 395
0 | 2008000477 | 343 | 333
1 | 2008000477 | 344 | 334
2 | 2008000477 | 345 | 335
3 | 2008000477 | 346 | 336
4 | 2008000477 | 348 | 338
5 | 2008000477 | 350 | 340
6 | 2008000477 | 352 | 342
7 | 2008000477 | 353 | 343
8 | 2008000477 | 354 | 344
9 | 2008000477 | 355 | 345
10 | 2008000477 | 356.6667 | 346.6667
11 | 2008000477 | 358.3333 | 348.3333
12 | 2008000477 | 360 | 350
13 | 2008000477 | 363.6667 | 353.6667
14 | 2008000477 | 367.3333 | 357.3333
15 | 2008000477 | 371 | 361
16 | 2008000477 | 373.3333 | 363.3333
17 | 2008000477 | 375.6667 | 365.6667
18 | 2008000477 | 378 | 368
19 | 2008000477 | 378.6667 | 368.6667
20 | 2008000477 | 379.3333 | 369.3333
21 | 2008000477 | 380 | 370
22 | 2008000477 | 381.3333 | 371.3333
23 | 2008000477 | 382.6667 | 372.6667
24 | 2008000477 | 384 | 374
25 | 2008000477 | 385.3333 | 375.3333
26 | 2008000477 | 386.6667 | 376.6667
27 | 2008000477 | 388 | 378
28 | 2008000477 | 387 | 377
29 | 2008000477 | 386 | 376
30 | 2008000477 | 385 | 375
31 | 2008000477 | 383 | 373
32 | 2008000477 | 381 | 371
33 | 2008000477 | 379 | 369
34 | 2008000477 | 378.3333 | 368.3333
35 | 2008000477 | 377.6667 | 367.6667
36 | 2008000477 | 377 | 367
37 | 2008000477 | 377.3333 | 367.3333
38 | 2008000477 | 377.6667 | 367.6667
39 | 2008000477 | 378 | 368
40 | 2008000477 | 379.6667 | 369.6667
41 | 2008000477 | 381.3333 | 371.3333
42 | 2008000477 | 383 | 373
43 | 2008000477 | 385.3333 | 375.3333
44 | 2008000477 | 387.6667 | 377.6667
45 | 2008000477 | 390 | 380
46 | 2008000477 | 391.3333 | 381.3333
47 | 2008000477 | 392.6667 | 382.6667
48 | 2008000477 | 394 | 384
49 | 2008000477 | 393.3333 | 383.3333
50 | 2008000477 | 392.6667 | 382.6667
51 | 2008000477 | 392 | 382
52 | 2008000477 | 387.6667 | 377.6667
53 | 2008000477 | 383.3333 | 373.3333
54 | 2008000477 | 379 | 369
55 | 2008000477 | 372.3333 | 362.3333
56 | 2008000477 | 365.6667 | 355.6667
57 | 2008000477 | 359 | 349
58 | 2008000477 | 353.6667 | 343.6667
59 | 2008000477 | 348.3333 | 338.3333
60 | 2008000477 | 343 | 333
61 | 2008000477 | 338.3333 | 328.3333
62 | 2008000477 | 333.6667 | 323.6667
63 | 2008000477 | 329 | 319
64 | 2008000477 | 326 | 316
65 | 2008000477 | 323 | 313
66 | 2008000477 | 320 | 310
67 | 2008000477 | 318.3333 | 308.3333
68 | 2008000477 | 316.6667 | 306.6667
69 | 2008000477 | 315 | 305
70 | 2008000477 | 315.3333 | 305.3333
71 | 2008000477 | 315.6667 | 305.6667
72 | 2008000477 | 316 | 306
73 | 2008000477 | 316.3333 | 306.3333
74 | 2008000477 | 316.6667 | 306.6667
75 | 2008000477 | 317 | 307
76 | 2008000477 | 316.3333 | 306.3333
77 | 2008000477 | 315.6667 | 305.6667
78 | 2008000477 | 315 | 305
79 | 2008000477 | 314.6667 | 304.6667
80 | 2008000477 | 314.3333 | 304.3333
81 | 2008000477 | 314 | 304
82 | 2008000477 | 316.3333 | 306.3333
83 | 2008000477 | 318.6667 | 308.6667
84 | 2008000477 | 321 | 311
85 | 2008000477 | 323.3333 | 313.3333
86 | 2008000477 | 325.6667 | 315.6667
87 | 2008000477 | 328 | 318
88 | 2008000477 | 328.3333 | 318.3333
89 | 2008000477 | 328.6667 | 318.6667
90 | 2008000477 | 329 | 339
91 | 2008000477 | 329 | 339
92 | 2008000477 | 329 | 339
93 | 2008000477 | 329 | 339
94 | 2008000477 | 328.6667 | 338.6667
95 | 2008000477 | 328.3333 | 338.3333
96 | 2008000477 | 328 | 338
97 | 2008000477 | 327.6667 | 337.6667
98 | 2008000477 | 327.3333 | 337.3333
99 | 2008000477 | 327 | 337
100 | 2008000477 | 328.6667 | 338.6667
101 | 2008000477 | 330.3333 | 340.3333
102 | 2008000477 | 332 | 342
103 | 2008000477 | 334.3333 | 344.3333
104 | 2008000477 | 336.6667 | 346.6667
105 | 2008000477 | 339 | 349
106 | 2008000477 | 339.3333 | 349.3333
107 | 2008000477 | 339.6667 | 349.6667
108 | 2008000477 | 340 | 350
109 | 2008000477 | 342.3333 | 352.3333
110 | 2008000477 | 344.6667 | 354.6667
111 | 2008000477 | 347 | 357
112 | 2008000477 | 349.6667 | 359.6667
113 | 2008000477 | 352.3333 | 362.3333
114 | 2008000477 | 355 | 365
115 | 2008000477 | 360.3333 | 370.3333
116 | 2008000477 | 365.6667 | 375.6667
117 | 2008000477 | 371 | 381
118 | 2008000477 | 373.6667 | 383.6667
119 | 2008000477 | 376.3333 | 386.3333
120 | 2008000477 | 379 | 389
121 | 2008000477 | 383.3333 | 393.3333
122 | 2008000477 | 387.6667 | 377.6667
123 | 2008000477 | 392 | 382
124 | 2008000477 | 395.3333 | 385.3333
125 | 2008000477 | 398.6667 | 388.6667
126 | 2008000477 | 402 | 392
127 | 2008000477 | 404.3333 | 394.3333
128 | 2008000477 | 406.6667 | 396.6667
129 | 2008000477 | 409 | 399
130 | 2008000477 | 409 | 399
131 | 2008000477 | 409 | 399
132 | 2008000477 | 409 | 399
133 | 2008000477 | 408.3333 | 398.3333
134 | 2008000477 | 407.6667 | 397.6667
135 | 2008000477 | 407 | 397
136 | 2008000477 | 407 | 397
137 | 2008000477 | 407 | 397
138 | 2008000477 | 407 | 397
139 | 2008000477 | 407 | 397
140 | 2008000477 | 407 | 397
141 | 2008000477 | 407 | 397
142 | 2008000477 | 406 | 396
143 | 2008000477 | 405 | 395
0 | 2013001644 | 343 | 333
1 | 2013001644 | 344 | 334
2 | 2013001644 | 345 | 335
3 | 2013001644 | 346 | 336
4 | 2013001644 | 348 | 338
5 | 2013001644 | 350 | 340
6 | 2013001644 | 352 | 342
7 | 2013001644 | 353 | 343
8 | 2013001644 | 354 | 344
9 | 2013001644 | 355 | 345
10 | 2013001644 | 356.6667 | 346.6667
11 | 2013001644 | 358.3333 | 348.3333
12 | 2013001644 | 360 | 350
13 | 2013001644 | 363.6667 | 353.6667
14 | 2013001644 | 367.3333 | 357.3333
15 | 2013001644 | 371 | 361
16 | 2013001644 | 373.3333 | 363.3333
17 | 2013001644 | 375.6667 | 365.6667
18 | 2013001644 | 378 | 368
19 | 2013001644 | 378.6667 | 368.6667
20 | 2013001644 | 379.3333 | 369.3333
21 | 2013001644 | 380 | 370
22 | 2013001644 | 381.3333 | 371.3333
23 | 2013001644 | 382.6667 | 372.6667
24 | 2013001644 | 384 | 374
25 | 2013001644 | 385.3333 | 375.3333
26 | 2013001644 | 386.6667 | 376.6667
27 | 2013001644 | 388 | 378
28 | 2013001644 | 387 | 377
29 | 2013001644 | 386 | 376
30 | 2013001644 | 385 | 375
31 | 2013001644 | 383 | 373
32 | 2013001644 | 381 | 371
33 | 2013001644 | 379 | 369
34 | 2013001644 | 378.3333 | 368.3333
35 | 2013001644 | 377.6667 | 367.6667
36 | 2013001644 | 377 | 367
37 | 2013001644 | 377.3333 | 367.3333
38 | 2013001644 | 377.6667 | 367.6667
39 | 2013001644 | 378 | 368
40 | 2013001644 | 379.6667 | 369.6667
41 | 2013001644 | 381.3333 | 371.3333
42 | 2013001644 | 383 | 373
43 | 2013001644 | 385.3333 | 375.3333
44 | 2013001644 | 387.6667 | 377.6667
45 | 2013001644 | 390 | 380
46 | 2013001644 | 391.3333 | 381.3333
47 | 2013001644 | 392.6667 | 382.6667
48 | 2013001644 | 394 | 384
49 | 2013001644 | 393.3333 | 383.3333
50 | 2013001644 | 392.6667 | 382.6667
51 | 2013001644 | 392 | 382
52 | 2013001644 | 387.6667 | 377.6667
53 | 2013001644 | 383.3333 | 373.3333
54 | 2013001644 | 379 | 369
55 | 2013001644 | 372.3333 | 362.3333
56 | 2013001644 | 365.6667 | 355.6667
57 | 2013001644 | 359 | 349
58 | 2013001644 | 353.6667 | 343.6667
59 | 2013001644 | 348.3333 | 338.3333
60 | 2013001644 | 343 | 333
61 | 2013001644 | 338.3333 | 328.3333
62 | 2013001644 | 333.6667 | 323.6667
63 | 2013001644 | 329 | 319
64 | 2013001644 | 326 | 316
65 | 2013001644 | 323 | 313
66 | 2013001644 | 320 | 310
67 | 2013001644 | 318.3333 | 308.3333
68 | 2013001644 | 316.6667 | 306.6667
69 | 2013001644 | 315 | 305
70 | 2013001644 | 315.3333 | 305.3333
71 | 2013001644 | 315.6667 | 305.6667
72 | 2013001644 | 316 | 306
73 | 2013001644 | 316.3333 | 306.3333
74 | 2013001644 | 316.6667 | 306.6667
75 | 2013001644 | 317 | 307
76 | 2013001644 | 316.3333 | 306.3333
77 | 2013001644 | 315.6667 | 305.6667
78 | 2013001644 | 315 | 305
79 | 2013001644 | 314.6667 | 304.6667
80 | 2013001644 | 314.3333 | 304.3333
81 | 2013001644 | 314 | 304
82 | 2013001644 | 316.3333 | 306.3333
83 | 2013001644 | 318.6667 | 308.6667
84 | 2013001644 | 321 | 311
85 | 2013001644 | 323.3333 | 313.3333
86 | 2013001644 | 325.6667 | 315.6667
87 | 2013001644 | 328 | 318
88 | 2013001644 | 328.3333 | 318.3333
89 | 2013001644 | 328.6667 | 318.6667
90 | 2013001644 | 329 | 339
91 | 2013001644 | 329 | 339
92 | 2013001644 | 329 | 339
93 | 2013001644 | 329 | 339
94 | 2013001644 | 328.6667 | 338.6667
95 | 2013001644 | 328.3333 | 338.3333
96 | 2013001644 | 328 | 338
97 | 2013001644 | 327.6667 | 337.6667
98 | 2013001644 | 327.3333 | 337.3333
99 | 2013001644 | 327 | 337
100 | 2013001644 | 328.6667 | 338.6667
101 | 2013001644 | 330.3333 | 340.3333
102 | 2013001644 | 332 | 342
103 | 2013001644 | 334.3333 | 344.3333
104 | 2013001644 | 336.6667 | 346.6667
105 | 2013001644 | 339 | 349
106 | 2013001644 | 339.3333 | 349.3333
107 | 2013001644 | 339.6667 | 349.6667
108 | 2013001644 | 340 | 350
109 | 2013001644 | 342.3333 | 352.3333
110 | 2013001644 | 344.6667 | 354.6667
111 | 2013001644 | 347 | 357
112 | 2013001644 | 349.6667 | 359.6667
113 | 2013001644 | 352.3333 | 362.3333
114 | 2013001644 | 355 | 365
115 | 2013001644 | 360.3333 | 370.3333
116 | 2013001644 | 365.6667 | 375.6667
117 | 2013001644 | 371 | 381
118 | 2013001644 | 373.6667 | 383.6667
119 | 2013001644 | 376.3333 | 386.3333
120 | 2013001644 | 379 | 389
121 | 2013001644 | 383.3333 | 393.3333
122 | 2013001644 | 387.6667 | 377.6667
123 | 2013001644 | 392 | 382
124 | 2013001644 | 395.3333 | 385.3333
125 | 2013001644 | 398.6667 | 388.6667
126 | 2013001644 | 402 | 392
127 | 2013001644 | 404.3333 | 394.3333
128 | 2013001644 | 406.6667 | 396.6667
129 | 2013001644 | 409 | 399
130 | 2013001644 | 409 | 399
131 | 2013001644 | 409 | 399
132 | 2013001644 | 409 | 399
133 | 2013001644 | 408.3333 | 398.3333
134 | 2013001644 | 407.6667 | 397.6667
135 | 2013001644 | 407 | 397
136 | 2013001644 | 407 | 397
137 | 2013001644 | 407 | 397
138 | 2013001644 | 407 | 397
139 | 2013001644 | 407 | 397
140 | 2013001644 | 407 | 397
141 | 2013001644 | 407 | 397
142 | 2013001644 | 406 | 396
143 | 2013001644 | 405 | 395
0 | 2003006767 | 343 | 333
1 | 2003006767 | 344 | 334
2 | 2003006767 | 345 | 335
3 | 2003006767 | 346 | 336
4 | 2003006767 | 348 | 338
5 | 2003006767 | 350 | 340
6 | 2003006767 | 352 | 342
7 | 2003006767 | 353 | 343
8 | 2003006767 | 354 | 344
9 | 2003006767 | 355 | 345
10 | 2003006767 | 356.6667 | 346.6667
11 | 2003006767 | 358.3333 | 348.3333
12 | 2003006767 | 360 | 350
13 | 2003006767 | 363.6667 | 353.6667
14 | 2003006767 | 367.3333 | 357.3333
15 | 2003006767 | 371 | 361
16 | 2003006767 | 373.3333 | 363.3333
17 | 2003006767 | 375.6667 | 365.6667
18 | 2003006767 | 378 | 368
19 | 2003006767 | 378.6667 | 368.6667
20 | 2003006767 | 379.3333 | 369.3333
21 | 2003006767 | 380 | 370
22 | 2003006767 | 381.3333 | 371.3333
23 | 2003006767 | 382.6667 | 372.6667
24 | 2003006767 | 384 | 374
25 | 2003006767 | 385.3333 | 375.3333
26 | 2003006767 | 386.6667 | 376.6667
27 | 2003006767 | 388 | 378
28 | 2003006767 | 387 | 377
29 | 2003006767 | 386 | 376
30 | 2003006767 | 385 | 375
31 | 2003006767 | 383 | 373
32 | 2003006767 | 381 | 371
33 | 2003006767 | 379 | 369
34 | 2003006767 | 378.3333 | 368.3333
35 | 2003006767 | 377.6667 | 367.6667
36 | 2003006767 | 377 | 367
37 | 2003006767 | 377.3333 | 367.3333
38 | 2003006767 | 377.6667 | 367.6667
39 | 2003006767 | 378 | 368
40 | 2003006767 | 379.6667 | 369.6667
41 | 2003006767 | 381.3333 | 371.3333
42 | 2003006767 | 383 | 373
43 | 2003006767 | 385.3333 | 375.3333
44 | 2003006767 | 387.6667 | 377.6667
45 | 2003006767 | 390 | 380
46 | 2003006767 | 391.3333 | 381.3333
47 | 2003006767 | 392.6667 | 382.6667
48 | 2003006767 | 394 | 384
49 | 2003006767 | 393.3333 | 383.3333
50 | 2003006767 | 392.6667 | 382.6667
51 | 2003006767 | 392 | 382
52 | 2003006767 | 387.6667 | 377.6667
53 | 2003006767 | 383.3333 | 373.3333
54 | 2003006767 | 379 | 369
55 | 2003006767 | 372.3333 | 362.3333
56 | 2003006767 | 365.6667 | 355.6667
57 | 2003006767 | 359 | 349
58 | 2003006767 | 353.6667 | 343.6667
59 | 2003006767 | 348.3333 | 338.3333
60 | 2003006767 | 343 | 333
61 | 2003006767 | 338.3333 | 328.3333
62 | 2003006767 | 333.6667 | 323.6667
63 | 2003006767 | 329 | 319
64 | 2003006767 | 326 | 316
65 | 2003006767 | 323 | 313
66 | 2003006767 | 320 | 310
67 | 2003006767 | 318.3333 | 308.3333
68 | 2003006767 | 316.6667 | 306.6667
69 | 2003006767 | 315 | 305
70 | 2003006767 | 315.3333 | 305.3333
71 | 2003006767 | 315.6667 | 305.6667
72 | 2003006767 | 316 | 306
73 | 2003006767 | 316.3333 | 306.3333
74 | 2003006767 | 316.6667 | 306.6667
75 | 2003006767 | 317 | 307
76 | 2003006767 | 316.3333 | 306.3333
77 | 2003006767 | 315.6667 | 305.6667
78 | 2003006767 | 315 | 305
79 | 2003006767 | 314.6667 | 304.6667
80 | 2003006767 | 314.3333 | 304.3333
81 | 2003006767 | 314 | 304
82 | 2003006767 | 316.3333 | 306.3333
83 | 2003006767 | 318.6667 | 308.6667
84 | 2003006767 | 321 | 311
85 | 2003006767 | 323.3333 | 313.3333
86 | 2003006767 | 325.6667 | 315.6667
87 | 2003006767 | 328 | 318
88 | 2003006767 | 328.3333 | 318.3333
89 | 2003006767 | 328.6667 | 318.6667
90 | 2003006767 | 329 | 339
91 | 2003006767 | 329 | 339
92 | 2003006767 | 329 | 339
93 | 2003006767 | 329 | 339
94 | 2003006767 | 328.6667 | 338.6667
95 | 2003006767 | 328.3333 | 338.3333
96 | 2003006767 | 328 | 338
97 | 2003006767 | 327.6667 | 337.6667
98 | 2003006767 | 327.3333 | 337.3333
99 | 2003006767 | 327 | 337
100 | 2003006767 | 328.6667 | 338.6667
101 | 2003006767 | 330.3333 | 340.3333
102 | 2003006767 | 332 | 342
103 | 2003006767 | 334.3333 | 344.3333
104 | 2003006767 | 336.6667 | 346.6667
105 | 2003006767 | 339 | 349
106 | 2003006767 | 339.3333 | 349.3333
107 | 2003006767 | 339.6667 | 349.6667
108 | 2003006767 | 340 | 350
109 | 2003006767 | 342.3333 | 352.3333
110 | 2003006767 | 344.6667 | 354.6667
111 | 2003006767 | 347 | 357
112 | 2003006767 | 349.6667 | 359.6667
113 | 2003006767 | 352.3333 | 362.3333
114 | 2003006767 | 355 | 365
115 | 2003006767 | 360.3333 | 370.3333
116 | 2003006767 | 365.6667 | 375.6667
117 | 2003006767 | 371 | 381
118 | 2003006767 | 373.6667 | 383.6667
119 | 2003006767 | 376.3333 | 386.3333
120 | 2003006767 | 379 | 389
121 | 2003006767 | 383.3333 | 393.3333
122 | 2003006767 | 387.6667 | 377.6667
123 | 2003006767 | 392 | 382
124 | 2003006767 | 395.3333 | 385.3333
125 | 2003006767 | 398.6667 | 388.6667
126 | 2003006767 | 402 | 392
127 | 2003006767 | 404.3333 | 394.3333
128 | 2003006767 | 406.6667 | 396.6667
129 | 2003006767 | 409 | 399
130 | 2003006767 | 409 | 399
131 | 2003006767 | 409 | 399
132 | 2003006767 | 409 | 399
133 | 2003006767 | 408.3333 | 398.3333
134 | 2003006767 | 407.6667 | 397.6667
135 | 2003006767 | 407 | 397
136 | 2003006767 | 407 | 397
137 | 2003006767 | 407 | 397
138 | 2003006767 | 407 | 397
139 | 2003006767 | 407 | 397
140 | 2003006767 | 407 | 397
141 | 2003006767 | 407 | 397
142 | 2003006767 | 406 | 396
143 | 2003006767 | 405 | 395
0 | 2007001546 | 343 | 333
1 | 2007001546 | 344 | 334
2 | 2007001546 | 345 | 335
3 | 2007001546 | 346 | 336
4 | 2007001546 | 348 | 338
5 | 2007001546 | 350 | 340
6 | 2007001546 | 352 | 342
7 | 2007001546 | 353 | 343
8 | 2007001546 | 354 | 344
9 | 2007001546 | 355 | 345
10 | 2007001546 | 356.6667 | 346.6667
11 | 2007001546 | 358.3333 | 348.3333
12 | 2007001546 | 360 | 350
13 | 2007001546 | 363.6667 | 353.6667
14 | 2007001546 | 367.3333 | 357.3333
15 | 2007001546 | 371 | 361
16 | 2007001546 | 373.3333 | 363.3333
17 | 2007001546 | 375.6667 | 365.6667
18 | 2007001546 | 378 | 368
19 | 2007001546 | 378.6667 | 368.6667
20 | 2007001546 | 379.3333 | 369.3333
21 | 2007001546 | 380 | 370
22 | 2007001546 | 381.3333 | 371.3333
23 | 2007001546 | 382.6667 | 372.6667
24 | 2007001546 | 384 | 374
25 | 2007001546 | 385.3333 | 375.3333
26 | 2007001546 | 386.6667 | 376.6667
27 | 2007001546 | 388 | 378
28 | 2007001546 | 387 | 377
29 | 2007001546 | 386 | 376
30 | 2007001546 | 385 | 375
31 | 2007001546 | 383 | 373
32 | 2007001546 | 381 | 371
33 | 2007001546 | 379 | 369
34 | 2007001546 | 378.3333 | 368.3333
35 | 2007001546 | 377.6667 | 367.6667
36 | 2007001546 | 377 | 367
37 | 2007001546 | 377.3333 | 367.3333
38 | 2007001546 | 377.6667 | 367.6667
39 | 2007001546 | 378 | 368
40 | 2007001546 | 379.6667 | 369.6667
41 | 2007001546 | 381.3333 | 371.3333
42 | 2007001546 | 383 | 373
43 | 2007001546 | 385.3333 | 375.3333
44 | 2007001546 | 387.6667 | 377.6667
45 | 2007001546 | 390 | 380
46 | 2007001546 | 391.3333 | 381.3333
47 | 2007001546 | 392.6667 | 382.6667
48 | 2007001546 | 394 | 384
49 | 2007001546 | 393.3333 | 383.3333
50 | 2007001546 | 392.6667 | 382.6667
51 | 2007001546 | 392 | 382
52 | 2007001546 | 387.6667 | 377.6667
53 | 2007001546 | 383.3333 | 373.3333
54 | 2007001546 | 379 | 369
55 | 2007001546 | 372.3333 | 362.3333
56 | 2007001546 | 365.6667 | 355.6667
57 | 2007001546 | 359 | 349
58 | 2007001546 | 353.6667 | 343.6667
59 | 2007001546 | 348.3333 | 338.3333
60 | 2007001546 | 343 | 333
61 | 2007001546 | 338.3333 | 328.3333
62 | 2007001546 | 333.6667 | 323.6667
63 | 2007001546 | 329 | 319
64 | 2007001546 | 326 | 316
65 | 2007001546 | 323 | 313
66 | 2007001546 | 320 | 310
67 | 2007001546 | 318.3333 | 308.3333
68 | 2007001546 | 316.6667 | 306.6667
69 | 2007001546 | 315 | 305
70 | 2007001546 | 315.3333 | 305.3333
71 | 2007001546 | 315.6667 | 305.6667
72 | 2007001546 | 316 | 306
73 | 2007001546 | 316.3333 | 306.3333
74 | 2007001546 | 316.6667 | 306.6667
75 | 2007001546 | 317 | 307
76 | 2007001546 | 316.3333 | 306.3333
77 | 2007001546 | 315.6667 | 305.6667
78 | 2007001546 | 315 | 305
79 | 2007001546 | 314.6667 | 304.6667
80 | 2007001546 | 314.3333 | 304.3333
81 | 2007001546 | 314 | 304
82 | 2007001546 | 316.3333 | 306.3333
83 | 2007001546 | 318.6667 | 308.6667
84 | 2007001546 | 321 | 311
85 | 2007001546 | 323.3333 | 313.3333
86 | 2007001546 | 325.6667 | 315.6667
87 | 2007001546 | 328 | 318
88 | 2007001546 | 328.3333 | 318.3333
89 | 2007001546 | 328.6667 | 318.6667
90 | 2007001546 | 329 | 339
91 | 2007001546 | 329 | 339
92 | 2007001546 | 329 | 339
93 | 2007001546 | 329 | 339
94 | 2007001546 | 328.6667 | 338.6667
95 | 2007001546 | 328.3333 | 338.3333
96 | 2007001546 | 328 | 338
97 | 2007001546 | 327.6667 | 337.6667
98 | 2007001546 | 327.3333 | 337.3333
99 | 2007001546 | 327 | 337
100 | 2007001546 | 328.6667 | 338.6667
101 | 2007001546 | 330.3333 | 340.3333
102 | 2007001546 | 332 | 342
103 | 2007001546 | 334.3333 | 344.3333
104 | 2007001546 | 336.6667 | 346.6667
105 | 2007001546 | 339 | 349
106 | 2007001546 | 339.3333 | 349.3333
107 | 2007001546 | 339.6667 | 349.6667
108 | 2007001546 | 340 | 350
109 | 2007001546 | 342.3333 | 352.3333
110 | 2007001546 | 344.6667 | 354.6667
111 | 2007001546 | 347 | 357
112 | 2007001546 | 349.6667 | 359.6667
113 | 2007001546 | 352.3333 | 362.3333
114 | 2007001546 | 355 | 365
115 | 2007001546 | 360.3333 | 370.3333
116 | 2007001546 | 365.6667 | 375.6667
117 | 2007001546 | 371 | 381
118 | 2007001546 | 373.6667 | 383.6667
119 | 2007001546 | 376.3333 | 386.3333
120 | 2007001546 | 379 | 389
121 | 2007001546 | 383.3333 | 393.3333
122 | 2007001546 | 387.6667 | 377.6667
123 | 2007001546 | 392 | 382
124 | 2007001546 | 395.3333 | 385.3333
125 | 2007001546 | 398.6667 | 388.6667
126 | 2007001546 | 402 | 392
127 | 2007001546 | 404.3333 | 394.3333
128 | 2007001546 | 406.6667 | 396.6667
129 | 2007001546 | 409 | 399
130 | 2007001546 | 409 | 399
131 | 2007001546 | 409 | 399
132 | 2007001546 | 409 | 399
133 | 2007001546 | 408.3333 | 398.3333
134 | 2007001546 | 407.6667 | 397.6667
135 | 2007001546 | 407 | 397
136 | 2007001546 | 407 | 397
137 | 2007001546 | 407 | 397
138 | 2007001546 | 407 | 397
139 | 2007001546 | 407 | 397
140 | 2007001546 | 407 | 397
141 | 2007001546 | 407 | 397
142 | 2007001546 | 406 | 396
143 | 2007001546 | 405 | 395
0 | 2005000965 | 343 | 333
1 | 2005000965 | 344 | 334
2 | 2005000965 | 345 | 335
3 | 2005000965 | 346 | 336
4 | 2005000965 | 348 | 338
5 | 2005000965 | 350 | 340
6 | 2005000965 | 352 | 342
7 | 2005000965 | 353 | 343
8 | 2005000965 | 354 | 344
9 | 2005000965 | 355 | 345
10 | 2005000965 | 356.6667 | 346.6667
11 | 2005000965 | 358.3333 | 348.3333
12 | 2005000965 | 360 | 350
13 | 2005000965 | 363.6667 | 353.6667
14 | 2005000965 | 367.3333 | 357.3333
15 | 2005000965 | 371 | 361
16 | 2005000965 | 373.3333 | 363.3333
17 | 2005000965 | 375.6667 | 365.6667
18 | 2005000965 | 378 | 368
19 | 2005000965 | 378.6667 | 368.6667
20 | 2005000965 | 379.3333 | 369.3333
21 | 2005000965 | 380 | 370
22 | 2005000965 | 381.3333 | 371.3333
23 | 2005000965 | 382.6667 | 372.6667
24 | 2005000965 | 384 | 374
25 | 2005000965 | 385.3333 | 375.3333
26 | 2005000965 | 386.6667 | 376.6667
27 | 2005000965 | 388 | 378
28 | 2005000965 | 387 | 377
29 | 2005000965 | 386 | 376
30 | 2005000965 | 385 | 375
31 | 2005000965 | 383 | 373
32 | 2005000965 | 381 | 371
33 | 2005000965 | 379 | 369
34 | 2005000965 | 378.3333 | 368.3333
35 | 2005000965 | 377.6667 | 367.6667
36 | 2005000965 | 377 | 367
37 | 2005000965 | 377.3333 | 367.3333
38 | 2005000965 | 377.6667 | 367.6667
39 | 2005000965 | 378 | 368
40 | 2005000965 | 379.6667 | 369.6667
41 | 2005000965 | 381.3333 | 371.3333
42 | 2005000965 | 383 | 373
43 | 2005000965 | 385.3333 | 375.3333
44 | 2005000965 | 387.6667 | 377.6667
45 | 2005000965 | 390 | 380
46 | 2005000965 | 391.3333 | 381.3333
47 | 2005000965 | 392.6667 | 382.6667
48 | 2005000965 | 394 | 384
49 | 2005000965 | 393.3333 | 383.3333
50 | 2005000965 | 392.6667 | 382.6667
51 | 2005000965 | 392 | 382
52 | 2005000965 | 387.6667 | 377.6667
53 | 2005000965 | 383.3333 | 373.3333
54 | 2005000965 | 379 | 369
55 | 2005000965 | 372.3333 | 362.3333
56 | 2005000965 | 365.6667 | 355.6667
57 | 2005000965 | 359 | 349
58 | 2005000965 | 353.6667 | 343.6667
59 | 2005000965 | 348.3333 | 338.3333
60 | 2005000965 | 343 | 333
61 | 2005000965 | 338.3333 | 328.3333
62 | 2005000965 | 333.6667 | 323.6667
63 | 2005000965 | 329 | 319
64 | 2005000965 | 326 | 316
65 | 2005000965 | 323 | 313
66 | 2005000965 | 320 | 310
67 | 2005000965 | 318.3333 | 308.3333
68 | 2005000965 | 316.6667 | 306.6667
69 | 2005000965 | 315 | 305
70 | 2005000965 | 315.3333 | 305.3333
71 | 2005000965 | 315.6667 | 305.6667
72 | 2005000965 | 316 | 306
73 | 2005000965 | 316.3333 | 306.3333
74 | 2005000965 | 316.6667 | 306.6667
75 | 2005000965 | 317 | 307
76 | 2005000965 | 316.3333 | 306.3333
77 | 2005000965 | 315.6667 | 305.6667
78 | 2005000965 | 315 | 305
79 | 2005000965 | 314.6667 | 304.6667
80 | 2005000965 | 314.3333 | 304.3333
81 | 2005000965 | 314 | 304
82 | 2005000965 | 316.3333 | 306.3333
83 | 2005000965 | 318.6667 | 308.6667
84 | 2005000965 | 321 | 311
85 | 2005000965 | 323.3333 | 313.3333
86 | 2005000965 | 325.6667 | 315.6667
87 | 2005000965 | 328 | 318
88 | 2005000965 | 328.3333 | 318.3333
89 | 2005000965 | 328.6667 | 318.6667
90 | 2005000965 | 329 | 339
91 | 2005000965 | 329 | 339
92 | 2005000965 | 329 | 339
93 | 2005000965 | 329 | 339
94 | 2005000965 | 328.6667 | 338.6667
95 | 2005000965 | 328.3333 | 338.3333
96 | 2005000965 | 328 | 338
97 | 2005000965 | 327.6667 | 337.6667
98 | 2005000965 | 327.3333 | 337.3333
99 | 2005000965 | 327 | 337
100 | 2005000965 | 328.6667 | 338.6667
101 | 2005000965 | 330.3333 | 340.3333
102 | 2005000965 | 332 | 342
103 | 2005000965 | 334.3333 | 344.3333
104 | 2005000965 | 336.6667 | 346.6667
105 | 2005000965 | 339 | 349
106 | 2005000965 | 339.3333 | 349.3333
107 | 2005000965 | 339.6667 | 349.6667
108 | 2005000965 | 340 | 350
109 | 2005000965 | 342.3333 | 352.3333
110 | 2005000965 | 344.6667 | 354.6667
111 | 2005000965 | 347 | 357
112 | 2005000965 | 349.6667 | 359.6667
113 | 2005000965 | 352.3333 | 362.3333
114 | 2005000965 | 355 | 365
115 | 2005000965 | 360.3333 | 370.3333
116 | 2005000965 | 365.6667 | 375.6667
117 | 2005000965 | 371 | 381
118 | 2005000965 | 373.6667 | 383.6667
119 | 2005000965 | 376.3333 | 386.3333
120 | 2005000965 | 379 | 389
121 | 2005000965 | 383.3333 | 393.3333
122 | 2005000965 | 387.6667 | 377.6667
123 | 2005000965 | 392 | 382
124 | 2005000965 | 395.3333 | 385.3333
125 | 2005000965 | 398.6667 | 388.6667
126 | 2005000965 | 402 | 392
127 | 2005000965 | 404.3333 | 394.3333
128 | 2005000965 | 406.6667 | 396.6667
129 | 2005000965 | 409 | 399
130 | 2005000965 | 409 | 399
131 | 2005000965 | 409 | 399
132 | 2005000965 | 409 | 399
133 | 2005000965 | 408.3333 | 398.3333
134 | 2005000965 | 407.6667 | 397.6667
135 | 2005000965 | 407 | 397
136 | 2005000965 | 407 | 397
137 | 2005000965 | 407 | 397
138 | 2005000965 | 407 | 397
139 | 2005000965 | 407 | 397
140 | 2005000965 | 407 | 397
141 | 2005000965 | 407 | 397
142 | 2005000965 | 406 | 396
143 | 2005000965 | 405 | 395
0 | 2011010160 | 343 | 333
1 | 2011010160 | 344 | 334
2 | 2011010160 | 345 | 335
3 | 2011010160 | 346 | 336
4 | 2011010160 | 348 | 338
5 | 2011010160 | 350 | 340
6 | 2011010160 | 352 | 342
7 | 2011010160 | 353 | 343
8 | 2011010160 | 354 | 344
9 | 2011010160 | 355 | 345
10 | 2011010160 | 356.6667 | 346.6667
11 | 2011010160 | 358.3333 | 348.3333
12 | 2011010160 | 360 | 350
13 | 2011010160 | 363.6667 | 353.6667
14 | 2011010160 | 367.3333 | 357.3333
15 | 2011010160 | 371 | 361
16 | 2011010160 | 373.3333 | 363.3333
17 | 2011010160 | 375.6667 | 365.6667
18 | 2011010160 | 378 | 368
19 | 2011010160 | 378.6667 | 368.6667
20 | 2011010160 | 379.3333 | 369.3333
21 | 2011010160 | 380 | 370
22 | 2011010160 | 381.3333 | 371.3333
23 | 2011010160 | 382.6667 | 372.6667
24 | 2011010160 | 384 | 374
25 | 2011010160 | 385.3333 | 375.3333
26 | 2011010160 | 386.6667 | 376.6667
27 | 2011010160 | 388 | 378
28 | 2011010160 | 387 | 377
29 | 2011010160 | 386 | 376
30 | 2011010160 | 385 | 375
31 | 2011010160 | 383 | 373
32 | 2011010160 | 381 | 371
33 | 2011010160 | 379 | 369
34 | 2011010160 | 378.3333 | 368.3333
35 | 2011010160 | 377.6667 | 367.6667
36 | 2011010160 | 377 | 367
37 | 2011010160 | 377.3333 | 367.3333
38 | 2011010160 | 377.6667 | 367.6667
39 | 2011010160 | 378 | 368
40 | 2011010160 | 379.6667 | 369.6667
41 | 2011010160 | 381.3333 | 371.3333
42 | 2011010160 | 383 | 373
43 | 2011010160 | 385.3333 | 375.3333
44 | 2011010160 | 387.6667 | 377.6667
45 | 2011010160 | 390 | 380
46 | 2011010160 | 391.3333 | 381.3333
47 | 2011010160 | 392.6667 | 382.6667
48 | 2011010160 | 394 | 384
49 | 2011010160 | 393.3333 | 383.3333
50 | 2011010160 | 392.6667 | 382.6667
51 | 2011010160 | 392 | 382
52 | 2011010160 | 387.6667 | 377.6667
53 | 2011010160 | 383.3333 | 373.3333
54 | 2011010160 | 379 | 369
55 | 2011010160 | 372.3333 | 362.3333
56 | 2011010160 | 365.6667 | 355.6667
57 | 2011010160 | 359 | 349
58 | 2011010160 | 353.6667 | 343.6667
59 | 2011010160 | 348.3333 | 338.3333
60 | 2011010160 | 343 | 333
61 | 2011010160 | 338.3333 | 328.3333
62 | 2011010160 | 333.6667 | 323.6667
63 | 2011010160 | 329 | 319
64 | 2011010160 | 326 | 316
65 | 2011010160 | 323 | 313
66 | 2011010160 | 320 | 310
67 | 2011010160 | 318.3333 | 308.3333
68 | 2011010160 | 316.6667 | 306.6667
69 | 2011010160 | 315 | 305
70 | 2011010160 | 315.3333 | 305.3333
71 | 2011010160 | 315.6667 | 305.6667
72 | 2011010160 | 316 | 306
73 | 2011010160 | 316.3333 | 306.3333
74 | 2011010160 | 316.6667 | 306.6667
75 | 2011010160 | 317 | 307
76 | 2011010160 | 316.3333 | 306.3333
77 | 2011010160 | 315.6667 | 305.6667
78 | 2011010160 | 315 | 305
79 | 2011010160 | 314.6667 | 304.6667
80 | 2011010160 | 314.3333 | 304.3333
81 | 2011010160 | 314 | 304
82 | 2011010160 | 316.3333 | 306.3333
83 | 2011010160 | 318.6667 | 308.6667
84 | 2011010160 | 321 | 311
85 | 2011010160 | 323.3333 | 313.3333
86 | 2011010160 | 325.6667 | 315.6667
87 | 2011010160 | 328 | 318
88 | 2011010160 | 328.3333 | 318.3333
89 | 2011010160 | 328.6667 | 318.6667
90 | 2011010160 | 329 | 339
91 | 2011010160 | 329 | 339
92 | 2011010160 | 329 | 339
93 | 2011010160 | 329 | 339
94 | 2011010160 | 328.6667 | 338.6667
95 | 2011010160 | 328.3333 | 338.3333
96 | 2011010160 | 328 | 338
97 | 2011010160 | 327.6667 | 337.6667
98 | 2011010160 | 327.3333 | 337.3333
99 | 2011010160 | 327 | 337
100 | 2011010160 | 328.6667 | 338.6667
101 | 2011010160 | 330.3333 | 340.3333
102 | 2011010160 | 332 | 342
103 | 2011010160 | 334.3333 | 344.3333
104 | 2011010160 | 336.6667 | 346.6667
105 | 2011010160 | 339 | 349
106 | 2011010160 | 339.3333 | 349.3333
107 | 2011010160 | 339.6667 | 349.6667
108 | 2011010160 | 340 | 350
109 | 2011010160 | 342.3333 | 352.3333
110 | 2011010160 | 344.6667 | 354.6667
111 | 2011010160 | 347 | 357
112 | 2011010160 | 349.6667 | 359.6667
113 | 2011010160 | 352.3333 | 362.3333
114 | 2011010160 | 355 | 365
115 | 2011010160 | 360.3333 | 370.3333
116 | 2011010160 | 365.6667 | 375.6667
117 | 2011010160 | 371 | 381
118 | 2011010160 | 373.6667 | 383.6667
119 | 2011010160 | 376.3333 | 386.3333
120 | 2011010160 | 379 | 389
121 | 2011010160 | 383.3333 | 393.3333
122 | 2011010160 | 387.6667 | 377.6667
123 | 2011010160 | 392 | 382
124 | 2011010160 | 395.3333 | 385.3333
125 | 2011010160 | 398.6667 | 388.6667
126 | 2011010160 | 402 | 392
127 | 2011010160 | 404.3333 | 394.3333
128 | 2011010160 | 406.6667 | 396.6667
129 | 2011010160 | 409 | 399
130 | 2011010160 | 409 | 399
131 | 2011010160 | 409 | 399
132 | 2011010160 | 409 | 399
133 | 2011010160 | 408.3333 | 398.3333
134 | 2011010160 | 407.6667 | 397.6667
135 | 2011010160 | 407 | 397
136 | 2011010160 | 407 | 397
137 | 2011010160 | 407 | 397
138 | 2011010160 | 407 | 397
139 | 2011010160 | 407 | 397
140 | 2011010160 | 407 | 397
141 | 2011010160 | 407 | 397
142 | 2011010160 | 406 | 396
143 | 2011010160 | 405 | 395
0 | 2008005536 | 343 | 333
1 | 2008005536 | 344 | 334
2 | 2008005536 | 345 | 335
3 | 2008005536 | 346 | 336
4 | 2008005536 | 348 | 338
5 | 2008005536 | 350 | 340
6 | 2008005536 | 352 | 342
7 | 2008005536 | 353 | 343
8 | 2008005536 | 354 | 344
9 | 2008005536 | 355 | 345
10 | 2008005536 | 356.6667 | 346.6667
11 | 2008005536 | 358.3333 | 348.3333
12 | 2008005536 | 360 | 350
13 | 2008005536 | 363.6667 | 353.6667
14 | 2008005536 | 367.3333 | 357.3333
15 | 2008005536 | 371 | 361
16 | 2008005536 | 373.3333 | 363.3333
17 | 2008005536 | 375.6667 | 365.6667
18 | 2008005536 | 378 | 368
19 | 2008005536 | 378.6667 | 368.6667
20 | 2008005536 | 379.3333 | 369.3333
21 | 2008005536 | 380 | 370
22 | 2008005536 | 381.3333 | 371.3333
23 | 2008005536 | 382.6667 | 372.6667
24 | 2008005536 | 384 | 374
25 | 2008005536 | 385.3333 | 375.3333
26 | 2008005536 | 386.6667 | 376.6667
27 | 2008005536 | 388 | 378
28 | 2008005536 | 387 | 377
29 | 2008005536 | 386 | 376
30 | 2008005536 | 385 | 375
31 | 2008005536 | 383 | 373
32 | 2008005536 | 381 | 371
33 | 2008005536 | 379 | 369
34 | 2008005536 | 378.3333 | 368.3333
35 | 2008005536 | 377.6667 | 367.6667
36 | 2008005536 | 377 | 367
37 | 2008005536 | 377.3333 | 367.3333
38 | 2008005536 | 377.6667 | 367.6667
39 | 2008005536 | 378 | 368
40 | 2008005536 | 379.6667 | 369.6667
41 | 2008005536 | 381.3333 | 371.3333
42 | 2008005536 | 383 | 373
43 | 2008005536 | 385.3333 | 375.3333
44 | 2008005536 | 387.6667 | 377.6667
45 | 2008005536 | 390 | 380
46 | 2008005536 | 391.3333 | 381.3333
47 | 2008005536 | 392.6667 | 382.6667
48 | 2008005536 | 394 | 384
49 | 2008005536 | 393.3333 | 383.3333
50 | 2008005536 | 392.6667 | 382.6667
51 | 2008005536 | 392 | 382
52 | 2008005536 | 387.6667 | 377.6667
53 | 2008005536 | 383.3333 | 373.3333
54 | 2008005536 | 379 | 369
55 | 2008005536 | 372.3333 | 362.3333
56 | 2008005536 | 365.6667 | 355.6667
57 | 2008005536 | 359 | 349
58 | 2008005536 | 353.6667 | 343.6667
59 | 2008005536 | 348.3333 | 338.3333
60 | 2008005536 | 343 | 333
61 | 2008005536 | 338.3333 | 328.3333
62 | 2008005536 | 333.6667 | 323.6667
63 | 2008005536 | 329 | 319
64 | 2008005536 | 326 | 316
65 | 2008005536 | 323 | 313
66 | 2008005536 | 320 | 310
67 | 2008005536 | 318.3333 | 308.3333
68 | 2008005536 | 316.6667 | 306.6667
69 | 2008005536 | 315 | 305
70 | 2008005536 | 315.3333 | 305.3333
71 | 2008005536 | 315.6667 | 305.6667
72 | 2008005536 | 316 | 306
73 | 2008005536 | 316.3333 | 306.3333
74 | 2008005536 | 316.6667 | 306.6667
75 | 2008005536 | 317 | 307
76 | 2008005536 | 316.3333 | 306.3333
77 | 2008005536 | 315.6667 | 305.6667
78 | 2008005536 | 315 | 305
79 | 2008005536 | 314.6667 | 304.6667
80 | 2008005536 | 314.3333 | 304.3333
81 | 2008005536 | 314 | 304
82 | 2008005536 | 316.3333 | 306.3333
83 | 2008005536 | 318.6667 | 308.6667
84 | 2008005536 | 321 | 311
85 | 2008005536 | 323.3333 | 313.3333
86 | 2008005536 | 325.6667 | 315.6667
87 | 2008005536 | 328 | 318
88 | 2008005536 | 328.3333 | 318.3333
89 | 2008005536 | 328.6667 | 318.6667
90 | 2008005536 | 329 | 339
91 | 2008005536 | 329 | 339
92 | 2008005536 | 329 | 339
93 | 2008005536 | 329 | 339
94 | 2008005536 | 328.6667 | 338.6667
95 | 2008005536 | 328.3333 | 338.3333
96 | 2008005536 | 328 | 338
97 | 2008005536 | 327.6667 | 337.6667
98 | 2008005536 | 327.3333 | 337.3333
99 | 2008005536 | 327 | 337
100 | 2008005536 | 328.6667 | 338.6667
101 | 2008005536 | 330.3333 | 340.3333
102 | 2008005536 | 332 | 342
103 | 2008005536 | 334.3333 | 344.3333
104 | 2008005536 | 336.6667 | 346.6667
105 | 2008005536 | 339 | 349
106 | 2008005536 | 339.3333 | 349.3333
107 | 2008005536 | 339.6667 | 349.6667
108 | 2008005536 | 340 | 350
109 | 2008005536 | 342.3333 | 352.3333
110 | 2008005536 | 344.6667 | 354.6667
111 | 2008005536 | 347 | 357
112 | 2008005536 | 349.6667 | 359.6667
113 | 2008005536 | 352.3333 | 362.3333
114 | 2008005536 | 355 | 365
115 | 2008005536 | 360.3333 | 370.3333
116 | 2008005536 | 365.6667 | 375.6667
117 | 2008005536 | 371 | 381
118 | 2008005536 | 373.6667 | 383.6667
119 | 2008005536 | 376.3333 | 386.3333
120 | 2008005536 | 379 | 389
121 | 2008005536 | 383.3333 | 393.3333
122 | 2008005536 | 387.6667 | 377.6667
123 | 2008005536 | 392 | 382
124 | 2008005536 | 395.3333 | 385.3333
125 | 2008005536 | 398.6667 | 388.6667
126 | 2008005536 | 402 | 392
127 | 2008005536 | 404.3333 | 394.3333
128 | 2008005536 | 406.6667 | 396.6667
129 | 2008005536 | 409 | 399
130 | 2008005536 | 409 | 399
131 | 2008005536 | 409 | 399
132 | 2008005536 | 409 | 399
133 | 2008005536 | 408.3333 | 398.3333
134 | 2008005536 | 407.6667 | 397.6667
135 | 2008005536 | 407 | 397
136 | 2008005536 | 407 | 397
137 | 2008005536 | 407 | 397
138 | 2008005536 | 407 | 397
139 | 2008005536 | 407 | 397
140 | 2008005536 | 407 | 397
141 | 2008005536 | 407 | 397
142 | 2008005536 | 406 | 396
143 | 2008005536 | 405 | 395
0 | 2006007352 | 343 | 333
1 | 2006007352 | 344 | 334
2 | 2006007352 | 345 | 335
3 | 2006007352 | 346 | 336
4 | 2006007352 | 348 | 338
5 | 2006007352 | 350 | 340
6 | 2006007352 | 352 | 342
7 | 2006007352 | 353 | 343
8 | 2006007352 | 354 | 344
9 | 2006007352 | 355 | 345
10 | 2006007352 | 356.6667 | 346.6667
11 | 2006007352 | 358.3333 | 348.3333
12 | 2006007352 | 360 | 350
13 | 2006007352 | 363.6667 | 353.6667
14 | 2006007352 | 367.3333 | 357.3333
15 | 2006007352 | 371 | 361
16 | 2006007352 | 373.3333 | 363.3333
17 | 2006007352 | 375.6667 | 365.6667
18 | 2006007352 | 378 | 368
19 | 2006007352 | 378.6667 | 368.6667
20 | 2006007352 | 379.3333 | 369.3333
21 | 2006007352 | 380 | 370
22 | 2006007352 | 381.3333 | 371.3333
23 | 2006007352 | 382.6667 | 372.6667
24 | 2006007352 | 384 | 374
25 | 2006007352 | 385.3333 | 375.3333
26 | 2006007352 | 386.6667 | 376.6667
27 | 2006007352 | 388 | 378
28 | 2006007352 | 387 | 377
29 | 2006007352 | 386 | 376
30 | 2006007352 | 385 | 375
31 | 2006007352 | 383 | 373
32 | 2006007352 | 381 | 371
33 | 2006007352 | 379 | 369
34 | 2006007352 | 378.3333 | 368.3333
35 | 2006007352 | 377.6667 | 367.6667
36 | 2006007352 | 377 | 367
37 | 2006007352 | 377.3333 | 367.3333
38 | 2006007352 | 377.6667 | 367.6667
39 | 2006007352 | 378 | 368
40 | 2006007352 | 379.6667 | 369.6667
41 | 2006007352 | 381.3333 | 371.3333
42 | 2006007352 | 383 | 373
43 | 2006007352 | 385.3333 | 375.3333
44 | 2006007352 | 387.6667 | 377.6667
45 | 2006007352 | 390 | 380
46 | 2006007352 | 391.3333 | 381.3333
47 | 2006007352 | 392.6667 | 382.6667
48 | 2006007352 | 394 | 384
49 | 2006007352 | 393.3333 | 383.3333
50 | 2006007352 | 392.6667 | 382.6667
51 | 2006007352 | 392 | 382
52 | 2006007352 | 387.6667 | 377.6667
53 | 2006007352 | 383.3333 | 373.3333
54 | 2006007352 | 379 | 369
55 | 2006007352 | 372.3333 | 362.3333
56 | 2006007352 | 365.6667 | 355.6667
57 | 2006007352 | 359 | 349
58 | 2006007352 | 353.6667 | 343.6667
59 | 2006007352 | 348.3333 | 338.3333
60 | 2006007352 | 343 | 333
61 | 2006007352 | 338.3333 | 328.3333
62 | 2006007352 | 333.6667 | 323.6667
63 | 2006007352 | 329 | 319
64 | 2006007352 | 326 | 316
65 | 2006007352 | 323 | 313
66 | 2006007352 | 320 | 310
67 | 2006007352 | 318.3333 | 308.3333
68 | 2006007352 | 316.6667 | 306.6667
69 | 2006007352 | 315 | 305
70 | 2006007352 | 315.3333 | 305.3333
71 | 2006007352 | 315.6667 | 305.6667
72 | 2006007352 | 316 | 306
73 | 2006007352 | 316.3333 | 306.3333
74 | 2006007352 | 316.6667 | 306.6667
75 | 2006007352 | 317 | 307
76 | 2006007352 | 316.3333 | 306.3333
77 | 2006007352 | 315.6667 | 305.6667
78 | 2006007352 | 315 | 305
79 | 2006007352 | 314.6667 | 304.6667
80 | 2006007352 | 314.3333 | 304.3333
81 | 2006007352 | 314 | 304
82 | 2006007352 | 316.3333 | 306.3333
83 | 2006007352 | 318.6667 | 308.6667
84 | 2006007352 | 321 | 311
85 | 2006007352 | 323.3333 | 313.3333
86 | 2006007352 | 325.6667 | 315.6667
87 | 2006007352 | 328 | 318
88 | 2006007352 | 328.3333 | 318.3333
89 | 2006007352 | 328.6667 | 318.6667
90 | 2006007352 | 329 | 339
91 | 2006007352 | 329 | 339
92 | 2006007352 | 329 | 339
93 | 2006007352 | 329 | 339
94 | 2006007352 | 328.6667 | 338.6667
95 | 2006007352 | 328.3333 | 338.3333
96 | 2006007352 | 328 | 338
97 | 2006007352 | 327.6667 | 337.6667
98 | 2006007352 | 327.3333 | 337.3333
99 | 2006007352 | 327 | 337
100 | 2006007352 | 328.6667 | 338.6667
101 | 2006007352 | 330.3333 | 340.3333
102 | 2006007352 | 332 | 342
103 | 2006007352 | 334.3333 | 344.3333
104 | 2006007352 | 336.6667 | 346.6667
105 | 2006007352 | 339 | 349
106 | 2006007352 | 339.3333 | 349.3333
107 | 2006007352 | 339.6667 | 349.6667
108 | 2006007352 | 340 | 350
109 | 2006007352 | 342.3333 | 352.3333
110 | 2006007352 | 344.6667 | 354.6667
111 | 2006007352 | 347 | 357
112 | 2006007352 | 349.6667 | 359.6667
113 | 2006007352 | 352.3333 | 362.3333
114 | 2006007352 | 355 | 365
115 | 2006007352 | 360.3333 | 370.3333
116 | 2006007352 | 365.6667 | 375.6667
117 | 2006007352 | 371 | 381
118 | 2006007352 | 373.6667 | 383.6667
119 | 2006007352 | 376.3333 | 386.3333
120 | 2006007352 | 379 | 389
121 | 2006007352 | 383.3333 | 393.3333
122 | 2006007352 | 387.6667 | 377.6667
123 | 2006007352 | 392 | 382
124 | 2006007352 | 395.3333 | 385.3333
125 | 2006007352 | 398.6667 | 388.6667
126 | 2006007352 | 402 | 392
127 | 2006007352 | 404.3333 | 394.3333
128 | 2006007352 | 406.6667 | 396.6667
129 | 2006007352 | 409 | 399
130 | 2006007352 | 409 | 399
131 | 2006007352 | 409 | 399
132 | 2006007352 | 409 | 399
133 | 2006007352 | 408.3333 | 398.3333
134 | 2006007352 | 407.6667 | 397.6667
135 | 2006007352 | 407 | 397
136 | 2006007352 | 407 | 397
137 | 2006007352 | 407 | 397
138 | 2006007352 | 407 | 397
139 | 2006007352 | 407 | 397
140 | 2006007352 | 407 | 397
141 | 2006007352 | 407 | 397
142 | 2006007352 | 406 | 396
143 | 2006007352 | 405 | 395
0 | 2005005526 | 343 | 333
1 | 2005005526 | 344 | 334
2 | 2005005526 | 345 | 335
3 | 2005005526 | 346 | 336
4 | 2005005526 | 348 | 338
5 | 2005005526 | 350 | 340
6 | 2005005526 | 352 | 342
7 | 2005005526 | 353 | 343
8 | 2005005526 | 354 | 344
9 | 2005005526 | 355 | 345
10 | 2005005526 | 356.6667 | 346.6667
11 | 2005005526 | 358.3333 | 348.3333
12 | 2005005526 | 360 | 350
13 | 2005005526 | 363.6667 | 353.6667
14 | 2005005526 | 367.3333 | 357.3333
15 | 2005005526 | 371 | 361
16 | 2005005526 | 373.3333 | 363.3333
17 | 2005005526 | 375.6667 | 365.6667
18 | 2005005526 | 378 | 368
19 | 2005005526 | 378.6667 | 368.6667
20 | 2005005526 | 379.3333 | 369.3333
21 | 2005005526 | 380 | 370
22 | 2005005526 | 381.3333 | 371.3333
23 | 2005005526 | 382.6667 | 372.6667
24 | 2005005526 | 384 | 374
25 | 2005005526 | 385.3333 | 375.3333
26 | 2005005526 | 386.6667 | 376.6667
27 | 2005005526 | 388 | 378
28 | 2005005526 | 387 | 377
29 | 2005005526 | 386 | 376
30 | 2005005526 | 385 | 375
31 | 2005005526 | 383 | 373
32 | 2005005526 | 381 | 371
33 | 2005005526 | 379 | 369
34 | 2005005526 | 378.3333 | 368.3333
35 | 2005005526 | 377.6667 | 367.6667
36 | 2005005526 | 377 | 367
37 | 2005005526 | 377.3333 | 367.3333
38 | 2005005526 | 377.6667 | 367.6667
39 | 2005005526 | 378 | 368
40 | 2005005526 | 379.6667 | 369.6667
41 | 2005005526 | 381.3333 | 371.3333
42 | 2005005526 | 383 | 373
43 | 2005005526 | 385.3333 | 375.3333
44 | 2005005526 | 387.6667 | 377.6667
45 | 2005005526 | 390 | 380
46 | 2005005526 | 391.3333 | 381.3333
47 | 2005005526 | 392.6667 | 382.6667
48 | 2005005526 | 394 | 384
49 | 2005005526 | 393.3333 | 383.3333
50 | 2005005526 | 392.6667 | 382.6667
51 | 2005005526 | 392 | 382
52 | 2005005526 | 387.6667 | 377.6667
53 | 2005005526 | 383.3333 | 373.3333
54 | 2005005526 | 379 | 369
55 | 2005005526 | 372.3333 | 362.3333
56 | 2005005526 | 365.6667 | 355.6667
57 | 2005005526 | 359 | 349
58 | 2005005526 | 353.6667 | 343.6667
59 | 2005005526 | 348.3333 | 338.3333
60 | 2005005526 | 343 | 333
61 | 2005005526 | 338.3333 | 328.3333
62 | 2005005526 | 333.6667 | 323.6667
63 | 2005005526 | 329 | 319
64 | 2005005526 | 326 | 316
65 | 2005005526 | 323 | 313
66 | 2005005526 | 320 | 310
67 | 2005005526 | 318.3333 | 308.3333
68 | 2005005526 | 316.6667 | 306.6667
69 | 2005005526 | 315 | 305
70 | 2005005526 | 315.3333 | 305.3333
71 | 2005005526 | 315.6667 | 305.6667
72 | 2005005526 | 316 | 306
73 | 2005005526 | 316.3333 | 306.3333
74 | 2005005526 | 316.6667 | 306.6667
75 | 2005005526 | 317 | 307
76 | 2005005526 | 316.3333 | 306.3333
77 | 2005005526 | 315.6667 | 305.6667
78 | 2005005526 | 315 | 305
79 | 2005005526 | 314.6667 | 304.6667
80 | 2005005526 | 314.3333 | 304.3333
81 | 2005005526 | 314 | 304
82 | 2005005526 | 316.3333 | 306.3333
83 | 2005005526 | 318.6667 | 308.6667
84 | 2005005526 | 321 | 311
85 | 2005005526 | 323.3333 | 313.3333
86 | 2005005526 | 325.6667 | 315.6667
87 | 2005005526 | 328 | 318
88 | 2005005526 | 328.3333 | 318.3333
89 | 2005005526 | 328.6667 | 318.6667
90 | 2005005526 | 329 | 339
91 | 2005005526 | 329 | 339
92 | 2005005526 | 329 | 339
93 | 2005005526 | 329 | 339
94 | 2005005526 | 328.6667 | 338.6667
95 | 2005005526 | 328.3333 | 338.3333
96 | 2005005526 | 328 | 338
97 | 2005005526 | 327.6667 | 337.6667
98 | 2005005526 | 327.3333 | 337.3333
99 | 2005005526 | 327 | 337
100 | 2005005526 | 328.6667 | 338.6667
101 | 2005005526 | 330.3333 | 340.3333
102 | 2005005526 | 332 | 342
103 | 2005005526 | 334.3333 | 344.3333
104 | 2005005526 | 336.6667 | 346.6667
105 | 2005005526 | 339 | 349
106 | 2005005526 | 339.3333 | 349.3333
107 | 2005005526 | 339.6667 | 349.6667
108 | 2005005526 | 340 | 350
109 | 2005005526 | 342.3333 | 352.3333
110 | 2005005526 | 344.6667 | 354.6667
111 | 2005005526 | 347 | 357
112 | 2005005526 | 349.6667 | 359.6667
113 | 2005005526 | 352.3333 | 362.3333
114 | 2005005526 | 355 | 365
115 | 2005005526 | 360.3333 | 370.3333
116 | 2005005526 | 365.6667 | 375.6667
117 | 2005005526 | 371 | 381
118 | 2005005526 | 373.6667 | 383.6667
119 | 2005005526 | 376.3333 | 386.3333
120 | 2005005526 | 379 | 389
121 | 2005005526 | 383.3333 | 393.3333
122 | 2005005526 | 387.6667 | 377.6667
123 | 2005005526 | 392 | 382
124 | 2005005526 | 395.3333 | 385.3333
125 | 2005005526 | 398.6667 | 388.6667
126 | 2005005526 | 402 | 392
127 | 2005005526 | 404.3333 | 394.3333
128 | 2005005526 | 406.6667 | 396.6667
129 | 2005005526 | 409 | 399
130 | 2005005526 | 409 | 399
131 | 2005005526 | 409 | 399
132 | 2005005526 | 409 | 399
133 | 2005005526 | 408.3333 | 398.3333
134 | 2005005526 | 407.6667 | 397.6667
135 | 2005005526 | 407 | 397
136 | 2005005526 | 407 | 397
137 | 2005005526 | 407 | 397
138 | 2005005526 | 407 | 397
139 | 2005005526 | 407 | 397
140 | 2005005526 | 407 | 397
141 | 2005005526 | 407 | 397
142 | 2005005526 | 406 | 396
143 | 2005005526 | 405 | 395
0 | 2003001402 | 343 | 333
1 | 2003001402 | 344 | 334
2 | 2003001402 | 345 | 335
3 | 2003001402 | 346 | 336
4 | 2003001402 | 348 | 338
5 | 2003001402 | 350 | 340
6 | 2003001402 | 352 | 342
7 | 2003001402 | 353 | 343
8 | 2003001402 | 354 | 344
9 | 2003001402 | 355 | 345
10 | 2003001402 | 356.6667 | 346.6667
11 | 2003001402 | 358.3333 | 348.3333
12 | 2003001402 | 360 | 350
13 | 2003001402 | 363.6667 | 353.6667
14 | 2003001402 | 367.3333 | 357.3333
15 | 2003001402 | 371 | 361
16 | 2003001402 | 373.3333 | 363.3333
17 | 2003001402 | 375.6667 | 365.6667
18 | 2003001402 | 378 | 368
19 | 2003001402 | 378.6667 | 368.6667
20 | 2003001402 | 379.3333 | 369.3333
21 | 2003001402 | 380 | 370
22 | 2003001402 | 381.3333 | 371.3333
23 | 2003001402 | 382.6667 | 372.6667
24 | 2003001402 | 384 | 374
25 | 2003001402 | 385.3333 | 375.3333
26 | 2003001402 | 386.6667 | 376.6667
27 | 2003001402 | 388 | 378
28 | 2003001402 | 387 | 377
29 | 2003001402 | 386 | 376
30 | 2003001402 | 385 | 375
31 | 2003001402 | 383 | 373
32 | 2003001402 | 381 | 371
33 | 2003001402 | 379 | 369
34 | 2003001402 | 378.3333 | 368.3333
35 | 2003001402 | 377.6667 | 367.6667
36 | 2003001402 | 377 | 367
37 | 2003001402 | 377.3333 | 367.3333
38 | 2003001402 | 377.6667 | 367.6667
39 | 2003001402 | 378 | 368
40 | 2003001402 | 379.6667 | 369.6667
41 | 2003001402 | 381.3333 | 371.3333
42 | 2003001402 | 383 | 373
43 | 2003001402 | 385.3333 | 375.3333
44 | 2003001402 | 387.6667 | 377.6667
45 | 2003001402 | 390 | 380
46 | 2003001402 | 391.3333 | 381.3333
47 | 2003001402 | 392.6667 | 382.6667
48 | 2003001402 | 394 | 384
49 | 2003001402 | 393.3333 | 383.3333
50 | 2003001402 | 392.6667 | 382.6667
51 | 2003001402 | 392 | 382
52 | 2003001402 | 387.6667 | 377.6667
53 | 2003001402 | 383.3333 | 373.3333
54 | 2003001402 | 379 | 369
55 | 2003001402 | 372.3333 | 362.3333
56 | 2003001402 | 365.6667 | 355.6667
57 | 2003001402 | 359 | 349
58 | 2003001402 | 353.6667 | 343.6667
59 | 2003001402 | 348.3333 | 338.3333
60 | 2003001402 | 343 | 333
61 | 2003001402 | 338.3333 | 328.3333
62 | 2003001402 | 333.6667 | 323.6667
63 | 2003001402 | 329 | 319
64 | 2003001402 | 326 | 316
65 | 2003001402 | 323 | 313
66 | 2003001402 | 320 | 310
67 | 2003001402 | 318.3333 | 308.3333
68 | 2003001402 | 316.6667 | 306.6667
69 | 2003001402 | 315 | 305
70 | 2003001402 | 315.3333 | 305.3333
71 | 2003001402 | 315.6667 | 305.6667
72 | 2003001402 | 316 | 306
73 | 2003001402 | 316.3333 | 306.3333
74 | 2003001402 | 316.6667 | 306.6667
75 | 2003001402 | 317 | 307
76 | 2003001402 | 316.3333 | 306.3333
77 | 2003001402 | 315.6667 | 305.6667
78 | 2003001402 | 315 | 305
79 | 2003001402 | 314.6667 | 304.6667
80 | 2003001402 | 314.3333 | 304.3333
81 | 2003001402 | 314 | 304
82 | 2003001402 | 316.3333 | 306.3333
83 | 2003001402 | 318.6667 | 308.6667
84 | 2003001402 | 321 | 311
85 | 2003001402 | 323.3333 | 313.3333
86 | 2003001402 | 325.6667 | 315.6667
87 | 2003001402 | 328 | 318
88 | 2003001402 | 328.3333 | 318.3333
89 | 2003001402 | 328.6667 | 318.6667
90 | 2003001402 | 329 | 339
91 | 2003001402 | 329 | 339
92 | 2003001402 | 329 | 339
93 | 2003001402 | 329 | 339
94 | 2003001402 | 328.6667 | 338.6667
95 | 2003001402 | 328.3333 | 338.3333
96 | 2003001402 | 328 | 338
97 | 2003001402 | 327.6667 | 337.6667
98 | 2003001402 | 327.3333 | 337.3333
99 | 2003001402 | 327 | 337
100 | 2003001402 | 328.6667 | 338.6667
101 | 2003001402 | 330.3333 | 340.3333
102 | 2003001402 | 332 | 342
103 | 2003001402 | 334.3333 | 344.3333
104 | 2003001402 | 336.6667 | 346.6667
105 | 2003001402 | 339 | 349
106 | 2003001402 | 339.3333 | 349.3333
107 | 2003001402 | 339.6667 | 349.6667
108 | 2003001402 | 340 | 350
109 | 2003001402 | 342.3333 | 352.3333
110 | 2003001402 | 344.6667 | 354.6667
111 | 2003001402 | 347 | 357
112 | 2003001402 | 349.6667 | 359.6667
113 | 2003001402 | 352.3333 | 362.3333
114 | 2003001402 | 355 | 365
115 | 2003001402 | 360.3333 | 370.3333
116 | 2003001402 | 365.6667 | 375.6667
117 | 2003001402 | 371 | 381
118 | 2003001402 | 373.6667 | 383.6667
119 | 2003001402 | 376.3333 | 386.3333
120 | 2003001402 | 379 | 389
121 | 2003001402 | 383.3333 | 393.3333
122 | 2003001402 | 387.6667 | 377.6667
123 | 2003001402 | 392 | 382
124 | 2003001402 | 395.3333 | 385.3333
125 | 2003001402 | 398.6667 | 388.6667
126 | 2003001402 | 402 | 392
127 | 2003001402 | 404.3333 | 394.3333
128 | 2003001402 | 406.6667 | 396.6667
129 | 2003001402 | 409 | 399
130 | 2003001402 | 409 | 399
131 | 2003001402 | 409 | 399
132 | 2003001402 | 409 | 399
133 | 2003001402 | 408.3333 | 398.3333
134 | 2003001402 | 407.6667 | 397.6667
135 | 2003001402 | 407 | 397
136 | 2003001402 | 407 | 397
137 | 2003001402 | 407 | 397
138 | 2003001402 | 407 | 397
139 | 2003001402 | 407 | 397
140 | 2003001402 | 407 | 397
141 | 2003001402 | 407 | 397
142 | 2003001402 | 406 | 396
143 | 2003001402 | 405 | 395
0 | 2005009255 | 343 | 333
1 | 2005009255 | 344 | 334
2 | 2005009255 | 345 | 335
3 | 2005009255 | 346 | 336
4 | 2005009255 | 348 | 338
5 | 2005009255 | 350 | 340
6 | 2005009255 | 352 | 342
7 | 2005009255 | 353 | 343
8 | 2005009255 | 354 | 344
9 | 2005009255 | 355 | 345
10 | 2005009255 | 356.6667 | 346.6667
11 | 2005009255 | 358.3333 | 348.3333
12 | 2005009255 | 360 | 350
13 | 2005009255 | 363.6667 | 353.6667
14 | 2005009255 | 367.3333 | 357.3333
15 | 2005009255 | 371 | 361
16 | 2005009255 | 373.3333 | 363.3333
17 | 2005009255 | 375.6667 | 365.6667
18 | 2005009255 | 378 | 368
19 | 2005009255 | 378.6667 | 368.6667
20 | 2005009255 | 379.3333 | 369.3333
21 | 2005009255 | 380 | 370
22 | 2005009255 | 381.3333 | 371.3333
23 | 2005009255 | 382.6667 | 372.6667
24 | 2005009255 | 384 | 374
25 | 2005009255 | 385.3333 | 375.3333
26 | 2005009255 | 386.6667 | 376.6667
27 | 2005009255 | 388 | 378
28 | 2005009255 | 387 | 377
29 | 2005009255 | 386 | 376
30 | 2005009255 | 385 | 375
31 | 2005009255 | 383 | 373
32 | 2005009255 | 381 | 371
33 | 2005009255 | 379 | 369
34 | 2005009255 | 378.3333 | 368.3333
35 | 2005009255 | 377.6667 | 367.6667
36 | 2005009255 | 377 | 367
37 | 2005009255 | 377.3333 | 367.3333
38 | 2005009255 | 377.6667 | 367.6667
39 | 2005009255 | 378 | 368
40 | 2005009255 | 379.6667 | 369.6667
41 | 2005009255 | 381.3333 | 371.3333
42 | 2005009255 | 383 | 373
43 | 2005009255 | 385.3333 | 375.3333
44 | 2005009255 | 387.6667 | 377.6667
45 | 2005009255 | 390 | 380
46 | 2005009255 | 391.3333 | 381.3333
47 | 2005009255 | 392.6667 | 382.6667
48 | 2005009255 | 394 | 384
49 | 2005009255 | 393.3333 | 383.3333
50 | 2005009255 | 392.6667 | 382.6667
51 | 2005009255 | 392 | 382
52 | 2005009255 | 387.6667 | 377.6667
53 | 2005009255 | 383.3333 | 373.3333
54 | 2005009255 | 379 | 369
55 | 2005009255 | 372.3333 | 362.3333
56 | 2005009255 | 365.6667 | 355.6667
57 | 2005009255 | 359 | 349
58 | 2005009255 | 353.6667 | 343.6667
59 | 2005009255 | 348.3333 | 338.3333
60 | 2005009255 | 343 | 333
61 | 2005009255 | 338.3333 | 328.3333
62 | 2005009255 | 333.6667 | 323.6667
63 | 2005009255 | 329 | 319
64 | 2005009255 | 326 | 316
65 | 2005009255 | 323 | 313
66 | 2005009255 | 320 | 310
67 | 2005009255 | 318.3333 | 308.3333
68 | 2005009255 | 316.6667 | 306.6667
69 | 2005009255 | 315 | 305
70 | 2005009255 | 315.3333 | 305.3333
71 | 2005009255 | 315.6667 | 305.6667
72 | 2005009255 | 316 | 306
73 | 2005009255 | 316.3333 | 306.3333
74 | 2005009255 | 316.6667 | 306.6667
75 | 2005009255 | 317 | 307
76 | 2005009255 | 316.3333 | 306.3333
77 | 2005009255 | 315.6667 | 305.6667
78 | 2005009255 | 315 | 305
79 | 2005009255 | 314.6667 | 304.6667
80 | 2005009255 | 314.3333 | 304.3333
81 | 2005009255 | 314 | 304
82 | 2005009255 | 316.3333 | 306.3333
83 | 2005009255 | 318.6667 | 308.6667
84 | 2005009255 | 321 | 311
85 | 2005009255 | 323.3333 | 313.3333
86 | 2005009255 | 325.6667 | 315.6667
87 | 2005009255 | 328 | 318
88 | 2005009255 | 328.3333 | 318.3333
89 | 2005009255 | 328.6667 | 318.6667
90 | 2005009255 | 329 | 339
91 | 2005009255 | 329 | 339
92 | 2005009255 | 329 | 339
93 | 2005009255 | 329 | 339
94 | 2005009255 | 328.6667 | 338.6667
95 | 2005009255 | 328.3333 | 338.3333
96 | 2005009255 | 328 | 338
97 | 2005009255 | 327.6667 | 337.6667
98 | 2005009255 | 327.3333 | 337.3333
99 | 2005009255 | 327 | 337
100 | 2005009255 | 328.6667 | 338.6667
101 | 2005009255 | 330.3333 | 340.3333
102 | 2005009255 | 332 | 342
103 | 2005009255 | 334.3333 | 344.3333
104 | 2005009255 | 336.6667 | 346.6667
105 | 2005009255 | 339 | 349
106 | 2005009255 | 339.3333 | 349.3333
107 | 2005009255 | 339.6667 | 349.6667
108 | 2005009255 | 340 | 350
109 | 2005009255 | 342.3333 | 352.3333
110 | 2005009255 | 344.6667 | 354.6667
111 | 2005009255 | 347 | 357
112 | 2005009255 | 349.6667 | 359.6667
113 | 2005009255 | 352.3333 | 362.3333
114 | 2005009255 | 355 | 365
115 | 2005009255 | 360.3333 | 370.3333
116 | 2005009255 | 365.6667 | 375.6667
117 | 2005009255 | 371 | 381
118 | 2005009255 | 373.6667 | 383.6667
119 | 2005009255 | 376.3333 | 386.3333
120 | 2005009255 | 379 | 389
121 | 2005009255 | 383.3333 | 393.3333
122 | 2005009255 | 387.6667 | 377.6667
123 | 2005009255 | 392 | 382
124 | 2005009255 | 395.3333 | 385.3333
125 | 2005009255 | 398.6667 | 388.6667
126 | 2005009255 | 402 | 392
127 | 2005009255 | 404.3333 | 394.3333
128 | 2005009255 | 406.6667 | 396.6667
129 | 2005009255 | 409 | 399
130 | 2005009255 | 409 | 399
131 | 2005009255 | 409 | 399
132 | 2005009255 | 409 | 399
133 | 2005009255 | 408.3333 | 398.3333
134 | 2005009255 | 407.6667 | 397.6667
135 | 2005009255 | 407 | 397
136 | 2005009255 | 407 | 397
137 | 2005009255 | 407 | 397
138 | 2005009255 | 407 | 397
139 | 2005009255 | 407 | 397
140 | 2005009255 | 407 | 397
141 | 2005009255 | 407 | 397
142 | 2005009255 | 406 | 396
143 | 2005009255 | 405 | 395
0 | 2010000705 | 343 | 333
1 | 2010000705 | 344 | 334
2 | 2010000705 | 345 | 335
3 | 2010000705 | 346 | 336
4 | 2010000705 | 348 | 338
5 | 2010000705 | 350 | 340
6 | 2010000705 | 352 | 342
7 | 2010000705 | 353 | 343
8 | 2010000705 | 354 | 344
9 | 2010000705 | 355 | 345
10 | 2010000705 | 356.6667 | 346.6667
11 | 2010000705 | 358.3333 | 348.3333
12 | 2010000705 | 360 | 350
13 | 2010000705 | 363.6667 | 353.6667
14 | 2010000705 | 367.3333 | 357.3333
15 | 2010000705 | 371 | 361
16 | 2010000705 | 373.3333 | 363.3333
17 | 2010000705 | 375.6667 | 365.6667
18 | 2010000705 | 378 | 368
19 | 2010000705 | 378.6667 | 368.6667
20 | 2010000705 | 379.3333 | 369.3333
21 | 2010000705 | 380 | 370
22 | 2010000705 | 381.3333 | 371.3333
23 | 2010000705 | 382.6667 | 372.6667
24 | 2010000705 | 384 | 374
25 | 2010000705 | 385.3333 | 375.3333
26 | 2010000705 | 386.6667 | 376.6667
27 | 2010000705 | 388 | 378
28 | 2010000705 | 387 | 377
29 | 2010000705 | 386 | 376
30 | 2010000705 | 385 | 375
31 | 2010000705 | 383 | 373
32 | 2010000705 | 381 | 371
33 | 2010000705 | 379 | 369
34 | 2010000705 | 378.3333 | 368.3333
35 | 2010000705 | 377.6667 | 367.6667
36 | 2010000705 | 377 | 367
37 | 2010000705 | 377.3333 | 367.3333
38 | 2010000705 | 377.6667 | 367.6667
39 | 2010000705 | 378 | 368
40 | 2010000705 | 379.6667 | 369.6667
41 | 2010000705 | 381.3333 | 371.3333
42 | 2010000705 | 383 | 373
43 | 2010000705 | 385.3333 | 375.3333
44 | 2010000705 | 387.6667 | 377.6667
45 | 2010000705 | 390 | 380
46 | 2010000705 | 391.3333 | 381.3333
47 | 2010000705 | 392.6667 | 382.6667
48 | 2010000705 | 394 | 384
49 | 2010000705 | 393.3333 | 383.3333
50 | 2010000705 | 392.6667 | 382.6667
51 | 2010000705 | 392 | 382
52 | 2010000705 | 387.6667 | 377.6667
53 | 2010000705 | 383.3333 | 373.3333
54 | 2010000705 | 379 | 369
55 | 2010000705 | 372.3333 | 362.3333
56 | 2010000705 | 365.6667 | 355.6667
57 | 2010000705 | 359 | 349
58 | 2010000705 | 353.6667 | 343.6667
59 | 2010000705 | 348.3333 | 338.3333
60 | 2010000705 | 343 | 333
61 | 2010000705 | 338.3333 | 328.3333
62 | 2010000705 | 333.6667 | 323.6667
63 | 2010000705 | 329 | 319
64 | 2010000705 | 326 | 316
65 | 2010000705 | 323 | 313
66 | 2010000705 | 320 | 310
67 | 2010000705 | 318.3333 | 308.3333
68 | 2010000705 | 316.6667 | 306.6667
69 | 2010000705 | 315 | 305
70 | 2010000705 | 315.3333 | 305.3333
71 | 2010000705 | 315.6667 | 305.6667
72 | 2010000705 | 316 | 306
73 | 2010000705 | 316.3333 | 306.3333
74 | 2010000705 | 316.6667 | 306.6667
75 | 2010000705 | 317 | 307
76 | 2010000705 | 316.3333 | 306.3333
77 | 2010000705 | 315.6667 | 305.6667
78 | 2010000705 | 315 | 305
79 | 2010000705 | 314.6667 | 304.6667
80 | 2010000705 | 314.3333 | 304.3333
81 | 2010000705 | 314 | 304
82 | 2010000705 | 316.3333 | 306.3333
83 | 2010000705 | 318.6667 | 308.6667
84 | 2010000705 | 321 | 311
85 | 2010000705 | 323.3333 | 313.3333
86 | 2010000705 | 325.6667 | 315.6667
87 | 2010000705 | 328 | 318
88 | 2010000705 | 328.3333 | 318.3333
89 | 2010000705 | 328.6667 | 318.6667
90 | 2010000705 | 329 | 339
91 | 2010000705 | 329 | 339
92 | 2010000705 | 329 | 339
93 | 2010000705 | 329 | 339
94 | 2010000705 | 328.6667 | 338.6667
95 | 2010000705 | 328.3333 | 338.3333
96 | 2010000705 | 328 | 338
97 | 2010000705 | 327.6667 | 337.6667
98 | 2010000705 | 327.3333 | 337.3333
99 | 2010000705 | 327 | 337
100 | 2010000705 | 328.6667 | 338.6667
101 | 2010000705 | 330.3333 | 340.3333
102 | 2010000705 | 332 | 342
103 | 2010000705 | 334.3333 | 344.3333
104 | 2010000705 | 336.6667 | 346.6667
105 | 2010000705 | 339 | 349
106 | 2010000705 | 339.3333 | 349.3333
107 | 2010000705 | 339.6667 | 349.6667
108 | 2010000705 | 340 | 350
109 | 2010000705 | 342.3333 | 352.3333
110 | 2010000705 | 344.6667 | 354.6667
111 | 2010000705 | 347 | 357
112 | 2010000705 | 349.6667 | 359.6667
113 | 2010000705 | 352.3333 | 362.3333
114 | 2010000705 | 355 | 365
115 | 2010000705 | 360.3333 | 370.3333
116 | 2010000705 | 365.6667 | 375.6667
117 | 2010000705 | 371 | 381
118 | 2010000705 | 373.6667 | 383.6667
119 | 2010000705 | 376.3333 | 386.3333
120 | 2010000705 | 379 | 389
121 | 2010000705 | 383.3333 | 393.3333
122 | 2010000705 | 387.6667 | 377.6667
123 | 2010000705 | 392 | 382
124 | 2010000705 | 395.3333 | 385.3333
125 | 2010000705 | 398.6667 | 388.6667
126 | 2010000705 | 402 | 392
127 | 2010000705 | 404.3333 | 394.3333
128 | 2010000705 | 406.6667 | 396.6667
129 | 2010000705 | 409 | 399
130 | 2010000705 | 409 | 399
131 | 2010000705 | 409 | 399
132 | 2010000705 | 409 | 399
133 | 2010000705 | 408.3333 | 398.3333
134 | 2010000705 | 407.6667 | 397.6667
135 | 2010000705 | 407 | 397
136 | 2010000705 | 407 | 397
137 | 2010000705 | 407 | 397
138 | 2010000705 | 407 | 397
139 | 2010000705 | 407 | 397
140 | 2010000705 | 407 | 397
141 | 2010000705 | 407 | 397
142 | 2010000705 | 406 | 396
143 | 2010000705 | 405 | 395
0 | 2015007525 | 343 | 333
1 | 2015007525 | 344 | 334
2 | 2015007525 | 345 | 335
3 | 2015007525 | 346 | 336
4 | 2015007525 | 348 | 338
5 | 2015007525 | 350 | 340
6 | 2015007525 | 352 | 342
7 | 2015007525 | 353 | 343
8 | 2015007525 | 354 | 344
9 | 2015007525 | 355 | 345
10 | 2015007525 | 356.6667 | 346.6667
11 | 2015007525 | 358.3333 | 348.3333
12 | 2015007525 | 360 | 350
13 | 2015007525 | 363.6667 | 353.6667
14 | 2015007525 | 367.3333 | 357.3333
15 | 2015007525 | 371 | 361
16 | 2015007525 | 373.3333 | 363.3333
17 | 2015007525 | 375.6667 | 365.6667
18 | 2015007525 | 378 | 368
19 | 2015007525 | 378.6667 | 368.6667
20 | 2015007525 | 379.3333 | 369.3333
21 | 2015007525 | 380 | 370
22 | 2015007525 | 381.3333 | 371.3333
23 | 2015007525 | 382.6667 | 372.6667
24 | 2015007525 | 384 | 374
25 | 2015007525 | 385.3333 | 375.3333
26 | 2015007525 | 386.6667 | 376.6667
27 | 2015007525 | 388 | 378
28 | 2015007525 | 387 | 377
29 | 2015007525 | 386 | 376
30 | 2015007525 | 385 | 375
31 | 2015007525 | 383 | 373
32 | 2015007525 | 381 | 371
33 | 2015007525 | 379 | 369
34 | 2015007525 | 378.3333 | 368.3333
35 | 2015007525 | 377.6667 | 367.6667
36 | 2015007525 | 377 | 367
37 | 2015007525 | 377.3333 | 367.3333
38 | 2015007525 | 377.6667 | 367.6667
39 | 2015007525 | 378 | 368
40 | 2015007525 | 379.6667 | 369.6667
41 | 2015007525 | 381.3333 | 371.3333
42 | 2015007525 | 383 | 373
43 | 2015007525 | 385.3333 | 375.3333
44 | 2015007525 | 387.6667 | 377.6667
45 | 2015007525 | 390 | 380
46 | 2015007525 | 391.3333 | 381.3333
47 | 2015007525 | 392.6667 | 382.6667
48 | 2015007525 | 394 | 384
49 | 2015007525 | 393.3333 | 383.3333
50 | 2015007525 | 392.6667 | 382.6667
51 | 2015007525 | 392 | 382
52 | 2015007525 | 387.6667 | 377.6667
53 | 2015007525 | 383.3333 | 373.3333
54 | 2015007525 | 379 | 369
55 | 2015007525 | 372.3333 | 362.3333
56 | 2015007525 | 365.6667 | 355.6667
57 | 2015007525 | 359 | 349
58 | 2015007525 | 353.6667 | 343.6667
59 | 2015007525 | 348.3333 | 338.3333
60 | 2015007525 | 343 | 333
61 | 2015007525 | 338.3333 | 328.3333
62 | 2015007525 | 333.6667 | 323.6667
63 | 2015007525 | 329 | 319
64 | 2015007525 | 326 | 316
65 | 2015007525 | 323 | 313
66 | 2015007525 | 320 | 310
67 | 2015007525 | 318.3333 | 308.3333
68 | 2015007525 | 316.6667 | 306.6667
69 | 2015007525 | 315 | 305
70 | 2015007525 | 315.3333 | 305.3333
71 | 2015007525 | 315.6667 | 305.6667
72 | 2015007525 | 316 | 306
73 | 2015007525 | 316.3333 | 306.3333
74 | 2015007525 | 316.6667 | 306.6667
75 | 2015007525 | 317 | 307
76 | 2015007525 | 316.3333 | 306.3333
77 | 2015007525 | 315.6667 | 305.6667
78 | 2015007525 | 315 | 305
79 | 2015007525 | 314.6667 | 304.6667
80 | 2015007525 | 314.3333 | 304.3333
81 | 2015007525 | 314 | 304
82 | 2015007525 | 316.3333 | 306.3333
83 | 2015007525 | 318.6667 | 308.6667
84 | 2015007525 | 321 | 311
85 | 2015007525 | 323.3333 | 313.3333
86 | 2015007525 | 325.6667 | 315.6667
87 | 2015007525 | 328 | 318
88 | 2015007525 | 328.3333 | 318.3333
89 | 2015007525 | 328.6667 | 318.6667
90 | 2015007525 | 329 | 339
91 | 2015007525 | 329 | 339
92 | 2015007525 | 329 | 339
93 | 2015007525 | 329 | 339
94 | 2015007525 | 328.6667 | 338.6667
95 | 2015007525 | 328.3333 | 338.3333
96 | 2015007525 | 328 | 338
97 | 2015007525 | 327.6667 | 337.6667
98 | 2015007525 | 327.3333 | 337.3333
99 | 2015007525 | 327 | 337
100 | 2015007525 | 328.6667 | 338.6667
101 | 2015007525 | 330.3333 | 340.3333
102 | 2015007525 | 332 | 342
103 | 2015007525 | 334.3333 | 344.3333
104 | 2015007525 | 336.6667 | 346.6667
105 | 2015007525 | 339 | 349
106 | 2015007525 | 339.3333 | 349.3333
107 | 2015007525 | 339.6667 | 349.6667
108 | 2015007525 | 340 | 350
109 | 2015007525 | 342.3333 | 352.3333
110 | 2015007525 | 344.6667 | 354.6667
111 | 2015007525 | 347 | 357
112 | 2015007525 | 349.6667 | 359.6667
113 | 2015007525 | 352.3333 | 362.3333
114 | 2015007525 | 355 | 365
115 | 2015007525 | 360.3333 | 370.3333
116 | 2015007525 | 365.6667 | 375.6667
117 | 2015007525 | 371 | 381
118 | 2015007525 | 373.6667 | 383.6667
119 | 2015007525 | 376.3333 | 386.3333
120 | 2015007525 | 379 | 389
121 | 2015007525 | 383.3333 | 393.3333
122 | 2015007525 | 387.6667 | 377.6667
123 | 2015007525 | 392 | 382
124 | 2015007525 | 395.3333 | 385.3333
125 | 2015007525 | 398.6667 | 388.6667
126 | 2015007525 | 402 | 392
127 | 2015007525 | 404.3333 | 394.3333
128 | 2015007525 | 406.6667 | 396.6667
129 | 2015007525 | 409 | 399
130 | 2015007525 | 409 | 399
131 | 2015007525 | 409 | 399
132 | 2015007525 | 409 | 399
133 | 2015007525 | 408.3333 | 398.3333
134 | 2015007525 | 407.6667 | 397.6667
135 | 2015007525 | 407 | 397
136 | 2015007525 | 407 | 397
137 | 2015007525 | 407 | 397
138 | 2015007525 | 407 | 397
139 | 2015007525 | 407 | 397
140 | 2015007525 | 407 | 397
141 | 2015007525 | 407 | 397
142 | 2015007525 | 406 | 396
143 | 2015007525 | 405 | 395
0 | 2002007638 | 343 | 333
1 | 2002007638 | 344 | 334
2 | 2002007638 | 345 | 335
3 | 2002007638 | 346 | 336
4 | 2002007638 | 348 | 338
5 | 2002007638 | 350 | 340
6 | 2002007638 | 352 | 342
7 | 2002007638 | 353 | 343
8 | 2002007638 | 354 | 344
9 | 2002007638 | 355 | 345
10 | 2002007638 | 356.6667 | 346.6667
11 | 2002007638 | 358.3333 | 348.3333
12 | 2002007638 | 360 | 350
13 | 2002007638 | 363.6667 | 353.6667
14 | 2002007638 | 367.3333 | 357.3333
15 | 2002007638 | 371 | 361
16 | 2002007638 | 373.3333 | 363.3333
17 | 2002007638 | 375.6667 | 365.6667
18 | 2002007638 | 378 | 368
19 | 2002007638 | 378.6667 | 368.6667
20 | 2002007638 | 379.3333 | 369.3333
21 | 2002007638 | 380 | 370
22 | 2002007638 | 381.3333 | 371.3333
23 | 2002007638 | 382.6667 | 372.6667
24 | 2002007638 | 384 | 374
25 | 2002007638 | 385.3333 | 375.3333
26 | 2002007638 | 386.6667 | 376.6667
27 | 2002007638 | 388 | 378
28 | 2002007638 | 387 | 377
29 | 2002007638 | 386 | 376
30 | 2002007638 | 385 | 375
31 | 2002007638 | 383 | 373
32 | 2002007638 | 381 | 371
33 | 2002007638 | 379 | 369
34 | 2002007638 | 378.3333 | 368.3333
35 | 2002007638 | 377.6667 | 367.6667
36 | 2002007638 | 377 | 367
37 | 2002007638 | 377.3333 | 367.3333
38 | 2002007638 | 377.6667 | 367.6667
39 | 2002007638 | 378 | 368
40 | 2002007638 | 379.6667 | 369.6667
41 | 2002007638 | 381.3333 | 371.3333
42 | 2002007638 | 383 | 373
43 | 2002007638 | 385.3333 | 375.3333
44 | 2002007638 | 387.6667 | 377.6667
45 | 2002007638 | 390 | 380
46 | 2002007638 | 391.3333 | 381.3333
47 | 2002007638 | 392.6667 | 382.6667
48 | 2002007638 | 394 | 384
49 | 2002007638 | 393.3333 | 383.3333
50 | 2002007638 | 392.6667 | 382.6667
51 | 2002007638 | 392 | 382
52 | 2002007638 | 387.6667 | 377.6667
53 | 2002007638 | 383.3333 | 373.3333
54 | 2002007638 | 379 | 369
55 | 2002007638 | 372.3333 | 362.3333
56 | 2002007638 | 365.6667 | 355.6667
57 | 2002007638 | 359 | 349
58 | 2002007638 | 353.6667 | 343.6667
59 | 2002007638 | 348.3333 | 338.3333
60 | 2002007638 | 343 | 333
61 | 2002007638 | 338.3333 | 328.3333
62 | 2002007638 | 333.6667 | 323.6667
63 | 2002007638 | 329 | 319
64 | 2002007638 | 326 | 316
65 | 2002007638 | 323 | 313
66 | 2002007638 | 320 | 310
67 | 2002007638 | 318.3333 | 308.3333
68 | 2002007638 | 316.6667 | 306.6667
69 | 2002007638 | 315 | 305
70 | 2002007638 | 315.3333 | 305.3333
71 | 2002007638 | 315.6667 | 305.6667
72 | 2002007638 | 316 | 306
73 | 2002007638 | 316.3333 | 306.3333
74 | 2002007638 | 316.6667 | 306.6667
75 | 2002007638 | 317 | 307
76 | 2002007638 | 316.3333 | 306.3333
77 | 2002007638 | 315.6667 | 305.6667
78 | 2002007638 | 315 | 305
79 | 2002007638 | 314.6667 | 304.6667
80 | 2002007638 | 314.3333 | 304.3333
81 | 2002007638 | 314 | 304
82 | 2002007638 | 316.3333 | 306.3333
83 | 2002007638 | 318.6667 | 308.6667
84 | 2002007638 | 321 | 311
85 | 2002007638 | 323.3333 | 313.3333
86 | 2002007638 | 325.6667 | 315.6667
87 | 2002007638 | 328 | 318
88 | 2002007638 | 328.3333 | 318.3333
89 | 2002007638 | 328.6667 | 318.6667
90 | 2002007638 | 329 | 339
91 | 2002007638 | 329 | 339
92 | 2002007638 | 329 | 339
93 | 2002007638 | 329 | 339
94 | 2002007638 | 328.6667 | 338.6667
95 | 2002007638 | 328.3333 | 338.3333
96 | 2002007638 | 328 | 338
97 | 2002007638 | 327.6667 | 337.6667
98 | 2002007638 | 327.3333 | 337.3333
99 | 2002007638 | 327 | 337
100 | 2002007638 | 328.6667 | 338.6667
101 | 2002007638 | 330.3333 | 340.3333
102 | 2002007638 | 332 | 342
103 | 2002007638 | 334.3333 | 344.3333
104 | 2002007638 | 336.6667 | 346.6667
105 | 2002007638 | 339 | 349
106 | 2002007638 | 339.3333 | 349.3333
107 | 2002007638 | 339.6667 | 349.6667
108 | 2002007638 | 340 | 350
109 | 2002007638 | 342.3333 | 352.3333
110 | 2002007638 | 344.6667 | 354.6667
111 | 2002007638 | 347 | 357
112 | 2002007638 | 349.6667 | 359.6667
113 | 2002007638 | 352.3333 | 362.3333
114 | 2002007638 | 355 | 365
115 | 2002007638 | 360.3333 | 370.3333
116 | 2002007638 | 365.6667 | 375.6667
117 | 2002007638 | 371 | 381
118 | 2002007638 | 373.6667 | 383.6667
119 | 2002007638 | 376.3333 | 386.3333
120 | 2002007638 | 379 | 389
121 | 2002007638 | 383.3333 | 393.3333
122 | 2002007638 | 387.6667 | 377.6667
123 | 2002007638 | 392 | 382
124 | 2002007638 | 395.3333 | 385.3333
125 | 2002007638 | 398.6667 | 388.6667
126 | 2002007638 | 402 | 392
127 | 2002007638 | 404.3333 | 394.3333
128 | 2002007638 | 406.6667 | 396.6667
129 | 2002007638 | 409 | 399
130 | 2002007638 | 409 | 399
131 | 2002007638 | 409 | 399
132 | 2002007638 | 409 | 399
133 | 2002007638 | 408.3333 | 398.3333
134 | 2002007638 | 407.6667 | 397.6667
135 | 2002007638 | 407 | 397
136 | 2002007638 | 407 | 397
137 | 2002007638 | 407 | 397
138 | 2002007638 | 407 | 397
139 | 2002007638 | 407 | 397
140 | 2002007638 | 407 | 397
141 | 2002007638 | 407 | 397
142 | 2002007638 | 406 | 396
143 | 2002007638 | 405 | 395
0 | 2011006628 | 343 | 333
1 | 2011006628 | 344 | 334
2 | 2011006628 | 345 | 335
3 | 2011006628 | 346 | 336
4 | 2011006628 | 348 | 338
5 | 2011006628 | 350 | 340
6 | 2011006628 | 352 | 342
7 | 2011006628 | 353 | 343
8 | 2011006628 | 354 | 344
9 | 2011006628 | 355 | 345
10 | 2011006628 | 356.6667 | 346.6667
11 | 2011006628 | 358.3333 | 348.3333
12 | 2011006628 | 360 | 350
13 | 2011006628 | 363.6667 | 353.6667
14 | 2011006628 | 367.3333 | 357.3333
15 | 2011006628 | 371 | 361
16 | 2011006628 | 373.3333 | 363.3333
17 | 2011006628 | 375.6667 | 365.6667
18 | 2011006628 | 378 | 368
19 | 2011006628 | 378.6667 | 368.6667
20 | 2011006628 | 379.3333 | 369.3333
21 | 2011006628 | 380 | 370
22 | 2011006628 | 381.3333 | 371.3333
23 | 2011006628 | 382.6667 | 372.6667
24 | 2011006628 | 384 | 374
25 | 2011006628 | 385.3333 | 375.3333
26 | 2011006628 | 386.6667 | 376.6667
27 | 2011006628 | 388 | 378
28 | 2011006628 | 387 | 377
29 | 2011006628 | 386 | 376
30 | 2011006628 | 385 | 375
31 | 2011006628 | 383 | 373
32 | 2011006628 | 381 | 371
33 | 2011006628 | 379 | 369
34 | 2011006628 | 378.3333 | 368.3333
35 | 2011006628 | 377.6667 | 367.6667
36 | 2011006628 | 377 | 367
37 | 2011006628 | 377.3333 | 367.3333
38 | 2011006628 | 377.6667 | 367.6667
39 | 2011006628 | 378 | 368
40 | 2011006628 | 379.6667 | 369.6667
41 | 2011006628 | 381.3333 | 371.3333
42 | 2011006628 | 383 | 373
43 | 2011006628 | 385.3333 | 375.3333
44 | 2011006628 | 387.6667 | 377.6667
45 | 2011006628 | 390 | 380
46 | 2011006628 | 391.3333 | 381.3333
47 | 2011006628 | 392.6667 | 382.6667
48 | 2011006628 | 394 | 384
49 | 2011006628 | 393.3333 | 383.3333
50 | 2011006628 | 392.6667 | 382.6667
51 | 2011006628 | 392 | 382
52 | 2011006628 | 387.6667 | 377.6667
53 | 2011006628 | 383.3333 | 373.3333
54 | 2011006628 | 379 | 369
55 | 2011006628 | 372.3333 | 362.3333
56 | 2011006628 | 365.6667 | 355.6667
57 | 2011006628 | 359 | 349
58 | 2011006628 | 353.6667 | 343.6667
59 | 2011006628 | 348.3333 | 338.3333
60 | 2011006628 | 343 | 333
61 | 2011006628 | 338.3333 | 328.3333
62 | 2011006628 | 333.6667 | 323.6667
63 | 2011006628 | 329 | 319
64 | 2011006628 | 326 | 316
65 | 2011006628 | 323 | 313
66 | 2011006628 | 320 | 310
67 | 2011006628 | 318.3333 | 308.3333
68 | 2011006628 | 316.6667 | 306.6667
69 | 2011006628 | 315 | 305
70 | 2011006628 | 315.3333 | 305.3333
71 | 2011006628 | 315.6667 | 305.6667
72 | 2011006628 | 316 | 306
73 | 2011006628 | 316.3333 | 306.3333
74 | 2011006628 | 316.6667 | 306.6667
75 | 2011006628 | 317 | 307
76 | 2011006628 | 316.3333 | 306.3333
77 | 2011006628 | 315.6667 | 305.6667
78 | 2011006628 | 315 | 305
79 | 2011006628 | 314.6667 | 304.6667
80 | 2011006628 | 314.3333 | 304.3333
81 | 2011006628 | 314 | 304
82 | 2011006628 | 316.3333 | 306.3333
83 | 2011006628 | 318.6667 | 308.6667
84 | 2011006628 | 321 | 311
85 | 2011006628 | 323.3333 | 313.3333
86 | 2011006628 | 325.6667 | 315.6667
87 | 2011006628 | 328 | 318
88 | 2011006628 | 328.3333 | 318.3333
89 | 2011006628 | 328.6667 | 318.6667
90 | 2011006628 | 329 | 339
91 | 2011006628 | 329 | 339
92 | 2011006628 | 329 | 339
93 | 2011006628 | 329 | 339
94 | 2011006628 | 328.6667 | 338.6667
95 | 2011006628 | 328.3333 | 338.3333
96 | 2011006628 | 328 | 338
97 | 2011006628 | 327.6667 | 337.6667
98 | 2011006628 | 327.3333 | 337.3333
99 | 2011006628 | 327 | 337
100 | 2011006628 | 328.6667 | 338.6667
101 | 2011006628 | 330.3333 | 340.3333
102 | 2011006628 | 332 | 342
103 | 2011006628 | 334.3333 | 344.3333
104 | 2011006628 | 336.6667 | 346.6667
105 | 2011006628 | 339 | 349
106 | 2011006628 | 339.3333 | 349.3333
107 | 2011006628 | 339.6667 | 349.6667
108 | 2011006628 | 340 | 350
109 | 2011006628 | 342.3333 | 352.3333
110 | 2011006628 | 344.6667 | 354.6667
111 | 2011006628 | 347 | 357
112 | 2011006628 | 349.6667 | 359.6667
113 | 2011006628 | 352.3333 | 362.3333
114 | 2011006628 | 355 | 365
115 | 2011006628 | 360.3333 | 370.3333
116 | 2011006628 | 365.6667 | 375.6667
117 | 2011006628 | 371 | 381
118 | 2011006628 | 373.6667 | 383.6667
119 | 2011006628 | 376.3333 | 386.3333
120 | 2011006628 | 379 | 389
121 | 2011006628 | 383.3333 | 393.3333
122 | 2011006628 | 387.6667 | 377.6667
123 | 2011006628 | 392 | 382
124 | 2011006628 | 395.3333 | 385.3333
125 | 2011006628 | 398.6667 | 388.6667
126 | 2011006628 | 402 | 392
127 | 2011006628 | 404.3333 | 394.3333
128 | 2011006628 | 406.6667 | 396.6667
129 | 2011006628 | 409 | 399
130 | 2011006628 | 409 | 399
131 | 2011006628 | 409 | 399
132 | 2011006628 | 409 | 399
133 | 2011006628 | 408.3333 | 398.3333
134 | 2011006628 | 407.6667 | 397.6667
135 | 2011006628 | 407 | 397
136 | 2011006628 | 407 | 397
137 | 2011006628 | 407 | 397
138 | 2011006628 | 407 | 397
139 | 2011006628 | 407 | 397
140 | 2011006628 | 407 | 397
141 | 2011006628 | 407 | 397
142 | 2011006628 | 406 | 396
143 | 2011006628 | 405 | 395
0 | 2006007502 | 343 | 333
1 | 2006007502 | 344 | 334
2 | 2006007502 | 345 | 335
3 | 2006007502 | 346 | 336
4 | 2006007502 | 348 | 338
5 | 2006007502 | 350 | 340
6 | 2006007502 | 352 | 342
7 | 2006007502 | 353 | 343
8 | 2006007502 | 354 | 344
9 | 2006007502 | 355 | 345
10 | 2006007502 | 356.6667 | 346.6667
11 | 2006007502 | 358.3333 | 348.3333
12 | 2006007502 | 360 | 350
13 | 2006007502 | 363.6667 | 353.6667
14 | 2006007502 | 367.3333 | 357.3333
15 | 2006007502 | 371 | 361
16 | 2006007502 | 373.3333 | 363.3333
17 | 2006007502 | 375.6667 | 365.6667
18 | 2006007502 | 378 | 368
19 | 2006007502 | 378.6667 | 368.6667
20 | 2006007502 | 379.3333 | 369.3333
21 | 2006007502 | 380 | 370
22 | 2006007502 | 381.3333 | 371.3333
23 | 2006007502 | 382.6667 | 372.6667
24 | 2006007502 | 384 | 374
25 | 2006007502 | 385.3333 | 375.3333
26 | 2006007502 | 386.6667 | 376.6667
27 | 2006007502 | 388 | 378
28 | 2006007502 | 387 | 377
29 | 2006007502 | 386 | 376
30 | 2006007502 | 385 | 375
31 | 2006007502 | 383 | 373
32 | 2006007502 | 381 | 371
33 | 2006007502 | 379 | 369
34 | 2006007502 | 378.3333 | 368.3333
35 | 2006007502 | 377.6667 | 367.6667
36 | 2006007502 | 377 | 367
37 | 2006007502 | 377.3333 | 367.3333
38 | 2006007502 | 377.6667 | 367.6667
39 | 2006007502 | 378 | 368
40 | 2006007502 | 379.6667 | 369.6667
41 | 2006007502 | 381.3333 | 371.3333
42 | 2006007502 | 383 | 373
43 | 2006007502 | 385.3333 | 375.3333
44 | 2006007502 | 387.6667 | 377.6667
45 | 2006007502 | 390 | 380
46 | 2006007502 | 391.3333 | 381.3333
47 | 2006007502 | 392.6667 | 382.6667
48 | 2006007502 | 394 | 384
49 | 2006007502 | 393.3333 | 383.3333
50 | 2006007502 | 392.6667 | 382.6667
51 | 2006007502 | 392 | 382
52 | 2006007502 | 387.6667 | 377.6667
53 | 2006007502 | 383.3333 | 373.3333
54 | 2006007502 | 379 | 369
55 | 2006007502 | 372.3333 | 362.3333
56 | 2006007502 | 365.6667 | 355.6667
57 | 2006007502 | 359 | 349
58 | 2006007502 | 353.6667 | 343.6667
59 | 2006007502 | 348.3333 | 338.3333
60 | 2006007502 | 343 | 333
61 | 2006007502 | 338.3333 | 328.3333
62 | 2006007502 | 333.6667 | 323.6667
63 | 2006007502 | 329 | 319
64 | 2006007502 | 326 | 316
65 | 2006007502 | 323 | 313
66 | 2006007502 | 320 | 310
67 | 2006007502 | 318.3333 | 308.3333
68 | 2006007502 | 316.6667 | 306.6667
69 | 2006007502 | 315 | 305
70 | 2006007502 | 315.3333 | 305.3333
71 | 2006007502 | 315.6667 | 305.6667
72 | 2006007502 | 316 | 306
73 | 2006007502 | 316.3333 | 306.3333
74 | 2006007502 | 316.6667 | 306.6667
75 | 2006007502 | 317 | 307
76 | 2006007502 | 316.3333 | 306.3333
77 | 2006007502 | 315.6667 | 305.6667
78 | 2006007502 | 315 | 305
79 | 2006007502 | 314.6667 | 304.6667
80 | 2006007502 | 314.3333 | 304.3333
81 | 2006007502 | 314 | 304
82 | 2006007502 | 316.3333 | 306.3333
83 | 2006007502 | 318.6667 | 308.6667
84 | 2006007502 | 321 | 311
85 | 2006007502 | 323.3333 | 313.3333
86 | 2006007502 | 325.6667 | 315.6667
87 | 2006007502 | 328 | 318
88 | 2006007502 | 328.3333 | 318.3333
89 | 2006007502 | 328.6667 | 318.6667
90 | 2006007502 | 329 | 339
91 | 2006007502 | 329 | 339
92 | 2006007502 | 329 | 339
93 | 2006007502 | 329 | 339
94 | 2006007502 | 328.6667 | 338.6667
95 | 2006007502 | 328.3333 | 338.3333
96 | 2006007502 | 328 | 338
97 | 2006007502 | 327.6667 | 337.6667
98 | 2006007502 | 327.3333 | 337.3333
99 | 2006007502 | 327 | 337
100 | 2006007502 | 328.6667 | 338.6667
101 | 2006007502 | 330.3333 | 340.3333
102 | 2006007502 | 332 | 342
103 | 2006007502 | 334.3333 | 344.3333
104 | 2006007502 | 336.6667 | 346.6667
105 | 2006007502 | 339 | 349
106 | 2006007502 | 339.3333 | 349.3333
107 | 2006007502 | 339.6667 | 349.6667
108 | 2006007502 | 340 | 350
109 | 2006007502 | 342.3333 | 352.3333
110 | 2006007502 | 344.6667 | 354.6667
111 | 2006007502 | 347 | 357
112 | 2006007502 | 349.6667 | 359.6667
113 | 2006007502 | 352.3333 | 362.3333
114 | 2006007502 | 355 | 365
115 | 2006007502 | 360.3333 | 370.3333
116 | 2006007502 | 365.6667 | 375.6667
117 | 2006007502 | 371 | 381
118 | 2006007502 | 373.6667 | 383.6667
119 | 2006007502 | 376.3333 | 386.3333
120 | 2006007502 | 379 | 389
121 | 2006007502 | 383.3333 | 393.3333
122 | 2006007502 | 387.6667 | 377.6667
123 | 2006007502 | 392 | 382
124 | 2006007502 | 395.3333 | 385.3333
125 | 2006007502 | 398.6667 | 388.6667
126 | 2006007502 | 402 | 392
127 | 2006007502 | 404.3333 | 394.3333
128 | 2006007502 | 406.6667 | 396.6667
129 | 2006007502 | 409 | 399
130 | 2006007502 | 409 | 399
131 | 2006007502 | 409 | 399
132 | 2006007502 | 409 | 399
133 | 2006007502 | 408.3333 | 398.3333
134 | 2006007502 | 407.6667 | 397.6667
135 | 2006007502 | 407 | 397
136 | 2006007502 | 407 | 397
137 | 2006007502 | 407 | 397
138 | 2006007502 | 407 | 397
139 | 2006007502 | 407 | 397
140 | 2006007502 | 407 | 397
141 | 2006007502 | 407 | 397
142 | 2006007502 | 406 | 396
143 | 2006007502 | 405 | 395
0 | 2008006639 | 343 | 333
1 | 2008006639 | 344 | 334
2 | 2008006639 | 345 | 335
3 | 2008006639 | 346 | 336
4 | 2008006639 | 348 | 338
5 | 2008006639 | 350 | 340
6 | 2008006639 | 352 | 342
7 | 2008006639 | 353 | 343
8 | 2008006639 | 354 | 344
9 | 2008006639 | 355 | 345
10 | 2008006639 | 356.6667 | 346.6667
11 | 2008006639 | 358.3333 | 348.3333
12 | 2008006639 | 360 | 350
13 | 2008006639 | 363.6667 | 353.6667
14 | 2008006639 | 367.3333 | 357.3333
15 | 2008006639 | 371 | 361
16 | 2008006639 | 373.3333 | 363.3333
17 | 2008006639 | 375.6667 | 365.6667
18 | 2008006639 | 378 | 368
19 | 2008006639 | 378.6667 | 368.6667
20 | 2008006639 | 379.3333 | 369.3333
21 | 2008006639 | 380 | 370
22 | 2008006639 | 381.3333 | 371.3333
23 | 2008006639 | 382.6667 | 372.6667
24 | 2008006639 | 384 | 374
25 | 2008006639 | 385.3333 | 375.3333
26 | 2008006639 | 386.6667 | 376.6667
27 | 2008006639 | 388 | 378
28 | 2008006639 | 387 | 377
29 | 2008006639 | 386 | 376
30 | 2008006639 | 385 | 375
31 | 2008006639 | 383 | 373
32 | 2008006639 | 381 | 371
33 | 2008006639 | 379 | 369
34 | 2008006639 | 378.3333 | 368.3333
35 | 2008006639 | 377.6667 | 367.6667
36 | 2008006639 | 377 | 367
37 | 2008006639 | 377.3333 | 367.3333
38 | 2008006639 | 377.6667 | 367.6667
39 | 2008006639 | 378 | 368
40 | 2008006639 | 379.6667 | 369.6667
41 | 2008006639 | 381.3333 | 371.3333
42 | 2008006639 | 383 | 373
43 | 2008006639 | 385.3333 | 375.3333
44 | 2008006639 | 387.6667 | 377.6667
45 | 2008006639 | 390 | 380
46 | 2008006639 | 391.3333 | 381.3333
47 | 2008006639 | 392.6667 | 382.6667
48 | 2008006639 | 394 | 384
49 | 2008006639 | 393.3333 | 383.3333
50 | 2008006639 | 392.6667 | 382.6667
51 | 2008006639 | 392 | 382
52 | 2008006639 | 387.6667 | 377.6667
53 | 2008006639 | 383.3333 | 373.3333
54 | 2008006639 | 379 | 369
55 | 2008006639 | 372.3333 | 362.3333
56 | 2008006639 | 365.6667 | 355.6667
57 | 2008006639 | 359 | 349
58 | 2008006639 | 353.6667 | 343.6667
59 | 2008006639 | 348.3333 | 338.3333
60 | 2008006639 | 343 | 333
61 | 2008006639 | 338.3333 | 328.3333
62 | 2008006639 | 333.6667 | 323.6667
63 | 2008006639 | 329 | 319
64 | 2008006639 | 326 | 316
65 | 2008006639 | 323 | 313
66 | 2008006639 | 320 | 310
67 | 2008006639 | 318.3333 | 308.3333
68 | 2008006639 | 316.6667 | 306.6667
69 | 2008006639 | 315 | 305
70 | 2008006639 | 315.3333 | 305.3333
71 | 2008006639 | 315.6667 | 305.6667
72 | 2008006639 | 316 | 306
73 | 2008006639 | 316.3333 | 306.3333
74 | 2008006639 | 316.6667 | 306.6667
75 | 2008006639 | 317 | 307
76 | 2008006639 | 316.3333 | 306.3333
77 | 2008006639 | 315.6667 | 305.6667
78 | 2008006639 | 315 | 305
79 | 2008006639 | 314.6667 | 304.6667
80 | 2008006639 | 314.3333 | 304.3333
81 | 2008006639 | 314 | 304
82 | 2008006639 | 316.3333 | 306.3333
83 | 2008006639 | 318.6667 | 308.6667
84 | 2008006639 | 321 | 311
85 | 2008006639 | 323.3333 | 313.3333
86 | 2008006639 | 325.6667 | 315.6667
87 | 2008006639 | 328 | 318
88 | 2008006639 | 328.3333 | 318.3333
89 | 2008006639 | 328.6667 | 318.6667
90 | 2008006639 | 329 | 339
91 | 2008006639 | 329 | 339
92 | 2008006639 | 329 | 339
93 | 2008006639 | 329 | 339
94 | 2008006639 | 328.6667 | 338.6667
95 | 2008006639 | 328.3333 | 338.3333
96 | 2008006639 | 328 | 338
97 | 2008006639 | 327.6667 | 337.6667
98 | 2008006639 | 327.3333 | 337.3333
99 | 2008006639 | 327 | 337
100 | 2008006639 | 328.6667 | 338.6667
101 | 2008006639 | 330.3333 | 340.3333
102 | 2008006639 | 332 | 342
103 | 2008006639 | 334.3333 | 344.3333
104 | 2008006639 | 336.6667 | 346.6667
105 | 2008006639 | 339 | 349
106 | 2008006639 | 339.3333 | 349.3333
107 | 2008006639 | 339.6667 | 349.6667
108 | 2008006639 | 340 | 350
109 | 2008006639 | 342.3333 | 352.3333
110 | 2008006639 | 344.6667 | 354.6667
111 | 2008006639 | 347 | 357
112 | 2008006639 | 349.6667 | 359.6667
113 | 2008006639 | 352.3333 | 362.3333
114 | 2008006639 | 355 | 365
115 | 2008006639 | 360.3333 | 370.3333
116 | 2008006639 | 365.6667 | 375.6667
117 | 2008006639 | 371 | 381
118 | 2008006639 | 373.6667 | 383.6667
119 | 2008006639 | 376.3333 | 386.3333
120 | 2008006639 | 379 | 389
121 | 2008006639 | 383.3333 | 393.3333
122 | 2008006639 | 387.6667 | 377.6667
123 | 2008006639 | 392 | 382
124 | 2008006639 | 395.3333 | 385.3333
125 | 2008006639 | 398.6667 | 388.6667
126 | 2008006639 | 402 | 392
127 | 2008006639 | 404.3333 | 394.3333
128 | 2008006639 | 406.6667 | 396.6667
129 | 2008006639 | 409 | 399
130 | 2008006639 | 409 | 399
131 | 2008006639 | 409 | 399
132 | 2008006639 | 409 | 399
133 | 2008006639 | 408.3333 | 398.3333
134 | 2008006639 | 407.6667 | 397.6667
135 | 2008006639 | 407 | 397
136 | 2008006639 | 407 | 397
137 | 2008006639 | 407 | 397
138 | 2008006639 | 407 | 397
139 | 2008006639 | 407 | 397
140 | 2008006639 | 407 | 397
141 | 2008006639 | 407 | 397
142 | 2008006639 | 406 | 396
143 | 2008006639 | 405 | 395
0 | 2005004269 | 343 | 333
1 | 2005004269 | 344 | 334
2 | 2005004269 | 345 | 335
3 | 2005004269 | 346 | 336
4 | 2005004269 | 348 | 338
5 | 2005004269 | 350 | 340
6 | 2005004269 | 352 | 342
7 | 2005004269 | 353 | 343
8 | 2005004269 | 354 | 344
9 | 2005004269 | 355 | 345
10 | 2005004269 | 356.6667 | 346.6667
11 | 2005004269 | 358.3333 | 348.3333
12 | 2005004269 | 360 | 350
13 | 2005004269 | 363.6667 | 353.6667
14 | 2005004269 | 367.3333 | 357.3333
15 | 2005004269 | 371 | 361
16 | 2005004269 | 373.3333 | 363.3333
17 | 2005004269 | 375.6667 | 365.6667
18 | 2005004269 | 378 | 368
19 | 2005004269 | 378.6667 | 368.6667
20 | 2005004269 | 379.3333 | 369.3333
21 | 2005004269 | 380 | 370
22 | 2005004269 | 381.3333 | 371.3333
23 | 2005004269 | 382.6667 | 372.6667
24 | 2005004269 | 384 | 374
25 | 2005004269 | 385.3333 | 375.3333
26 | 2005004269 | 386.6667 | 376.6667
27 | 2005004269 | 388 | 378
28 | 2005004269 | 387 | 377
29 | 2005004269 | 386 | 376
30 | 2005004269 | 385 | 375
31 | 2005004269 | 383 | 373
32 | 2005004269 | 381 | 371
33 | 2005004269 | 379 | 369
34 | 2005004269 | 378.3333 | 368.3333
35 | 2005004269 | 377.6667 | 367.6667
36 | 2005004269 | 377 | 367
37 | 2005004269 | 377.3333 | 367.3333
38 | 2005004269 | 377.6667 | 367.6667
39 | 2005004269 | 378 | 368
40 | 2005004269 | 379.6667 | 369.6667
41 | 2005004269 | 381.3333 | 371.3333
42 | 2005004269 | 383 | 373
43 | 2005004269 | 385.3333 | 375.3333
44 | 2005004269 | 387.6667 | 377.6667
45 | 2005004269 | 390 | 380
46 | 2005004269 | 391.3333 | 381.3333
47 | 2005004269 | 392.6667 | 382.6667
48 | 2005004269 | 394 | 384
49 | 2005004269 | 393.3333 | 383.3333
50 | 2005004269 | 392.6667 | 382.6667
51 | 2005004269 | 392 | 382
52 | 2005004269 | 387.6667 | 377.6667
53 | 2005004269 | 383.3333 | 373.3333
54 | 2005004269 | 379 | 369
55 | 2005004269 | 372.3333 | 362.3333
56 | 2005004269 | 365.6667 | 355.6667
57 | 2005004269 | 359 | 349
58 | 2005004269 | 353.6667 | 343.6667
59 | 2005004269 | 348.3333 | 338.3333
60 | 2005004269 | 343 | 333
61 | 2005004269 | 338.3333 | 328.3333
62 | 2005004269 | 333.6667 | 323.6667
63 | 2005004269 | 329 | 319
64 | 2005004269 | 326 | 316
65 | 2005004269 | 323 | 313
66 | 2005004269 | 320 | 310
67 | 2005004269 | 318.3333 | 308.3333
68 | 2005004269 | 316.6667 | 306.6667
69 | 2005004269 | 315 | 305
70 | 2005004269 | 315.3333 | 305.3333
71 | 2005004269 | 315.6667 | 305.6667
72 | 2005004269 | 316 | 306
73 | 2005004269 | 316.3333 | 306.3333
74 | 2005004269 | 316.6667 | 306.6667
75 | 2005004269 | 317 | 307
76 | 2005004269 | 316.3333 | 306.3333
77 | 2005004269 | 315.6667 | 305.6667
78 | 2005004269 | 315 | 305
79 | 2005004269 | 314.6667 | 304.6667
80 | 2005004269 | 314.3333 | 304.3333
81 | 2005004269 | 314 | 304
82 | 2005004269 | 316.3333 | 306.3333
83 | 2005004269 | 318.6667 | 308.6667
84 | 2005004269 | 321 | 311
85 | 2005004269 | 323.3333 | 313.3333
86 | 2005004269 | 325.6667 | 315.6667
87 | 2005004269 | 328 | 318
88 | 2005004269 | 328.3333 | 318.3333
89 | 2005004269 | 328.6667 | 318.6667
90 | 2005004269 | 329 | 339
91 | 2005004269 | 329 | 339
92 | 2005004269 | 329 | 339
93 | 2005004269 | 329 | 339
94 | 2005004269 | 328.6667 | 338.6667
95 | 2005004269 | 328.3333 | 338.3333
96 | 2005004269 | 328 | 338
97 | 2005004269 | 327.6667 | 337.6667
98 | 2005004269 | 327.3333 | 337.3333
99 | 2005004269 | 327 | 337
100 | 2005004269 | 328.6667 | 338.6667
101 | 2005004269 | 330.3333 | 340.3333
102 | 2005004269 | 332 | 342
103 | 2005004269 | 334.3333 | 344.3333
104 | 2005004269 | 336.6667 | 346.6667
105 | 2005004269 | 339 | 349
106 | 2005004269 | 339.3333 | 349.3333
107 | 2005004269 | 339.6667 | 349.6667
108 | 2005004269 | 340 | 350
109 | 2005004269 | 342.3333 | 352.3333
110 | 2005004269 | 344.6667 | 354.6667
111 | 2005004269 | 347 | 357
112 | 2005004269 | 349.6667 | 359.6667
113 | 2005004269 | 352.3333 | 362.3333
114 | 2005004269 | 355 | 365
115 | 2005004269 | 360.3333 | 370.3333
116 | 2005004269 | 365.6667 | 375.6667
117 | 2005004269 | 371 | 381
118 | 2005004269 | 373.6667 | 383.6667
119 | 2005004269 | 376.3333 | 386.3333
120 | 2005004269 | 379 | 389
121 | 2005004269 | 383.3333 | 393.3333
122 | 2005004269 | 387.6667 | 377.6667
123 | 2005004269 | 392 | 382
124 | 2005004269 | 395.3333 | 385.3333
125 | 2005004269 | 398.6667 | 388.6667
126 | 2005004269 | 402 | 392
127 | 2005004269 | 404.3333 | 394.3333
128 | 2005004269 | 406.6667 | 396.6667
129 | 2005004269 | 409 | 399
130 | 2005004269 | 409 | 399
131 | 2005004269 | 409 | 399
132 | 2005004269 | 409 | 399
133 | 2005004269 | 408.3333 | 398.3333
134 | 2005004269 | 407.6667 | 397.6667
135 | 2005004269 | 407 | 397
136 | 2005004269 | 407 | 397
137 | 2005004269 | 407 | 397
138 | 2005004269 | 407 | 397
139 | 2005004269 | 407 | 397
140 | 2005004269 | 407 | 397
141 | 2005004269 | 407 | 397
142 | 2005004269 | 406 | 396
143 | 2005004269 | 405 | 395
0 | 2002007256 | 343 | 333
1 | 2002007256 | 344 | 334
2 | 2002007256 | 345 | 335
3 | 2002007256 | 346 | 336
4 | 2002007256 | 348 | 338
5 | 2002007256 | 350 | 340
6 | 2002007256 | 352 | 342
7 | 2002007256 | 353 | 343
8 | 2002007256 | 354 | 344
9 | 2002007256 | 355 | 345
10 | 2002007256 | 356.6667 | 346.6667
11 | 2002007256 | 358.3333 | 348.3333
12 | 2002007256 | 360 | 350
13 | 2002007256 | 363.6667 | 353.6667
14 | 2002007256 | 367.3333 | 357.3333
15 | 2002007256 | 371 | 361
16 | 2002007256 | 373.3333 | 363.3333
17 | 2002007256 | 375.6667 | 365.6667
18 | 2002007256 | 378 | 368
19 | 2002007256 | 378.6667 | 368.6667
20 | 2002007256 | 379.3333 | 369.3333
21 | 2002007256 | 380 | 370
22 | 2002007256 | 381.3333 | 371.3333
23 | 2002007256 | 382.6667 | 372.6667
24 | 2002007256 | 384 | 374
25 | 2002007256 | 385.3333 | 375.3333
26 | 2002007256 | 386.6667 | 376.6667
27 | 2002007256 | 388 | 378
28 | 2002007256 | 387 | 377
29 | 2002007256 | 386 | 376
30 | 2002007256 | 385 | 375
31 | 2002007256 | 383 | 373
32 | 2002007256 | 381 | 371
33 | 2002007256 | 379 | 369
34 | 2002007256 | 378.3333 | 368.3333
35 | 2002007256 | 377.6667 | 367.6667
36 | 2002007256 | 377 | 367
37 | 2002007256 | 377.3333 | 367.3333
38 | 2002007256 | 377.6667 | 367.6667
39 | 2002007256 | 378 | 368
40 | 2002007256 | 379.6667 | 369.6667
41 | 2002007256 | 381.3333 | 371.3333
42 | 2002007256 | 383 | 373
43 | 2002007256 | 385.3333 | 375.3333
44 | 2002007256 | 387.6667 | 377.6667
45 | 2002007256 | 390 | 380
46 | 2002007256 | 391.3333 | 381.3333
47 | 2002007256 | 392.6667 | 382.6667
48 | 2002007256 | 394 | 384
49 | 2002007256 | 393.3333 | 383.3333
50 | 2002007256 | 392.6667 | 382.6667
51 | 2002007256 | 392 | 382
52 | 2002007256 | 387.6667 | 377.6667
53 | 2002007256 | 383.3333 | 373.3333
54 | 2002007256 | 379 | 369
55 | 2002007256 | 372.3333 | 362.3333
56 | 2002007256 | 365.6667 | 355.6667
57 | 2002007256 | 359 | 349
58 | 2002007256 | 353.6667 | 343.6667
59 | 2002007256 | 348.3333 | 338.3333
60 | 2002007256 | 343 | 333
61 | 2002007256 | 338.3333 | 328.3333
62 | 2002007256 | 333.6667 | 323.6667
63 | 2002007256 | 329 | 319
64 | 2002007256 | 326 | 316
65 | 2002007256 | 323 | 313
66 | 2002007256 | 320 | 310
67 | 2002007256 | 318.3333 | 308.3333
68 | 2002007256 | 316.6667 | 306.6667
69 | 2002007256 | 315 | 305
70 | 2002007256 | 315.3333 | 305.3333
71 | 2002007256 | 315.6667 | 305.6667
72 | 2002007256 | 316 | 306
73 | 2002007256 | 316.3333 | 306.3333
74 | 2002007256 | 316.6667 | 306.6667
75 | 2002007256 | 317 | 307
76 | 2002007256 | 316.3333 | 306.3333
77 | 2002007256 | 315.6667 | 305.6667
78 | 2002007256 | 315 | 305
79 | 2002007256 | 314.6667 | 304.6667
80 | 2002007256 | 314.3333 | 304.3333
81 | 2002007256 | 314 | 304
82 | 2002007256 | 316.3333 | 306.3333
83 | 2002007256 | 318.6667 | 308.6667
84 | 2002007256 | 321 | 311
85 | 2002007256 | 323.3333 | 313.3333
86 | 2002007256 | 325.6667 | 315.6667
87 | 2002007256 | 328 | 318
88 | 2002007256 | 328.3333 | 318.3333
89 | 2002007256 | 328.6667 | 318.6667
90 | 2002007256 | 329 | 339
91 | 2002007256 | 329 | 339
92 | 2002007256 | 329 | 339
93 | 2002007256 | 329 | 339
94 | 2002007256 | 328.6667 | 338.6667
95 | 2002007256 | 328.3333 | 338.3333
96 | 2002007256 | 328 | 338
97 | 2002007256 | 327.6667 | 337.6667
98 | 2002007256 | 327.3333 | 337.3333
99 | 2002007256 | 327 | 337
100 | 2002007256 | 328.6667 | 338.6667
101 | 2002007256 | 330.3333 | 340.3333
102 | 2002007256 | 332 | 342
103 | 2002007256 | 334.3333 | 344.3333
104 | 2002007256 | 336.6667 | 346.6667
105 | 2002007256 | 339 | 349
106 | 2002007256 | 339.3333 | 349.3333
107 | 2002007256 | 339.6667 | 349.6667
108 | 2002007256 | 340 | 350
109 | 2002007256 | 342.3333 | 352.3333
110 | 2002007256 | 344.6667 | 354.6667
111 | 2002007256 | 347 | 357
112 | 2002007256 | 349.6667 | 359.6667
113 | 2002007256 | 352.3333 | 362.3333
114 | 2002007256 | 355 | 365
115 | 2002007256 | 360.3333 | 370.3333
116 | 2002007256 | 365.6667 | 375.6667
117 | 2002007256 | 371 | 381
118 | 2002007256 | 373.6667 | 383.6667
119 | 2002007256 | 376.3333 | 386.3333
120 | 2002007256 | 379 | 389
121 | 2002007256 | 383.3333 | 393.3333
122 | 2002007256 | 387.6667 | 377.6667
123 | 2002007256 | 392 | 382
124 | 2002007256 | 395.3333 | 385.3333
125 | 2002007256 | 398.6667 | 388.6667
126 | 2002007256 | 402 | 392
127 | 2002007256 | 404.3333 | 394.3333
128 | 2002007256 | 406.6667 | 396.6667
129 | 2002007256 | 409 | 399
130 | 2002007256 | 409 | 399
131 | 2002007256 | 409 | 399
132 | 2002007256 | 409 | 399
133 | 2002007256 | 408.3333 | 398.3333
134 | 2002007256 | 407.6667 | 397.6667
135 | 2002007256 | 407 | 397
136 | 2002007256 | 407 | 397
137 | 2002007256 | 407 | 397
138 | 2002007256 | 407 | 397
139 | 2002007256 | 407 | 397
140 | 2002007256 | 407 | 397
141 | 2002007256 | 407 | 397
142 | 2002007256 | 406 | 396
143 | 2002007256 | 405 | 395
0 | 2011006044 | 343 | 333
1 | 2011006044 | 344 | 334
2 | 2011006044 | 345 | 335
3 | 2011006044 | 346 | 336
4 | 2011006044 | 348 | 338
5 | 2011006044 | 350 | 340
6 | 2011006044 | 352 | 342
7 | 2011006044 | 353 | 343
8 | 2011006044 | 354 | 344
9 | 2011006044 | 355 | 345
10 | 2011006044 | 356.6667 | 346.6667
11 | 2011006044 | 358.3333 | 348.3333
12 | 2011006044 | 360 | 350
13 | 2011006044 | 363.6667 | 353.6667
14 | 2011006044 | 367.3333 | 357.3333
15 | 2011006044 | 371 | 361
16 | 2011006044 | 373.3333 | 363.3333
17 | 2011006044 | 375.6667 | 365.6667
18 | 2011006044 | 378 | 368
19 | 2011006044 | 378.6667 | 368.6667
20 | 2011006044 | 379.3333 | 369.3333
21 | 2011006044 | 380 | 370
22 | 2011006044 | 381.3333 | 371.3333
23 | 2011006044 | 382.6667 | 372.6667
24 | 2011006044 | 384 | 374
25 | 2011006044 | 385.3333 | 375.3333
26 | 2011006044 | 386.6667 | 376.6667
27 | 2011006044 | 388 | 378
28 | 2011006044 | 387 | 377
29 | 2011006044 | 386 | 376
30 | 2011006044 | 385 | 375
31 | 2011006044 | 383 | 373
32 | 2011006044 | 381 | 371
33 | 2011006044 | 379 | 369
34 | 2011006044 | 378.3333 | 368.3333
35 | 2011006044 | 377.6667 | 367.6667
36 | 2011006044 | 377 | 367
37 | 2011006044 | 377.3333 | 367.3333
38 | 2011006044 | 377.6667 | 367.6667
39 | 2011006044 | 378 | 368
40 | 2011006044 | 379.6667 | 369.6667
41 | 2011006044 | 381.3333 | 371.3333
42 | 2011006044 | 383 | 373
43 | 2011006044 | 385.3333 | 375.3333
44 | 2011006044 | 387.6667 | 377.6667
45 | 2011006044 | 390 | 380
46 | 2011006044 | 391.3333 | 381.3333
47 | 2011006044 | 392.6667 | 382.6667
48 | 2011006044 | 394 | 384
49 | 2011006044 | 393.3333 | 383.3333
50 | 2011006044 | 392.6667 | 382.6667
51 | 2011006044 | 392 | 382
52 | 2011006044 | 387.6667 | 377.6667
53 | 2011006044 | 383.3333 | 373.3333
54 | 2011006044 | 379 | 369
55 | 2011006044 | 372.3333 | 362.3333
56 | 2011006044 | 365.6667 | 355.6667
57 | 2011006044 | 359 | 349
58 | 2011006044 | 353.6667 | 343.6667
59 | 2011006044 | 348.3333 | 338.3333
60 | 2011006044 | 343 | 333
61 | 2011006044 | 338.3333 | 328.3333
62 | 2011006044 | 333.6667 | 323.6667
63 | 2011006044 | 329 | 319
64 | 2011006044 | 326 | 316
65 | 2011006044 | 323 | 313
66 | 2011006044 | 320 | 310
67 | 2011006044 | 318.3333 | 308.3333
68 | 2011006044 | 316.6667 | 306.6667
69 | 2011006044 | 315 | 305
70 | 2011006044 | 315.3333 | 305.3333
71 | 2011006044 | 315.6667 | 305.6667
72 | 2011006044 | 316 | 306
73 | 2011006044 | 316.3333 | 306.3333
74 | 2011006044 | 316.6667 | 306.6667
75 | 2011006044 | 317 | 307
76 | 2011006044 | 316.3333 | 306.3333
77 | 2011006044 | 315.6667 | 305.6667
78 | 2011006044 | 315 | 305
79 | 2011006044 | 314.6667 | 304.6667
80 | 2011006044 | 314.3333 | 304.3333
81 | 2011006044 | 314 | 304
82 | 2011006044 | 316.3333 | 306.3333
83 | 2011006044 | 318.6667 | 308.6667
84 | 2011006044 | 321 | 311
85 | 2011006044 | 323.3333 | 313.3333
86 | 2011006044 | 325.6667 | 315.6667
87 | 2011006044 | 328 | 318
88 | 2011006044 | 328.3333 | 318.3333
89 | 2011006044 | 328.6667 | 318.6667
90 | 2011006044 | 329 | 339
91 | 2011006044 | 329 | 339
92 | 2011006044 | 329 | 339
93 | 2011006044 | 329 | 339
94 | 2011006044 | 328.6667 | 338.6667
95 | 2011006044 | 328.3333 | 338.3333
96 | 2011006044 | 328 | 338
97 | 2011006044 | 327.6667 | 337.6667
98 | 2011006044 | 327.3333 | 337.3333
99 | 2011006044 | 327 | 337
100 | 2011006044 | 328.6667 | 338.6667
101 | 2011006044 | 330.3333 | 340.3333
102 | 2011006044 | 332 | 342
103 | 2011006044 | 334.3333 | 344.3333
104 | 2011006044 | 336.6667 | 346.6667
105 | 2011006044 | 339 | 349
106 | 2011006044 | 339.3333 | 349.3333
107 | 2011006044 | 339.6667 | 349.6667
108 | 2011006044 | 340 | 350
109 | 2011006044 | 342.3333 | 352.3333
110 | 2011006044 | 344.6667 | 354.6667
111 | 2011006044 | 347 | 357
112 | 2011006044 | 349.6667 | 359.6667
113 | 2011006044 | 352.3333 | 362.3333
114 | 2011006044 | 355 | 365
115 | 2011006044 | 360.3333 | 370.3333
116 | 2011006044 | 365.6667 | 375.6667
117 | 2011006044 | 371 | 381
118 | 2011006044 | 373.6667 | 383.6667
119 | 2011006044 | 376.3333 | 386.3333
120 | 2011006044 | 379 | 389
121 | 2011006044 | 383.3333 | 393.3333
122 | 2011006044 | 387.6667 | 377.6667
123 | 2011006044 | 392 | 382
124 | 2011006044 | 395.3333 | 385.3333
125 | 2011006044 | 398.6667 | 388.6667
126 | 2011006044 | 402 | 392
127 | 2011006044 | 404.3333 | 394.3333
128 | 2011006044 | 406.6667 | 396.6667
129 | 2011006044 | 409 | 399
130 | 2011006044 | 409 | 399
131 | 2011006044 | 409 | 399
132 | 2011006044 | 409 | 399
133 | 2011006044 | 408.3333 | 398.3333
134 | 2011006044 | 407.6667 | 397.6667
135 | 2011006044 | 407 | 397
136 | 2011006044 | 407 | 397
137 | 2011006044 | 407 | 397
138 | 2011006044 | 407 | 397
139 | 2011006044 | 407 | 397
140 | 2011006044 | 407 | 397
141 | 2011006044 | 407 | 397
142 | 2011006044 | 406 | 396
143 | 2011006044 | 405 | 395
0 | 2013006448 | 343 | 333
1 | 2013006448 | 344 | 334
2 | 2013006448 | 345 | 335
3 | 2013006448 | 346 | 336
4 | 2013006448 | 348 | 338
5 | 2013006448 | 350 | 340
6 | 2013006448 | 352 | 342
7 | 2013006448 | 353 | 343
8 | 2013006448 | 354 | 344
9 | 2013006448 | 355 | 345
10 | 2013006448 | 356.6667 | 346.6667
11 | 2013006448 | 358.3333 | 348.3333
12 | 2013006448 | 360 | 350
13 | 2013006448 | 363.6667 | 353.6667
14 | 2013006448 | 367.3333 | 357.3333
15 | 2013006448 | 371 | 361
16 | 2013006448 | 373.3333 | 363.3333
17 | 2013006448 | 375.6667 | 365.6667
18 | 2013006448 | 378 | 368
19 | 2013006448 | 378.6667 | 368.6667
20 | 2013006448 | 379.3333 | 369.3333
21 | 2013006448 | 380 | 370
22 | 2013006448 | 381.3333 | 371.3333
23 | 2013006448 | 382.6667 | 372.6667
24 | 2013006448 | 384 | 374
25 | 2013006448 | 385.3333 | 375.3333
26 | 2013006448 | 386.6667 | 376.6667
27 | 2013006448 | 388 | 378
28 | 2013006448 | 387 | 377
29 | 2013006448 | 386 | 376
30 | 2013006448 | 385 | 375
31 | 2013006448 | 383 | 373
32 | 2013006448 | 381 | 371
33 | 2013006448 | 379 | 369
34 | 2013006448 | 378.3333 | 368.3333
35 | 2013006448 | 377.6667 | 367.6667
36 | 2013006448 | 377 | 367
37 | 2013006448 | 377.3333 | 367.3333
38 | 2013006448 | 377.6667 | 367.6667
39 | 2013006448 | 378 | 368
40 | 2013006448 | 379.6667 | 369.6667
41 | 2013006448 | 381.3333 | 371.3333
42 | 2013006448 | 383 | 373
43 | 2013006448 | 385.3333 | 375.3333
44 | 2013006448 | 387.6667 | 377.6667
45 | 2013006448 | 390 | 380
46 | 2013006448 | 391.3333 | 381.3333
47 | 2013006448 | 392.6667 | 382.6667
48 | 2013006448 | 394 | 384
49 | 2013006448 | 393.3333 | 383.3333
50 | 2013006448 | 392.6667 | 382.6667
51 | 2013006448 | 392 | 382
52 | 2013006448 | 387.6667 | 377.6667
53 | 2013006448 | 383.3333 | 373.3333
54 | 2013006448 | 379 | 369
55 | 2013006448 | 372.3333 | 362.3333
56 | 2013006448 | 365.6667 | 355.6667
57 | 2013006448 | 359 | 349
58 | 2013006448 | 353.6667 | 343.6667
59 | 2013006448 | 348.3333 | 338.3333
60 | 2013006448 | 343 | 333
61 | 2013006448 | 338.3333 | 328.3333
62 | 2013006448 | 333.6667 | 323.6667
63 | 2013006448 | 329 | 319
64 | 2013006448 | 326 | 316
65 | 2013006448 | 323 | 313
66 | 2013006448 | 320 | 310
67 | 2013006448 | 318.3333 | 308.3333
68 | 2013006448 | 316.6667 | 306.6667
69 | 2013006448 | 315 | 305
70 | 2013006448 | 315.3333 | 305.3333
71 | 2013006448 | 315.6667 | 305.6667
72 | 2013006448 | 316 | 306
73 | 2013006448 | 316.3333 | 306.3333
74 | 2013006448 | 316.6667 | 306.6667
75 | 2013006448 | 317 | 307
76 | 2013006448 | 316.3333 | 306.3333
77 | 2013006448 | 315.6667 | 305.6667
78 | 2013006448 | 315 | 305
79 | 2013006448 | 314.6667 | 304.6667
80 | 2013006448 | 314.3333 | 304.3333
81 | 2013006448 | 314 | 304
82 | 2013006448 | 316.3333 | 306.3333
83 | 2013006448 | 318.6667 | 308.6667
84 | 2013006448 | 321 | 311
85 | 2013006448 | 323.3333 | 313.3333
86 | 2013006448 | 325.6667 | 315.6667
87 | 2013006448 | 328 | 318
88 | 2013006448 | 328.3333 | 318.3333
89 | 2013006448 | 328.6667 | 318.6667
90 | 2013006448 | 329 | 339
91 | 2013006448 | 329 | 339
92 | 2013006448 | 329 | 339
93 | 2013006448 | 329 | 339
94 | 2013006448 | 328.6667 | 338.6667
95 | 2013006448 | 328.3333 | 338.3333
96 | 2013006448 | 328 | 338
97 | 2013006448 | 327.6667 | 337.6667
98 | 2013006448 | 327.3333 | 337.3333
99 | 2013006448 | 327 | 337
100 | 2013006448 | 328.6667 | 338.6667
101 | 2013006448 | 330.3333 | 340.3333
102 | 2013006448 | 332 | 342
103 | 2013006448 | 334.3333 | 344.3333
104 | 2013006448 | 336.6667 | 346.6667
105 | 2013006448 | 339 | 349
106 | 2013006448 | 339.3333 | 349.3333
107 | 2013006448 | 339.6667 | 349.6667
108 | 2013006448 | 340 | 350
109 | 2013006448 | 342.3333 | 352.3333
110 | 2013006448 | 344.6667 | 354.6667
111 | 2013006448 | 347 | 357
112 | 2013006448 | 349.6667 | 359.6667
113 | 2013006448 | 352.3333 | 362.3333
114 | 2013006448 | 355 | 365
115 | 2013006448 | 360.3333 | 370.3333
116 | 2013006448 | 365.6667 | 375.6667
117 | 2013006448 | 371 | 381
118 | 2013006448 | 373.6667 | 383.6667
119 | 2013006448 | 376.3333 | 386.3333
120 | 2013006448 | 379 | 389
121 | 2013006448 | 383.3333 | 393.3333
122 | 2013006448 | 387.6667 | 377.6667
123 | 2013006448 | 392 | 382
124 | 2013006448 | 395.3333 | 385.3333
125 | 2013006448 | 398.6667 | 388.6667
126 | 2013006448 | 402 | 392
127 | 2013006448 | 404.3333 | 394.3333
128 | 2013006448 | 406.6667 | 396.6667
129 | 2013006448 | 409 | 399
130 | 2013006448 | 409 | 399
131 | 2013006448 | 409 | 399
132 | 2013006448 | 409 | 399
133 | 2013006448 | 408.3333 | 398.3333
134 | 2013006448 | 407.6667 | 397.6667
135 | 2013006448 | 407 | 397
136 | 2013006448 | 407 | 397
137 | 2013006448 | 407 | 397
138 | 2013006448 | 407 | 397
139 | 2013006448 | 407 | 397
140 | 2013006448 | 407 | 397
141 | 2013006448 | 407 | 397
142 | 2013006448 | 406 | 396
143 | 2013006448 | 405 | 395
0 | 2005004923 | 343 | 333
1 | 2005004923 | 344 | 334
2 | 2005004923 | 345 | 335
3 | 2005004923 | 346 | 336
4 | 2005004923 | 348 | 338
5 | 2005004923 | 350 | 340
6 | 2005004923 | 352 | 342
7 | 2005004923 | 353 | 343
8 | 2005004923 | 354 | 344
9 | 2005004923 | 355 | 345
10 | 2005004923 | 356.6667 | 346.6667
11 | 2005004923 | 358.3333 | 348.3333
12 | 2005004923 | 360 | 350
13 | 2005004923 | 363.6667 | 353.6667
14 | 2005004923 | 367.3333 | 357.3333
15 | 2005004923 | 371 | 361
16 | 2005004923 | 373.3333 | 363.3333
17 | 2005004923 | 375.6667 | 365.6667
18 | 2005004923 | 378 | 368
19 | 2005004923 | 378.6667 | 368.6667
20 | 2005004923 | 379.3333 | 369.3333
21 | 2005004923 | 380 | 370
22 | 2005004923 | 381.3333 | 371.3333
23 | 2005004923 | 382.6667 | 372.6667
24 | 2005004923 | 384 | 374
25 | 2005004923 | 385.3333 | 375.3333
26 | 2005004923 | 386.6667 | 376.6667
27 | 2005004923 | 388 | 378
28 | 2005004923 | 387 | 377
29 | 2005004923 | 386 | 376
30 | 2005004923 | 385 | 375
31 | 2005004923 | 383 | 373
32 | 2005004923 | 381 | 371
33 | 2005004923 | 379 | 369
34 | 2005004923 | 378.3333 | 368.3333
35 | 2005004923 | 377.6667 | 367.6667
36 | 2005004923 | 377 | 367
37 | 2005004923 | 377.3333 | 367.3333
38 | 2005004923 | 377.6667 | 367.6667
39 | 2005004923 | 378 | 368
40 | 2005004923 | 379.6667 | 369.6667
41 | 2005004923 | 381.3333 | 371.3333
42 | 2005004923 | 383 | 373
43 | 2005004923 | 385.3333 | 375.3333
44 | 2005004923 | 387.6667 | 377.6667
45 | 2005004923 | 390 | 380
46 | 2005004923 | 391.3333 | 381.3333
47 | 2005004923 | 392.6667 | 382.6667
48 | 2005004923 | 394 | 384
49 | 2005004923 | 393.3333 | 383.3333
50 | 2005004923 | 392.6667 | 382.6667
51 | 2005004923 | 392 | 382
52 | 2005004923 | 387.6667 | 377.6667
53 | 2005004923 | 383.3333 | 373.3333
54 | 2005004923 | 379 | 369
55 | 2005004923 | 372.3333 | 362.3333
56 | 2005004923 | 365.6667 | 355.6667
57 | 2005004923 | 359 | 349
58 | 2005004923 | 353.6667 | 343.6667
59 | 2005004923 | 348.3333 | 338.3333
60 | 2005004923 | 343 | 333
61 | 2005004923 | 338.3333 | 328.3333
62 | 2005004923 | 333.6667 | 323.6667
63 | 2005004923 | 329 | 319
64 | 2005004923 | 326 | 316
65 | 2005004923 | 323 | 313
66 | 2005004923 | 320 | 310
67 | 2005004923 | 318.3333 | 308.3333
68 | 2005004923 | 316.6667 | 306.6667
69 | 2005004923 | 315 | 305
70 | 2005004923 | 315.3333 | 305.3333
71 | 2005004923 | 315.6667 | 305.6667
72 | 2005004923 | 316 | 306
73 | 2005004923 | 316.3333 | 306.3333
74 | 2005004923 | 316.6667 | 306.6667
75 | 2005004923 | 317 | 307
76 | 2005004923 | 316.3333 | 306.3333
77 | 2005004923 | 315.6667 | 305.6667
78 | 2005004923 | 315 | 305
79 | 2005004923 | 314.6667 | 304.6667
80 | 2005004923 | 314.3333 | 304.3333
81 | 2005004923 | 314 | 304
82 | 2005004923 | 316.3333 | 306.3333
83 | 2005004923 | 318.6667 | 308.6667
84 | 2005004923 | 321 | 311
85 | 2005004923 | 323.3333 | 313.3333
86 | 2005004923 | 325.6667 | 315.6667
87 | 2005004923 | 328 | 318
88 | 2005004923 | 328.3333 | 318.3333
89 | 2005004923 | 328.6667 | 318.6667
90 | 2005004923 | 329 | 339
91 | 2005004923 | 329 | 339
92 | 2005004923 | 329 | 339
93 | 2005004923 | 329 | 339
94 | 2005004923 | 328.6667 | 338.6667
95 | 2005004923 | 328.3333 | 338.3333
96 | 2005004923 | 328 | 338
97 | 2005004923 | 327.6667 | 337.6667
98 | 2005004923 | 327.3333 | 337.3333
99 | 2005004923 | 327 | 337
100 | 2005004923 | 328.6667 | 338.6667
101 | 2005004923 | 330.3333 | 340.3333
102 | 2005004923 | 332 | 342
103 | 2005004923 | 334.3333 | 344.3333
104 | 2005004923 | 336.6667 | 346.6667
105 | 2005004923 | 339 | 349
106 | 2005004923 | 339.3333 | 349.3333
107 | 2005004923 | 339.6667 | 349.6667
108 | 2005004923 | 340 | 350
109 | 2005004923 | 342.3333 | 352.3333
110 | 2005004923 | 344.6667 | 354.6667
111 | 2005004923 | 347 | 357
112 | 2005004923 | 349.6667 | 359.6667
113 | 2005004923 | 352.3333 | 362.3333
114 | 2005004923 | 355 | 365
115 | 2005004923 | 360.3333 | 370.3333
116 | 2005004923 | 365.6667 | 375.6667
117 | 2005004923 | 371 | 381
118 | 2005004923 | 373.6667 | 383.6667
119 | 2005004923 | 376.3333 | 386.3333
120 | 2005004923 | 379 | 389
121 | 2005004923 | 383.3333 | 393.3333
122 | 2005004923 | 387.6667 | 377.6667
123 | 2005004923 | 392 | 382
124 | 2005004923 | 395.3333 | 385.3333
125 | 2005004923 | 398.6667 | 388.6667
126 | 2005004923 | 402 | 392
127 | 2005004923 | 404.3333 | 394.3333
128 | 2005004923 | 406.6667 | 396.6667
129 | 2005004923 | 409 | 399
130 | 2005004923 | 409 | 399
131 | 2005004923 | 409 | 399
132 | 2005004923 | 409 | 399
133 | 2005004923 | 408.3333 | 398.3333
134 | 2005004923 | 407.6667 | 397.6667
135 | 2005004923 | 407 | 397
136 | 2005004923 | 407 | 397
137 | 2005004923 | 407 | 397
138 | 2005004923 | 407 | 397
139 | 2005004923 | 407 | 397
140 | 2005004923 | 407 | 397
141 | 2005004923 | 407 | 397
142 | 2005004923 | 406 | 396
143 | 2005004923 | 405 | 395
0 | 2013003767 | 343 | 333
1 | 2013003767 | 344 | 334
2 | 2013003767 | 345 | 335
3 | 2013003767 | 346 | 336
4 | 2013003767 | 348 | 338
5 | 2013003767 | 350 | 340
6 | 2013003767 | 352 | 342
7 | 2013003767 | 353 | 343
8 | 2013003767 | 354 | 344
9 | 2013003767 | 355 | 345
10 | 2013003767 | 356.6667 | 346.6667
11 | 2013003767 | 358.3333 | 348.3333
12 | 2013003767 | 360 | 350
13 | 2013003767 | 363.6667 | 353.6667
14 | 2013003767 | 367.3333 | 357.3333
15 | 2013003767 | 371 | 361
16 | 2013003767 | 373.3333 | 363.3333
17 | 2013003767 | 375.6667 | 365.6667
18 | 2013003767 | 378 | 368
19 | 2013003767 | 378.6667 | 368.6667
20 | 2013003767 | 379.3333 | 369.3333
21 | 2013003767 | 380 | 370
22 | 2013003767 | 381.3333 | 371.3333
23 | 2013003767 | 382.6667 | 372.6667
24 | 2013003767 | 384 | 374
25 | 2013003767 | 385.3333 | 375.3333
26 | 2013003767 | 386.6667 | 376.6667
27 | 2013003767 | 388 | 378
28 | 2013003767 | 387 | 377
29 | 2013003767 | 386 | 376
30 | 2013003767 | 385 | 375
31 | 2013003767 | 383 | 373
32 | 2013003767 | 381 | 371
33 | 2013003767 | 379 | 369
34 | 2013003767 | 378.3333 | 368.3333
35 | 2013003767 | 377.6667 | 367.6667
36 | 2013003767 | 377 | 367
37 | 2013003767 | 377.3333 | 367.3333
38 | 2013003767 | 377.6667 | 367.6667
39 | 2013003767 | 378 | 368
40 | 2013003767 | 379.6667 | 369.6667
41 | 2013003767 | 381.3333 | 371.3333
42 | 2013003767 | 383 | 373
43 | 2013003767 | 385.3333 | 375.3333
44 | 2013003767 | 387.6667 | 377.6667
45 | 2013003767 | 390 | 380
46 | 2013003767 | 391.3333 | 381.3333
47 | 2013003767 | 392.6667 | 382.6667
48 | 2013003767 | 394 | 384
49 | 2013003767 | 393.3333 | 383.3333
50 | 2013003767 | 392.6667 | 382.6667
51 | 2013003767 | 392 | 382
52 | 2013003767 | 387.6667 | 377.6667
53 | 2013003767 | 383.3333 | 373.3333
54 | 2013003767 | 379 | 369
55 | 2013003767 | 372.3333 | 362.3333
56 | 2013003767 | 365.6667 | 355.6667
57 | 2013003767 | 359 | 349
58 | 2013003767 | 353.6667 | 343.6667
59 | 2013003767 | 348.3333 | 338.3333
60 | 2013003767 | 343 | 333
61 | 2013003767 | 338.3333 | 328.3333
62 | 2013003767 | 333.6667 | 323.6667
63 | 2013003767 | 329 | 319
64 | 2013003767 | 326 | 316
65 | 2013003767 | 323 | 313
66 | 2013003767 | 320 | 310
67 | 2013003767 | 318.3333 | 308.3333
68 | 2013003767 | 316.6667 | 306.6667
69 | 2013003767 | 315 | 305
70 | 2013003767 | 315.3333 | 305.3333
71 | 2013003767 | 315.6667 | 305.6667
72 | 2013003767 | 316 | 306
73 | 2013003767 | 316.3333 | 306.3333
74 | 2013003767 | 316.6667 | 306.6667
75 | 2013003767 | 317 | 307
76 | 2013003767 | 316.3333 | 306.3333
77 | 2013003767 | 315.6667 | 305.6667
78 | 2013003767 | 315 | 305
79 | 2013003767 | 314.6667 | 304.6667
80 | 2013003767 | 314.3333 | 304.3333
81 | 2013003767 | 314 | 304
82 | 2013003767 | 316.3333 | 306.3333
83 | 2013003767 | 318.6667 | 308.6667
84 | 2013003767 | 321 | 311
85 | 2013003767 | 323.3333 | 313.3333
86 | 2013003767 | 325.6667 | 315.6667
87 | 2013003767 | 328 | 318
88 | 2013003767 | 328.3333 | 318.3333
89 | 2013003767 | 328.6667 | 318.6667
90 | 2013003767 | 329 | 339
91 | 2013003767 | 329 | 339
92 | 2013003767 | 329 | 339
93 | 2013003767 | 329 | 339
94 | 2013003767 | 328.6667 | 338.6667
95 | 2013003767 | 328.3333 | 338.3333
96 | 2013003767 | 328 | 338
97 | 2013003767 | 327.6667 | 337.6667
98 | 2013003767 | 327.3333 | 337.3333
99 | 2013003767 | 327 | 337
100 | 2013003767 | 328.6667 | 338.6667
101 | 2013003767 | 330.3333 | 340.3333
102 | 2013003767 | 332 | 342
103 | 2013003767 | 334.3333 | 344.3333
104 | 2013003767 | 336.6667 | 346.6667
105 | 2013003767 | 339 | 349
106 | 2013003767 | 339.3333 | 349.3333
107 | 2013003767 | 339.6667 | 349.6667
108 | 2013003767 | 340 | 350
109 | 2013003767 | 342.3333 | 352.3333
110 | 2013003767 | 344.6667 | 354.6667
111 | 2013003767 | 347 | 357
112 | 2013003767 | 349.6667 | 359.6667
113 | 2013003767 | 352.3333 | 362.3333
114 | 2013003767 | 355 | 365
115 | 2013003767 | 360.3333 | 370.3333
116 | 2013003767 | 365.6667 | 375.6667
117 | 2013003767 | 371 | 381
118 | 2013003767 | 373.6667 | 383.6667
119 | 2013003767 | 376.3333 | 386.3333
120 | 2013003767 | 379 | 389
121 | 2013003767 | 383.3333 | 393.3333
122 | 2013003767 | 387.6667 | 377.6667
123 | 2013003767 | 392 | 382
124 | 2013003767 | 395.3333 | 385.3333
125 | 2013003767 | 398.6667 | 388.6667
126 | 2013003767 | 402 | 392
127 | 2013003767 | 404.3333 | 394.3333
128 | 2013003767 | 406.6667 | 396.6667
129 | 2013003767 | 409 | 399
130 | 2013003767 | 409 | 399
131 | 2013003767 | 409 | 399
132 | 2013003767 | 409 | 399
133 | 2013003767 | 408.3333 | 398.3333
134 | 2013003767 | 407.6667 | 397.6667
135 | 2013003767 | 407 | 397
136 | 2013003767 | 407 | 397
137 | 2013003767 | 407 | 397
138 | 2013003767 | 407 | 397
139 | 2013003767 | 407 | 397
140 | 2013003767 | 407 | 397
141 | 2013003767 | 407 | 397
142 | 2013003767 | 406 | 396
143 | 2013003767 | 405 | 395
0 | 2009009501 | 343 | 333
1 | 2009009501 | 344 | 334
2 | 2009009501 | 345 | 335
3 | 2009009501 | 346 | 336
4 | 2009009501 | 348 | 338
5 | 2009009501 | 350 | 340
6 | 2009009501 | 352 | 342
7 | 2009009501 | 353 | 343
8 | 2009009501 | 354 | 344
9 | 2009009501 | 355 | 345
10 | 2009009501 | 356.6667 | 346.6667
11 | 2009009501 | 358.3333 | 348.3333
12 | 2009009501 | 360 | 350
13 | 2009009501 | 363.6667 | 353.6667
14 | 2009009501 | 367.3333 | 357.3333
15 | 2009009501 | 371 | 361
16 | 2009009501 | 373.3333 | 363.3333
17 | 2009009501 | 375.6667 | 365.6667
18 | 2009009501 | 378 | 368
19 | 2009009501 | 378.6667 | 368.6667
20 | 2009009501 | 379.3333 | 369.3333
21 | 2009009501 | 380 | 370
22 | 2009009501 | 381.3333 | 371.3333
23 | 2009009501 | 382.6667 | 372.6667
24 | 2009009501 | 384 | 374
25 | 2009009501 | 385.3333 | 375.3333
26 | 2009009501 | 386.6667 | 376.6667
27 | 2009009501 | 388 | 378
28 | 2009009501 | 387 | 377
29 | 2009009501 | 386 | 376
30 | 2009009501 | 385 | 375
31 | 2009009501 | 383 | 373
32 | 2009009501 | 381 | 371
33 | 2009009501 | 379 | 369
34 | 2009009501 | 378.3333 | 368.3333
35 | 2009009501 | 377.6667 | 367.6667
36 | 2009009501 | 377 | 367
37 | 2009009501 | 377.3333 | 367.3333
38 | 2009009501 | 377.6667 | 367.6667
39 | 2009009501 | 378 | 368
40 | 2009009501 | 379.6667 | 369.6667
41 | 2009009501 | 381.3333 | 371.3333
42 | 2009009501 | 383 | 373
43 | 2009009501 | 385.3333 | 375.3333
44 | 2009009501 | 387.6667 | 377.6667
45 | 2009009501 | 390 | 380
46 | 2009009501 | 391.3333 | 381.3333
47 | 2009009501 | 392.6667 | 382.6667
48 | 2009009501 | 394 | 384
49 | 2009009501 | 393.3333 | 383.3333
50 | 2009009501 | 392.6667 | 382.6667
51 | 2009009501 | 392 | 382
52 | 2009009501 | 387.6667 | 377.6667
53 | 2009009501 | 383.3333 | 373.3333
54 | 2009009501 | 379 | 369
55 | 2009009501 | 372.3333 | 362.3333
56 | 2009009501 | 365.6667 | 355.6667
57 | 2009009501 | 359 | 349
58 | 2009009501 | 353.6667 | 343.6667
59 | 2009009501 | 348.3333 | 338.3333
60 | 2009009501 | 343 | 333
61 | 2009009501 | 338.3333 | 328.3333
62 | 2009009501 | 333.6667 | 323.6667
63 | 2009009501 | 329 | 319
64 | 2009009501 | 326 | 316
65 | 2009009501 | 323 | 313
66 | 2009009501 | 320 | 310
67 | 2009009501 | 318.3333 | 308.3333
68 | 2009009501 | 316.6667 | 306.6667
69 | 2009009501 | 315 | 305
70 | 2009009501 | 315.3333 | 305.3333
71 | 2009009501 | 315.6667 | 305.6667
72 | 2009009501 | 316 | 306
73 | 2009009501 | 316.3333 | 306.3333
74 | 2009009501 | 316.6667 | 306.6667
75 | 2009009501 | 317 | 307
76 | 2009009501 | 316.3333 | 306.3333
77 | 2009009501 | 315.6667 | 305.6667
78 | 2009009501 | 315 | 305
79 | 2009009501 | 314.6667 | 304.6667
80 | 2009009501 | 314.3333 | 304.3333
81 | 2009009501 | 314 | 304
82 | 2009009501 | 316.3333 | 306.3333
83 | 2009009501 | 318.6667 | 308.6667
84 | 2009009501 | 321 | 311
85 | 2009009501 | 323.3333 | 313.3333
86 | 2009009501 | 325.6667 | 315.6667
87 | 2009009501 | 328 | 318
88 | 2009009501 | 328.3333 | 318.3333
89 | 2009009501 | 328.6667 | 318.6667
90 | 2009009501 | 329 | 339
91 | 2009009501 | 329 | 339
92 | 2009009501 | 329 | 339
93 | 2009009501 | 329 | 339
94 | 2009009501 | 328.6667 | 338.6667
95 | 2009009501 | 328.3333 | 338.3333
96 | 2009009501 | 328 | 338
97 | 2009009501 | 327.6667 | 337.6667
98 | 2009009501 | 327.3333 | 337.3333
99 | 2009009501 | 327 | 337
100 | 2009009501 | 328.6667 | 338.6667
101 | 2009009501 | 330.3333 | 340.3333
102 | 2009009501 | 332 | 342
103 | 2009009501 | 334.3333 | 344.3333
104 | 2009009501 | 336.6667 | 346.6667
105 | 2009009501 | 339 | 349
106 | 2009009501 | 339.3333 | 349.3333
107 | 2009009501 | 339.6667 | 349.6667
108 | 2009009501 | 340 | 350
109 | 2009009501 | 342.3333 | 352.3333
110 | 2009009501 | 344.6667 | 354.6667
111 | 2009009501 | 347 | 357
112 | 2009009501 | 349.6667 | 359.6667
113 | 2009009501 | 352.3333 | 362.3333
114 | 2009009501 | 355 | 365
115 | 2009009501 | 360.3333 | 370.3333
116 | 2009009501 | 365.6667 | 375.6667
117 | 2009009501 | 371 | 381
118 | 2009009501 | 373.6667 | 383.6667
119 | 2009009501 | 376.3333 | 386.3333
120 | 2009009501 | 379 | 389
121 | 2009009501 | 383.3333 | 393.3333
122 | 2009009501 | 387.6667 | 377.6667
123 | 2009009501 | 392 | 382
124 | 2009009501 | 395.3333 | 385.3333
125 | 2009009501 | 398.6667 | 388.6667
126 | 2009009501 | 402 | 392
127 | 2009009501 | 404.3333 | 394.3333
128 | 2009009501 | 406.6667 | 396.6667
129 | 2009009501 | 409 | 399
130 | 2009009501 | 409 | 399
131 | 2009009501 | 409 | 399
132 | 2009009501 | 409 | 399
133 | 2009009501 | 408.3333 | 398.3333
134 | 2009009501 | 407.6667 | 397.6667
135 | 2009009501 | 407 | 397
136 | 2009009501 | 407 | 397
137 | 2009009501 | 407 | 397
138 | 2009009501 | 407 | 397
139 | 2009009501 | 407 | 397
140 | 2009009501 | 407 | 397
141 | 2009009501 | 407 | 397
142 | 2009009501 | 406 | 396
143 | 2009009501 | 405 | 395
0 | 2003002937 | 343 | 333
1 | 2003002937 | 344 | 334
2 | 2003002937 | 345 | 335
3 | 2003002937 | 346 | 336
4 | 2003002937 | 348 | 338
5 | 2003002937 | 350 | 340
6 | 2003002937 | 352 | 342
7 | 2003002937 | 353 | 343
8 | 2003002937 | 354 | 344
9 | 2003002937 | 355 | 345
10 | 2003002937 | 356.6667 | 346.6667
11 | 2003002937 | 358.3333 | 348.3333
12 | 2003002937 | 360 | 350
13 | 2003002937 | 363.6667 | 353.6667
14 | 2003002937 | 367.3333 | 357.3333
15 | 2003002937 | 371 | 361
16 | 2003002937 | 373.3333 | 363.3333
17 | 2003002937 | 375.6667 | 365.6667
18 | 2003002937 | 378 | 368
19 | 2003002937 | 378.6667 | 368.6667
20 | 2003002937 | 379.3333 | 369.3333
21 | 2003002937 | 380 | 370
22 | 2003002937 | 381.3333 | 371.3333
23 | 2003002937 | 382.6667 | 372.6667
24 | 2003002937 | 384 | 374
25 | 2003002937 | 385.3333 | 375.3333
26 | 2003002937 | 386.6667 | 376.6667
27 | 2003002937 | 388 | 378
28 | 2003002937 | 387 | 377
29 | 2003002937 | 386 | 376
30 | 2003002937 | 385 | 375
31 | 2003002937 | 383 | 373
32 | 2003002937 | 381 | 371
33 | 2003002937 | 379 | 369
34 | 2003002937 | 378.3333 | 368.3333
35 | 2003002937 | 377.6667 | 367.6667
36 | 2003002937 | 377 | 367
37 | 2003002937 | 377.3333 | 367.3333
38 | 2003002937 | 377.6667 | 367.6667
39 | 2003002937 | 378 | 368
40 | 2003002937 | 379.6667 | 369.6667
41 | 2003002937 | 381.3333 | 371.3333
42 | 2003002937 | 383 | 373
43 | 2003002937 | 385.3333 | 375.3333
44 | 2003002937 | 387.6667 | 377.6667
45 | 2003002937 | 390 | 380
46 | 2003002937 | 391.3333 | 381.3333
47 | 2003002937 | 392.6667 | 382.6667
48 | 2003002937 | 394 | 384
49 | 2003002937 | 393.3333 | 383.3333
50 | 2003002937 | 392.6667 | 382.6667
51 | 2003002937 | 392 | 382
52 | 2003002937 | 387.6667 | 377.6667
53 | 2003002937 | 383.3333 | 373.3333
54 | 2003002937 | 379 | 369
55 | 2003002937 | 372.3333 | 362.3333
56 | 2003002937 | 365.6667 | 355.6667
57 | 2003002937 | 359 | 349
58 | 2003002937 | 353.6667 | 343.6667
59 | 2003002937 | 348.3333 | 338.3333
60 | 2003002937 | 343 | 333
61 | 2003002937 | 338.3333 | 328.3333
62 | 2003002937 | 333.6667 | 323.6667
63 | 2003002937 | 329 | 319
64 | 2003002937 | 326 | 316
65 | 2003002937 | 323 | 313
66 | 2003002937 | 320 | 310
67 | 2003002937 | 318.3333 | 308.3333
68 | 2003002937 | 316.6667 | 306.6667
69 | 2003002937 | 315 | 305
70 | 2003002937 | 315.3333 | 305.3333
71 | 2003002937 | 315.6667 | 305.6667
72 | 2003002937 | 316 | 306
73 | 2003002937 | 316.3333 | 306.3333
74 | 2003002937 | 316.6667 | 306.6667
75 | 2003002937 | 317 | 307
76 | 2003002937 | 316.3333 | 306.3333
77 | 2003002937 | 315.6667 | 305.6667
78 | 2003002937 | 315 | 305
79 | 2003002937 | 314.6667 | 304.6667
80 | 2003002937 | 314.3333 | 304.3333
81 | 2003002937 | 314 | 304
82 | 2003002937 | 316.3333 | 306.3333
83 | 2003002937 | 318.6667 | 308.6667
84 | 2003002937 | 321 | 311
85 | 2003002937 | 323.3333 | 313.3333
86 | 2003002937 | 325.6667 | 315.6667
87 | 2003002937 | 328 | 318
88 | 2003002937 | 328.3333 | 318.3333
89 | 2003002937 | 328.6667 | 318.6667
90 | 2003002937 | 329 | 339
91 | 2003002937 | 329 | 339
92 | 2003002937 | 329 | 339
93 | 2003002937 | 329 | 339
94 | 2003002937 | 328.6667 | 338.6667
95 | 2003002937 | 328.3333 | 338.3333
96 | 2003002937 | 328 | 338
97 | 2003002937 | 327.6667 | 337.6667
98 | 2003002937 | 327.3333 | 337.3333
99 | 2003002937 | 327 | 337
100 | 2003002937 | 328.6667 | 338.6667
101 | 2003002937 | 330.3333 | 340.3333
102 | 2003002937 | 332 | 342
103 | 2003002937 | 334.3333 | 344.3333
104 | 2003002937 | 336.6667 | 346.6667
105 | 2003002937 | 339 | 349
106 | 2003002937 | 339.3333 | 349.3333
107 | 2003002937 | 339.6667 | 349.6667
108 | 2003002937 | 340 | 350
109 | 2003002937 | 342.3333 | 352.3333
110 | 2003002937 | 344.6667 | 354.6667
111 | 2003002937 | 347 | 357
112 | 2003002937 | 349.6667 | 359.6667
113 | 2003002937 | 352.3333 | 362.3333
114 | 2003002937 | 355 | 365
115 | 2003002937 | 360.3333 | 370.3333
116 | 2003002937 | 365.6667 | 375.6667
117 | 2003002937 | 371 | 381
118 | 2003002937 | 373.6667 | 383.6667
119 | 2003002937 | 376.3333 | 386.3333
120 | 2003002937 | 379 | 389
121 | 2003002937 | 383.3333 | 393.3333
122 | 2003002937 | 387.6667 | 377.6667
123 | 2003002937 | 392 | 382
124 | 2003002937 | 395.3333 | 385.3333
125 | 2003002937 | 398.6667 | 388.6667
126 | 2003002937 | 402 | 392
127 | 2003002937 | 404.3333 | 394.3333
128 | 2003002937 | 406.6667 | 396.6667
129 | 2003002937 | 409 | 399
130 | 2003002937 | 409 | 399
131 | 2003002937 | 409 | 399
132 | 2003002937 | 409 | 399
133 | 2003002937 | 408.3333 | 398.3333
134 | 2003002937 | 407.6667 | 397.6667
135 | 2003002937 | 407 | 397
136 | 2003002937 | 407 | 397
137 | 2003002937 | 407 | 397
138 | 2003002937 | 407 | 397
139 | 2003002937 | 407 | 397
140 | 2003002937 | 407 | 397
141 | 2003002937 | 407 | 397
142 | 2003002937 | 406 | 396
143 | 2003002937 | 405 | 395
0 | 2015004496 | 343 | 333
1 | 2015004496 | 344 | 334
2 | 2015004496 | 345 | 335
3 | 2015004496 | 346 | 336
4 | 2015004496 | 348 | 338
5 | 2015004496 | 350 | 340
6 | 2015004496 | 352 | 342
7 | 2015004496 | 353 | 343
8 | 2015004496 | 354 | 344
9 | 2015004496 | 355 | 345
10 | 2015004496 | 356.6667 | 346.6667
11 | 2015004496 | 358.3333 | 348.3333
12 | 2015004496 | 360 | 350
13 | 2015004496 | 363.6667 | 353.6667
14 | 2015004496 | 367.3333 | 357.3333
15 | 2015004496 | 371 | 361
16 | 2015004496 | 373.3333 | 363.3333
17 | 2015004496 | 375.6667 | 365.6667
18 | 2015004496 | 378 | 368
19 | 2015004496 | 378.6667 | 368.6667
20 | 2015004496 | 379.3333 | 369.3333
21 | 2015004496 | 380 | 370
22 | 2015004496 | 381.3333 | 371.3333
23 | 2015004496 | 382.6667 | 372.6667
24 | 2015004496 | 384 | 374
25 | 2015004496 | 385.3333 | 375.3333
26 | 2015004496 | 386.6667 | 376.6667
27 | 2015004496 | 388 | 378
28 | 2015004496 | 387 | 377
29 | 2015004496 | 386 | 376
30 | 2015004496 | 385 | 375
31 | 2015004496 | 383 | 373
32 | 2015004496 | 381 | 371
33 | 2015004496 | 379 | 369
34 | 2015004496 | 378.3333 | 368.3333
35 | 2015004496 | 377.6667 | 367.6667
36 | 2015004496 | 377 | 367
37 | 2015004496 | 377.3333 | 367.3333
38 | 2015004496 | 377.6667 | 367.6667
39 | 2015004496 | 378 | 368
40 | 2015004496 | 379.6667 | 369.6667
41 | 2015004496 | 381.3333 | 371.3333
42 | 2015004496 | 383 | 373
43 | 2015004496 | 385.3333 | 375.3333
44 | 2015004496 | 387.6667 | 377.6667
45 | 2015004496 | 390 | 380
46 | 2015004496 | 391.3333 | 381.3333
47 | 2015004496 | 392.6667 | 382.6667
48 | 2015004496 | 394 | 384
49 | 2015004496 | 393.3333 | 383.3333
50 | 2015004496 | 392.6667 | 382.6667
51 | 2015004496 | 392 | 382
52 | 2015004496 | 387.6667 | 377.6667
53 | 2015004496 | 383.3333 | 373.3333
54 | 2015004496 | 379 | 369
55 | 2015004496 | 372.3333 | 362.3333
56 | 2015004496 | 365.6667 | 355.6667
57 | 2015004496 | 359 | 349
58 | 2015004496 | 353.6667 | 343.6667
59 | 2015004496 | 348.3333 | 338.3333
60 | 2015004496 | 343 | 333
61 | 2015004496 | 338.3333 | 328.3333
62 | 2015004496 | 333.6667 | 323.6667
63 | 2015004496 | 329 | 319
64 | 2015004496 | 326 | 316
65 | 2015004496 | 323 | 313
66 | 2015004496 | 320 | 310
67 | 2015004496 | 318.3333 | 308.3333
68 | 2015004496 | 316.6667 | 306.6667
69 | 2015004496 | 315 | 305
70 | 2015004496 | 315.3333 | 305.3333
71 | 2015004496 | 315.6667 | 305.6667
72 | 2015004496 | 316 | 306
73 | 2015004496 | 316.3333 | 306.3333
74 | 2015004496 | 316.6667 | 306.6667
75 | 2015004496 | 317 | 307
76 | 2015004496 | 316.3333 | 306.3333
77 | 2015004496 | 315.6667 | 305.6667
78 | 2015004496 | 315 | 305
79 | 2015004496 | 314.6667 | 304.6667
80 | 2015004496 | 314.3333 | 304.3333
81 | 2015004496 | 314 | 304
82 | 2015004496 | 316.3333 | 306.3333
83 | 2015004496 | 318.6667 | 308.6667
84 | 2015004496 | 321 | 311
85 | 2015004496 | 323.3333 | 313.3333
86 | 2015004496 | 325.6667 | 315.6667
87 | 2015004496 | 328 | 318
88 | 2015004496 | 328.3333 | 318.3333
89 | 2015004496 | 328.6667 | 318.6667
90 | 2015004496 | 329 | 339
91 | 2015004496 | 329 | 339
92 | 2015004496 | 329 | 339
93 | 2015004496 | 329 | 339
94 | 2015004496 | 328.6667 | 338.6667
95 | 2015004496 | 328.3333 | 338.3333
96 | 2015004496 | 328 | 338
97 | 2015004496 | 327.6667 | 337.6667
98 | 2015004496 | 327.3333 | 337.3333
99 | 2015004496 | 327 | 337
100 | 2015004496 | 328.6667 | 338.6667
101 | 2015004496 | 330.3333 | 340.3333
102 | 2015004496 | 332 | 342
103 | 2015004496 | 334.3333 | 344.3333
104 | 2015004496 | 336.6667 | 346.6667
105 | 2015004496 | 339 | 349
106 | 2015004496 | 339.3333 | 349.3333
107 | 2015004496 | 339.6667 | 349.6667
108 | 2015004496 | 340 | 350
109 | 2015004496 | 342.3333 | 352.3333
110 | 2015004496 | 344.6667 | 354.6667
111 | 2015004496 | 347 | 357
112 | 2015004496 | 349.6667 | 359.6667
113 | 2015004496 | 352.3333 | 362.3333
114 | 2015004496 | 355 | 365
115 | 2015004496 | 360.3333 | 370.3333
116 | 2015004496 | 365.6667 | 375.6667
117 | 2015004496 | 371 | 381
118 | 2015004496 | 373.6667 | 383.6667
119 | 2015004496 | 376.3333 | 386.3333
120 | 2015004496 | 379 | 389
121 | 2015004496 | 383.3333 | 393.3333
122 | 2015004496 | 387.6667 | 377.6667
123 | 2015004496 | 392 | 382
124 | 2015004496 | 395.3333 | 385.3333
125 | 2015004496 | 398.6667 | 388.6667
126 | 2015004496 | 402 | 392
127 | 2015004496 | 404.3333 | 394.3333
128 | 2015004496 | 406.6667 | 396.6667
129 | 2015004496 | 409 | 399
130 | 2015004496 | 409 | 399
131 | 2015004496 | 409 | 399
132 | 2015004496 | 409 | 399
133 | 2015004496 | 408.3333 | 398.3333
134 | 2015004496 | 407.6667 | 397.6667
135 | 2015004496 | 407 | 397
136 | 2015004496 | 407 | 397
137 | 2015004496 | 407 | 397
138 | 2015004496 | 407 | 397
139 | 2015004496 | 407 | 397
140 | 2015004496 | 407 | 397
141 | 2015004496 | 407 | 397
142 | 2015004496 | 406 | 396
143 | 2015004496 | 405 | 395
0 | 2008002200 | 343 | 333
1 | 2008002200 | 344 | 334
2 | 2008002200 | 345 | 335
3 | 2008002200 | 346 | 336
4 | 2008002200 | 348 | 338
5 | 2008002200 | 350 | 340
6 | 2008002200 | 352 | 342
7 | 2008002200 | 353 | 343
8 | 2008002200 | 354 | 344
9 | 2008002200 | 355 | 345
10 | 2008002200 | 356.6667 | 346.6667
11 | 2008002200 | 358.3333 | 348.3333
12 | 2008002200 | 360 | 350
13 | 2008002200 | 363.6667 | 353.6667
14 | 2008002200 | 367.3333 | 357.3333
15 | 2008002200 | 371 | 361
16 | 2008002200 | 373.3333 | 363.3333
17 | 2008002200 | 375.6667 | 365.6667
18 | 2008002200 | 378 | 368
19 | 2008002200 | 378.6667 | 368.6667
20 | 2008002200 | 379.3333 | 369.3333
21 | 2008002200 | 380 | 370
22 | 2008002200 | 381.3333 | 371.3333
23 | 2008002200 | 382.6667 | 372.6667
24 | 2008002200 | 384 | 374
25 | 2008002200 | 385.3333 | 375.3333
26 | 2008002200 | 386.6667 | 376.6667
27 | 2008002200 | 388 | 378
28 | 2008002200 | 387 | 377
29 | 2008002200 | 386 | 376
30 | 2008002200 | 385 | 375
31 | 2008002200 | 383 | 373
32 | 2008002200 | 381 | 371
33 | 2008002200 | 379 | 369
34 | 2008002200 | 378.3333 | 368.3333
35 | 2008002200 | 377.6667 | 367.6667
36 | 2008002200 | 377 | 367
37 | 2008002200 | 377.3333 | 367.3333
38 | 2008002200 | 377.6667 | 367.6667
39 | 2008002200 | 378 | 368
40 | 2008002200 | 379.6667 | 369.6667
41 | 2008002200 | 381.3333 | 371.3333
42 | 2008002200 | 383 | 373
43 | 2008002200 | 385.3333 | 375.3333
44 | 2008002200 | 387.6667 | 377.6667
45 | 2008002200 | 390 | 380
46 | 2008002200 | 391.3333 | 381.3333
47 | 2008002200 | 392.6667 | 382.6667
48 | 2008002200 | 394 | 384
49 | 2008002200 | 393.3333 | 383.3333
50 | 2008002200 | 392.6667 | 382.6667
51 | 2008002200 | 392 | 382
52 | 2008002200 | 387.6667 | 377.6667
53 | 2008002200 | 383.3333 | 373.3333
54 | 2008002200 | 379 | 369
55 | 2008002200 | 372.3333 | 362.3333
56 | 2008002200 | 365.6667 | 355.6667
57 | 2008002200 | 359 | 349
58 | 2008002200 | 353.6667 | 343.6667
59 | 2008002200 | 348.3333 | 338.3333
60 | 2008002200 | 343 | 333
61 | 2008002200 | 338.3333 | 328.3333
62 | 2008002200 | 333.6667 | 323.6667
63 | 2008002200 | 329 | 319
64 | 2008002200 | 326 | 316
65 | 2008002200 | 323 | 313
66 | 2008002200 | 320 | 310
67 | 2008002200 | 318.3333 | 308.3333
68 | 2008002200 | 316.6667 | 306.6667
69 | 2008002200 | 315 | 305
70 | 2008002200 | 315.3333 | 305.3333
71 | 2008002200 | 315.6667 | 305.6667
72 | 2008002200 | 316 | 306
73 | 2008002200 | 316.3333 | 306.3333
74 | 2008002200 | 316.6667 | 306.6667
75 | 2008002200 | 317 | 307
76 | 2008002200 | 316.3333 | 306.3333
77 | 2008002200 | 315.6667 | 305.6667
78 | 2008002200 | 315 | 305
79 | 2008002200 | 314.6667 | 304.6667
80 | 2008002200 | 314.3333 | 304.3333
81 | 2008002200 | 314 | 304
82 | 2008002200 | 316.3333 | 306.3333
83 | 2008002200 | 318.6667 | 308.6667
84 | 2008002200 | 321 | 311
85 | 2008002200 | 323.3333 | 313.3333
86 | 2008002200 | 325.6667 | 315.6667
87 | 2008002200 | 328 | 318
88 | 2008002200 | 328.3333 | 318.3333
89 | 2008002200 | 328.6667 | 318.6667
90 | 2008002200 | 329 | 339
91 | 2008002200 | 329 | 339
92 | 2008002200 | 329 | 339
93 | 2008002200 | 329 | 339
94 | 2008002200 | 328.6667 | 338.6667
95 | 2008002200 | 328.3333 | 338.3333
96 | 2008002200 | 328 | 338
97 | 2008002200 | 327.6667 | 337.6667
98 | 2008002200 | 327.3333 | 337.3333
99 | 2008002200 | 327 | 337
100 | 2008002200 | 328.6667 | 338.6667
101 | 2008002200 | 330.3333 | 340.3333
102 | 2008002200 | 332 | 342
103 | 2008002200 | 334.3333 | 344.3333
104 | 2008002200 | 336.6667 | 346.6667
105 | 2008002200 | 339 | 349
106 | 2008002200 | 339.3333 | 349.3333
107 | 2008002200 | 339.6667 | 349.6667
108 | 2008002200 | 340 | 350
109 | 2008002200 | 342.3333 | 352.3333
110 | 2008002200 | 344.6667 | 354.6667
111 | 2008002200 | 347 | 357
112 | 2008002200 | 349.6667 | 359.6667
113 | 2008002200 | 352.3333 | 362.3333
114 | 2008002200 | 355 | 365
115 | 2008002200 | 360.3333 | 370.3333
116 | 2008002200 | 365.6667 | 375.6667
117 | 2008002200 | 371 | 381
118 | 2008002200 | 373.6667 | 383.6667
119 | 2008002200 | 376.3333 | 386.3333
120 | 2008002200 | 379 | 389
121 | 2008002200 | 383.3333 | 393.3333
122 | 2008002200 | 387.6667 | 377.6667
123 | 2008002200 | 392 | 382
124 | 2008002200 | 395.3333 | 385.3333
125 | 2008002200 | 398.6667 | 388.6667
126 | 2008002200 | 402 | 392
127 | 2008002200 | 404.3333 | 394.3333
128 | 2008002200 | 406.6667 | 396.6667
129 | 2008002200 | 409 | 399
130 | 2008002200 | 409 | 399
131 | 2008002200 | 409 | 399
132 | 2008002200 | 409 | 399
133 | 2008002200 | 408.3333 | 398.3333
134 | 2008002200 | 407.6667 | 397.6667
135 | 2008002200 | 407 | 397
136 | 2008002200 | 407 | 397
137 | 2008002200 | 407 | 397
138 | 2008002200 | 407 | 397
139 | 2008002200 | 407 | 397
140 | 2008002200 | 407 | 397
141 | 2008002200 | 407 | 397
142 | 2008002200 | 406 | 396
143 | 2008002200 | 405 | 395
0 | 2004002964 | 343 | 333
1 | 2004002964 | 344 | 334
2 | 2004002964 | 345 | 335
3 | 2004002964 | 346 | 336
4 | 2004002964 | 348 | 338
5 | 2004002964 | 350 | 340
6 | 2004002964 | 352 | 342
7 | 2004002964 | 353 | 343
8 | 2004002964 | 354 | 344
9 | 2004002964 | 355 | 345
10 | 2004002964 | 356.6667 | 346.6667
11 | 2004002964 | 358.3333 | 348.3333
12 | 2004002964 | 360 | 350
13 | 2004002964 | 363.6667 | 353.6667
14 | 2004002964 | 367.3333 | 357.3333
15 | 2004002964 | 371 | 361
16 | 2004002964 | 373.3333 | 363.3333
17 | 2004002964 | 375.6667 | 365.6667
18 | 2004002964 | 378 | 368
19 | 2004002964 | 378.6667 | 368.6667
20 | 2004002964 | 379.3333 | 369.3333
21 | 2004002964 | 380 | 370
22 | 2004002964 | 381.3333 | 371.3333
23 | 2004002964 | 382.6667 | 372.6667
24 | 2004002964 | 384 | 374
25 | 2004002964 | 385.3333 | 375.3333
26 | 2004002964 | 386.6667 | 376.6667
27 | 2004002964 | 388 | 378
28 | 2004002964 | 387 | 377
29 | 2004002964 | 386 | 376
30 | 2004002964 | 385 | 375
31 | 2004002964 | 383 | 373
32 | 2004002964 | 381 | 371
33 | 2004002964 | 379 | 369
34 | 2004002964 | 378.3333 | 368.3333
35 | 2004002964 | 377.6667 | 367.6667
36 | 2004002964 | 377 | 367
37 | 2004002964 | 377.3333 | 367.3333
38 | 2004002964 | 377.6667 | 367.6667
39 | 2004002964 | 378 | 368
40 | 2004002964 | 379.6667 | 369.6667
41 | 2004002964 | 381.3333 | 371.3333
42 | 2004002964 | 383 | 373
43 | 2004002964 | 385.3333 | 375.3333
44 | 2004002964 | 387.6667 | 377.6667
45 | 2004002964 | 390 | 380
46 | 2004002964 | 391.3333 | 381.3333
47 | 2004002964 | 392.6667 | 382.6667
48 | 2004002964 | 394 | 384
49 | 2004002964 | 393.3333 | 383.3333
50 | 2004002964 | 392.6667 | 382.6667
51 | 2004002964 | 392 | 382
52 | 2004002964 | 387.6667 | 377.6667
53 | 2004002964 | 383.3333 | 373.3333
54 | 2004002964 | 379 | 369
55 | 2004002964 | 372.3333 | 362.3333
56 | 2004002964 | 365.6667 | 355.6667
57 | 2004002964 | 359 | 349
58 | 2004002964 | 353.6667 | 343.6667
59 | 2004002964 | 348.3333 | 338.3333
60 | 2004002964 | 343 | 333
61 | 2004002964 | 338.3333 | 328.3333
62 | 2004002964 | 333.6667 | 323.6667
63 | 2004002964 | 329 | 319
64 | 2004002964 | 326 | 316
65 | 2004002964 | 323 | 313
66 | 2004002964 | 320 | 310
67 | 2004002964 | 318.3333 | 308.3333
68 | 2004002964 | 316.6667 | 306.6667
69 | 2004002964 | 315 | 305
70 | 2004002964 | 315.3333 | 305.3333
71 | 2004002964 | 315.6667 | 305.6667
72 | 2004002964 | 316 | 306
73 | 2004002964 | 316.3333 | 306.3333
74 | 2004002964 | 316.6667 | 306.6667
75 | 2004002964 | 317 | 307
76 | 2004002964 | 316.3333 | 306.3333
77 | 2004002964 | 315.6667 | 305.6667
78 | 2004002964 | 315 | 305
79 | 2004002964 | 314.6667 | 304.6667
80 | 2004002964 | 314.3333 | 304.3333
81 | 2004002964 | 314 | 304
82 | 2004002964 | 316.3333 | 306.3333
83 | 2004002964 | 318.6667 | 308.6667
84 | 2004002964 | 321 | 311
85 | 2004002964 | 323.3333 | 313.3333
86 | 2004002964 | 325.6667 | 315.6667
87 | 2004002964 | 328 | 318
88 | 2004002964 | 328.3333 | 318.3333
89 | 2004002964 | 328.6667 | 318.6667
90 | 2004002964 | 329 | 339
91 | 2004002964 | 329 | 339
92 | 2004002964 | 329 | 339
93 | 2004002964 | 329 | 339
94 | 2004002964 | 328.6667 | 338.6667
95 | 2004002964 | 328.3333 | 338.3333
96 | 2004002964 | 328 | 338
97 | 2004002964 | 327.6667 | 337.6667
98 | 2004002964 | 327.3333 | 337.3333
99 | 2004002964 | 327 | 337
100 | 2004002964 | 328.6667 | 338.6667
101 | 2004002964 | 330.3333 | 340.3333
102 | 2004002964 | 332 | 342
103 | 2004002964 | 334.3333 | 344.3333
104 | 2004002964 | 336.6667 | 346.6667
105 | 2004002964 | 339 | 349
106 | 2004002964 | 339.3333 | 349.3333
107 | 2004002964 | 339.6667 | 349.6667
108 | 2004002964 | 340 | 350
109 | 2004002964 | 342.3333 | 352.3333
110 | 2004002964 | 344.6667 | 354.6667
111 | 2004002964 | 347 | 357
112 | 2004002964 | 349.6667 | 359.6667
113 | 2004002964 | 352.3333 | 362.3333
114 | 2004002964 | 355 | 365
115 | 2004002964 | 360.3333 | 370.3333
116 | 2004002964 | 365.6667 | 375.6667
117 | 2004002964 | 371 | 381
118 | 2004002964 | 373.6667 | 383.6667
119 | 2004002964 | 376.3333 | 386.3333
120 | 2004002964 | 379 | 389
121 | 2004002964 | 383.3333 | 393.3333
122 | 2004002964 | 387.6667 | 377.6667
123 | 2004002964 | 392 | 382
124 | 2004002964 | 395.3333 | 385.3333
125 | 2004002964 | 398.6667 | 388.6667
126 | 2004002964 | 402 | 392
127 | 2004002964 | 404.3333 | 394.3333
128 | 2004002964 | 406.6667 | 396.6667
129 | 2004002964 | 409 | 399
130 | 2004002964 | 409 | 399
131 | 2004002964 | 409 | 399
132 | 2004002964 | 409 | 399
133 | 2004002964 | 408.3333 | 398.3333
134 | 2004002964 | 407.6667 | 397.6667
135 | 2004002964 | 407 | 397
136 | 2004002964 | 407 | 397
137 | 2004002964 | 407 | 397
138 | 2004002964 | 407 | 397
139 | 2004002964 | 407 | 397
140 | 2004002964 | 407 | 397
141 | 2004002964 | 407 | 397
142 | 2004002964 | 406 | 396
143 | 2004002964 | 405 | 395
0 | 2006001832 | 343 | 333
1 | 2006001832 | 344 | 334
2 | 2006001832 | 345 | 335
3 | 2006001832 | 346 | 336
4 | 2006001832 | 348 | 338
5 | 2006001832 | 350 | 340
6 | 2006001832 | 352 | 342
7 | 2006001832 | 353 | 343
8 | 2006001832 | 354 | 344
9 | 2006001832 | 355 | 345
10 | 2006001832 | 356.6667 | 346.6667
11 | 2006001832 | 358.3333 | 348.3333
12 | 2006001832 | 360 | 350
13 | 2006001832 | 363.6667 | 353.6667
14 | 2006001832 | 367.3333 | 357.3333
15 | 2006001832 | 371 | 361
16 | 2006001832 | 373.3333 | 363.3333
17 | 2006001832 | 375.6667 | 365.6667
18 | 2006001832 | 378 | 368
19 | 2006001832 | 378.6667 | 368.6667
20 | 2006001832 | 379.3333 | 369.3333
21 | 2006001832 | 380 | 370
22 | 2006001832 | 381.3333 | 371.3333
23 | 2006001832 | 382.6667 | 372.6667
24 | 2006001832 | 384 | 374
25 | 2006001832 | 385.3333 | 375.3333
26 | 2006001832 | 386.6667 | 376.6667
27 | 2006001832 | 388 | 378
28 | 2006001832 | 387 | 377
29 | 2006001832 | 386 | 376
30 | 2006001832 | 385 | 375
31 | 2006001832 | 383 | 373
32 | 2006001832 | 381 | 371
33 | 2006001832 | 379 | 369
34 | 2006001832 | 378.3333 | 368.3333
35 | 2006001832 | 377.6667 | 367.6667
36 | 2006001832 | 377 | 367
37 | 2006001832 | 377.3333 | 367.3333
38 | 2006001832 | 377.6667 | 367.6667
39 | 2006001832 | 378 | 368
40 | 2006001832 | 379.6667 | 369.6667
41 | 2006001832 | 381.3333 | 371.3333
42 | 2006001832 | 383 | 373
43 | 2006001832 | 385.3333 | 375.3333
44 | 2006001832 | 387.6667 | 377.6667
45 | 2006001832 | 390 | 380
46 | 2006001832 | 391.3333 | 381.3333
47 | 2006001832 | 392.6667 | 382.6667
48 | 2006001832 | 394 | 384
49 | 2006001832 | 393.3333 | 383.3333
50 | 2006001832 | 392.6667 | 382.6667
51 | 2006001832 | 392 | 382
52 | 2006001832 | 387.6667 | 377.6667
53 | 2006001832 | 383.3333 | 373.3333
54 | 2006001832 | 379 | 369
55 | 2006001832 | 372.3333 | 362.3333
56 | 2006001832 | 365.6667 | 355.6667
57 | 2006001832 | 359 | 349
58 | 2006001832 | 353.6667 | 343.6667
59 | 2006001832 | 348.3333 | 338.3333
60 | 2006001832 | 343 | 333
61 | 2006001832 | 338.3333 | 328.3333
62 | 2006001832 | 333.6667 | 323.6667
63 | 2006001832 | 329 | 319
64 | 2006001832 | 326 | 316
65 | 2006001832 | 323 | 313
66 | 2006001832 | 320 | 310
67 | 2006001832 | 318.3333 | 308.3333
68 | 2006001832 | 316.6667 | 306.6667
69 | 2006001832 | 315 | 305
70 | 2006001832 | 315.3333 | 305.3333
71 | 2006001832 | 315.6667 | 305.6667
72 | 2006001832 | 316 | 306
73 | 2006001832 | 316.3333 | 306.3333
74 | 2006001832 | 316.6667 | 306.6667
75 | 2006001832 | 317 | 307
76 | 2006001832 | 316.3333 | 306.3333
77 | 2006001832 | 315.6667 | 305.6667
78 | 2006001832 | 315 | 305
79 | 2006001832 | 314.6667 | 304.6667
80 | 2006001832 | 314.3333 | 304.3333
81 | 2006001832 | 314 | 304
82 | 2006001832 | 316.3333 | 306.3333
83 | 2006001832 | 318.6667 | 308.6667
84 | 2006001832 | 321 | 311
85 | 2006001832 | 323.3333 | 313.3333
86 | 2006001832 | 325.6667 | 315.6667
87 | 2006001832 | 328 | 318
88 | 2006001832 | 328.3333 | 318.3333
89 | 2006001832 | 328.6667 | 318.6667
90 | 2006001832 | 329 | 339
91 | 2006001832 | 329 | 339
92 | 2006001832 | 329 | 339
93 | 2006001832 | 329 | 339
94 | 2006001832 | 328.6667 | 338.6667
95 | 2006001832 | 328.3333 | 338.3333
96 | 2006001832 | 328 | 338
97 | 2006001832 | 327.6667 | 337.6667
98 | 2006001832 | 327.3333 | 337.3333
99 | 2006001832 | 327 | 337
100 | 2006001832 | 328.6667 | 338.6667
101 | 2006001832 | 330.3333 | 340.3333
102 | 2006001832 | 332 | 342
103 | 2006001832 | 334.3333 | 344.3333
104 | 2006001832 | 336.6667 | 346.6667
105 | 2006001832 | 339 | 349
106 | 2006001832 | 339.3333 | 349.3333
107 | 2006001832 | 339.6667 | 349.6667
108 | 2006001832 | 340 | 350
109 | 2006001832 | 342.3333 | 352.3333
110 | 2006001832 | 344.6667 | 354.6667
111 | 2006001832 | 347 | 357
112 | 2006001832 | 349.6667 | 359.6667
113 | 2006001832 | 352.3333 | 362.3333
114 | 2006001832 | 355 | 365
115 | 2006001832 | 360.3333 | 370.3333
116 | 2006001832 | 365.6667 | 375.6667
117 | 2006001832 | 371 | 381
118 | 2006001832 | 373.6667 | 383.6667
119 | 2006001832 | 376.3333 | 386.3333
120 | 2006001832 | 379 | 389
121 | 2006001832 | 383.3333 | 393.3333
122 | 2006001832 | 387.6667 | 377.6667
123 | 2006001832 | 392 | 382
124 | 2006001832 | 395.3333 | 385.3333
125 | 2006001832 | 398.6667 | 388.6667
126 | 2006001832 | 402 | 392
127 | 2006001832 | 404.3333 | 394.3333
128 | 2006001832 | 406.6667 | 396.6667
129 | 2006001832 | 409 | 399
130 | 2006001832 | 409 | 399
131 | 2006001832 | 409 | 399
132 | 2006001832 | 409 | 399
133 | 2006001832 | 408.3333 | 398.3333
134 | 2006001832 | 407.6667 | 397.6667
135 | 2006001832 | 407 | 397
136 | 2006001832 | 407 | 397
137 | 2006001832 | 407 | 397
138 | 2006001832 | 407 | 397
139 | 2006001832 | 407 | 397
140 | 2006001832 | 407 | 397
141 | 2006001832 | 407 | 397
142 | 2006001832 | 406 | 396
143 | 2006001832 | 405 | 395
0 | 2005007950 | 343 | 333
1 | 2005007950 | 344 | 334
2 | 2005007950 | 345 | 335
3 | 2005007950 | 346 | 336
4 | 2005007950 | 348 | 338
5 | 2005007950 | 350 | 340
6 | 2005007950 | 352 | 342
7 | 2005007950 | 353 | 343
8 | 2005007950 | 354 | 344
9 | 2005007950 | 355 | 345
10 | 2005007950 | 356.6667 | 346.6667
11 | 2005007950 | 358.3333 | 348.3333
12 | 2005007950 | 360 | 350
13 | 2005007950 | 363.6667 | 353.6667
14 | 2005007950 | 367.3333 | 357.3333
15 | 2005007950 | 371 | 361
16 | 2005007950 | 373.3333 | 363.3333
17 | 2005007950 | 375.6667 | 365.6667
18 | 2005007950 | 378 | 368
19 | 2005007950 | 378.6667 | 368.6667
20 | 2005007950 | 379.3333 | 369.3333
21 | 2005007950 | 380 | 370
22 | 2005007950 | 381.3333 | 371.3333
23 | 2005007950 | 382.6667 | 372.6667
24 | 2005007950 | 384 | 374
25 | 2005007950 | 385.3333 | 375.3333
26 | 2005007950 | 386.6667 | 376.6667
27 | 2005007950 | 388 | 378
28 | 2005007950 | 387 | 377
29 | 2005007950 | 386 | 376
30 | 2005007950 | 385 | 375
31 | 2005007950 | 383 | 373
32 | 2005007950 | 381 | 371
33 | 2005007950 | 379 | 369
34 | 2005007950 | 378.3333 | 368.3333
35 | 2005007950 | 377.6667 | 367.6667
36 | 2005007950 | 377 | 367
37 | 2005007950 | 377.3333 | 367.3333
38 | 2005007950 | 377.6667 | 367.6667
39 | 2005007950 | 378 | 368
40 | 2005007950 | 379.6667 | 369.6667
41 | 2005007950 | 381.3333 | 371.3333
42 | 2005007950 | 383 | 373
43 | 2005007950 | 385.3333 | 375.3333
44 | 2005007950 | 387.6667 | 377.6667
45 | 2005007950 | 390 | 380
46 | 2005007950 | 391.3333 | 381.3333
47 | 2005007950 | 392.6667 | 382.6667
48 | 2005007950 | 394 | 384
49 | 2005007950 | 393.3333 | 383.3333
50 | 2005007950 | 392.6667 | 382.6667
51 | 2005007950 | 392 | 382
52 | 2005007950 | 387.6667 | 377.6667
53 | 2005007950 | 383.3333 | 373.3333
54 | 2005007950 | 379 | 369
55 | 2005007950 | 372.3333 | 362.3333
56 | 2005007950 | 365.6667 | 355.6667
57 | 2005007950 | 359 | 349
58 | 2005007950 | 353.6667 | 343.6667
59 | 2005007950 | 348.3333 | 338.3333
60 | 2005007950 | 343 | 333
61 | 2005007950 | 338.3333 | 328.3333
62 | 2005007950 | 333.6667 | 323.6667
63 | 2005007950 | 329 | 319
64 | 2005007950 | 326 | 316
65 | 2005007950 | 323 | 313
66 | 2005007950 | 320 | 310
67 | 2005007950 | 318.3333 | 308.3333
68 | 2005007950 | 316.6667 | 306.6667
69 | 2005007950 | 315 | 305
70 | 2005007950 | 315.3333 | 305.3333
71 | 2005007950 | 315.6667 | 305.6667
72 | 2005007950 | 316 | 306
73 | 2005007950 | 316.3333 | 306.3333
74 | 2005007950 | 316.6667 | 306.6667
75 | 2005007950 | 317 | 307
76 | 2005007950 | 316.3333 | 306.3333
77 | 2005007950 | 315.6667 | 305.6667
78 | 2005007950 | 315 | 305
79 | 2005007950 | 314.6667 | 304.6667
80 | 2005007950 | 314.3333 | 304.3333
81 | 2005007950 | 314 | 304
82 | 2005007950 | 316.3333 | 306.3333
83 | 2005007950 | 318.6667 | 308.6667
84 | 2005007950 | 321 | 311
85 | 2005007950 | 323.3333 | 313.3333
86 | 2005007950 | 325.6667 | 315.6667
87 | 2005007950 | 328 | 318
88 | 2005007950 | 328.3333 | 318.3333
89 | 2005007950 | 328.6667 | 318.6667
90 | 2005007950 | 329 | 339
91 | 2005007950 | 329 | 339
92 | 2005007950 | 329 | 339
93 | 2005007950 | 329 | 339
94 | 2005007950 | 328.6667 | 338.6667
95 | 2005007950 | 328.3333 | 338.3333
96 | 2005007950 | 328 | 338
97 | 2005007950 | 327.6667 | 337.6667
98 | 2005007950 | 327.3333 | 337.3333
99 | 2005007950 | 327 | 337
100 | 2005007950 | 328.6667 | 338.6667
101 | 2005007950 | 330.3333 | 340.3333
102 | 2005007950 | 332 | 342
103 | 2005007950 | 334.3333 | 344.3333
104 | 2005007950 | 336.6667 | 346.6667
105 | 2005007950 | 339 | 349
106 | 2005007950 | 339.3333 | 349.3333
107 | 2005007950 | 339.6667 | 349.6667
108 | 2005007950 | 340 | 350
109 | 2005007950 | 342.3333 | 352.3333
110 | 2005007950 | 344.6667 | 354.6667
111 | 2005007950 | 347 | 357
112 | 2005007950 | 349.6667 | 359.6667
113 | 2005007950 | 352.3333 | 362.3333
114 | 2005007950 | 355 | 365
115 | 2005007950 | 360.3333 | 370.3333
116 | 2005007950 | 365.6667 | 375.6667
117 | 2005007950 | 371 | 381
118 | 2005007950 | 373.6667 | 383.6667
119 | 2005007950 | 376.3333 | 386.3333
120 | 2005007950 | 379 | 389
121 | 2005007950 | 383.3333 | 393.3333
122 | 2005007950 | 387.6667 | 377.6667
123 | 2005007950 | 392 | 382
124 | 2005007950 | 395.3333 | 385.3333
125 | 2005007950 | 398.6667 | 388.6667
126 | 2005007950 | 402 | 392
127 | 2005007950 | 404.3333 | 394.3333
128 | 2005007950 | 406.6667 | 396.6667
129 | 2005007950 | 409 | 399
130 | 2005007950 | 409 | 399
131 | 2005007950 | 409 | 399
132 | 2005007950 | 409 | 399
133 | 2005007950 | 408.3333 | 398.3333
134 | 2005007950 | 407.6667 | 397.6667
135 | 2005007950 | 407 | 397
136 | 2005007950 | 407 | 397
137 | 2005007950 | 407 | 397
138 | 2005007950 | 407 | 397
139 | 2005007950 | 407 | 397
140 | 2005007950 | 407 | 397
141 | 2005007950 | 407 | 397
142 | 2005007950 | 406 | 396
143 | 2005007950 | 405 | 395
0 | 2007000826 | 343 | 333
1 | 2007000826 | 344 | 334
2 | 2007000826 | 345 | 335
3 | 2007000826 | 346 | 336
4 | 2007000826 | 348 | 338
5 | 2007000826 | 350 | 340
6 | 2007000826 | 352 | 342
7 | 2007000826 | 353 | 343
8 | 2007000826 | 354 | 344
9 | 2007000826 | 355 | 345
10 | 2007000826 | 356.6667 | 346.6667
11 | 2007000826 | 358.3333 | 348.3333
12 | 2007000826 | 360 | 350
13 | 2007000826 | 363.6667 | 353.6667
14 | 2007000826 | 367.3333 | 357.3333
15 | 2007000826 | 371 | 361
16 | 2007000826 | 373.3333 | 363.3333
17 | 2007000826 | 375.6667 | 365.6667
18 | 2007000826 | 378 | 368
19 | 2007000826 | 378.6667 | 368.6667
20 | 2007000826 | 379.3333 | 369.3333
21 | 2007000826 | 380 | 370
22 | 2007000826 | 381.3333 | 371.3333
23 | 2007000826 | 382.6667 | 372.6667
24 | 2007000826 | 384 | 374
25 | 2007000826 | 385.3333 | 375.3333
26 | 2007000826 | 386.6667 | 376.6667
27 | 2007000826 | 388 | 378
28 | 2007000826 | 387 | 377
29 | 2007000826 | 386 | 376
30 | 2007000826 | 385 | 375
31 | 2007000826 | 383 | 373
32 | 2007000826 | 381 | 371
33 | 2007000826 | 379 | 369
34 | 2007000826 | 378.3333 | 368.3333
35 | 2007000826 | 377.6667 | 367.6667
36 | 2007000826 | 377 | 367
37 | 2007000826 | 377.3333 | 367.3333
38 | 2007000826 | 377.6667 | 367.6667
39 | 2007000826 | 378 | 368
40 | 2007000826 | 379.6667 | 369.6667
41 | 2007000826 | 381.3333 | 371.3333
42 | 2007000826 | 383 | 373
43 | 2007000826 | 385.3333 | 375.3333
44 | 2007000826 | 387.6667 | 377.6667
45 | 2007000826 | 390 | 380
46 | 2007000826 | 391.3333 | 381.3333
47 | 2007000826 | 392.6667 | 382.6667
48 | 2007000826 | 394 | 384
49 | 2007000826 | 393.3333 | 383.3333
50 | 2007000826 | 392.6667 | 382.6667
51 | 2007000826 | 392 | 382
52 | 2007000826 | 387.6667 | 377.6667
53 | 2007000826 | 383.3333 | 373.3333
54 | 2007000826 | 379 | 369
55 | 2007000826 | 372.3333 | 362.3333
56 | 2007000826 | 365.6667 | 355.6667
57 | 2007000826 | 359 | 349
58 | 2007000826 | 353.6667 | 343.6667
59 | 2007000826 | 348.3333 | 338.3333
60 | 2007000826 | 343 | 333
61 | 2007000826 | 338.3333 | 328.3333
62 | 2007000826 | 333.6667 | 323.6667
63 | 2007000826 | 329 | 319
64 | 2007000826 | 326 | 316
65 | 2007000826 | 323 | 313
66 | 2007000826 | 320 | 310
67 | 2007000826 | 318.3333 | 308.3333
68 | 2007000826 | 316.6667 | 306.6667
69 | 2007000826 | 315 | 305
70 | 2007000826 | 315.3333 | 305.3333
71 | 2007000826 | 315.6667 | 305.6667
72 | 2007000826 | 316 | 306
73 | 2007000826 | 316.3333 | 306.3333
74 | 2007000826 | 316.6667 | 306.6667
75 | 2007000826 | 317 | 307
76 | 2007000826 | 316.3333 | 306.3333
77 | 2007000826 | 315.6667 | 305.6667
78 | 2007000826 | 315 | 305
79 | 2007000826 | 314.6667 | 304.6667
80 | 2007000826 | 314.3333 | 304.3333
81 | 2007000826 | 314 | 304
82 | 2007000826 | 316.3333 | 306.3333
83 | 2007000826 | 318.6667 | 308.6667
84 | 2007000826 | 321 | 311
85 | 2007000826 | 323.3333 | 313.3333
86 | 2007000826 | 325.6667 | 315.6667
87 | 2007000826 | 328 | 318
88 | 2007000826 | 328.3333 | 318.3333
89 | 2007000826 | 328.6667 | 318.6667
90 | 2007000826 | 329 | 339
91 | 2007000826 | 329 | 339
92 | 2007000826 | 329 | 339
93 | 2007000826 | 329 | 339
94 | 2007000826 | 328.6667 | 338.6667
95 | 2007000826 | 328.3333 | 338.3333
96 | 2007000826 | 328 | 338
97 | 2007000826 | 327.6667 | 337.6667
98 | 2007000826 | 327.3333 | 337.3333
99 | 2007000826 | 327 | 337
100 | 2007000826 | 328.6667 | 338.6667
101 | 2007000826 | 330.3333 | 340.3333
102 | 2007000826 | 332 | 342
103 | 2007000826 | 334.3333 | 344.3333
104 | 2007000826 | 336.6667 | 346.6667
105 | 2007000826 | 339 | 349
106 | 2007000826 | 339.3333 | 349.3333
107 | 2007000826 | 339.6667 | 349.6667
108 | 2007000826 | 340 | 350
109 | 2007000826 | 342.3333 | 352.3333
110 | 2007000826 | 344.6667 | 354.6667
111 | 2007000826 | 347 | 357
112 | 2007000826 | 349.6667 | 359.6667
113 | 2007000826 | 352.3333 | 362.3333
114 | 2007000826 | 355 | 365
115 | 2007000826 | 360.3333 | 370.3333
116 | 2007000826 | 365.6667 | 375.6667
117 | 2007000826 | 371 | 381
118 | 2007000826 | 373.6667 | 383.6667
119 | 2007000826 | 376.3333 | 386.3333
120 | 2007000826 | 379 | 389
121 | 2007000826 | 383.3333 | 393.3333
122 | 2007000826 | 387.6667 | 377.6667
123 | 2007000826 | 392 | 382
124 | 2007000826 | 395.3333 | 385.3333
125 | 2007000826 | 398.6667 | 388.6667
126 | 2007000826 | 402 | 392
127 | 2007000826 | 404.3333 | 394.3333
128 | 2007000826 | 406.6667 | 396.6667
129 | 2007000826 | 409 | 399
130 | 2007000826 | 409 | 399
131 | 2007000826 | 409 | 399
132 | 2007000826 | 409 | 399
133 | 2007000826 | 408.3333 | 398.3333
134 | 2007000826 | 407.6667 | 397.6667
135 | 2007000826 | 407 | 397
136 | 2007000826 | 407 | 397
137 | 2007000826 | 407 | 397
138 | 2007000826 | 407 | 397
139 | 2007000826 | 407 | 397
140 | 2007000826 | 407 | 397
141 | 2007000826 | 407 | 397
142 | 2007000826 | 406 | 396
143 | 2007000826 | 405 | 395
0 | 2013004092 | 343 | 333
1 | 2013004092 | 344 | 334
2 | 2013004092 | 345 | 335
3 | 2013004092 | 346 | 336
4 | 2013004092 | 348 | 338
5 | 2013004092 | 350 | 340
6 | 2013004092 | 352 | 342
7 | 2013004092 | 353 | 343
8 | 2013004092 | 354 | 344
9 | 2013004092 | 355 | 345
10 | 2013004092 | 356.6667 | 346.6667
11 | 2013004092 | 358.3333 | 348.3333
12 | 2013004092 | 360 | 350
13 | 2013004092 | 363.6667 | 353.6667
14 | 2013004092 | 367.3333 | 357.3333
15 | 2013004092 | 371 | 361
16 | 2013004092 | 373.3333 | 363.3333
17 | 2013004092 | 375.6667 | 365.6667
18 | 2013004092 | 378 | 368
19 | 2013004092 | 378.6667 | 368.6667
20 | 2013004092 | 379.3333 | 369.3333
21 | 2013004092 | 380 | 370
22 | 2013004092 | 381.3333 | 371.3333
23 | 2013004092 | 382.6667 | 372.6667
24 | 2013004092 | 384 | 374
25 | 2013004092 | 385.3333 | 375.3333
26 | 2013004092 | 386.6667 | 376.6667
27 | 2013004092 | 388 | 378
28 | 2013004092 | 387 | 377
29 | 2013004092 | 386 | 376
30 | 2013004092 | 385 | 375
31 | 2013004092 | 383 | 373
32 | 2013004092 | 381 | 371
33 | 2013004092 | 379 | 369
34 | 2013004092 | 378.3333 | 368.3333
35 | 2013004092 | 377.6667 | 367.6667
36 | 2013004092 | 377 | 367
37 | 2013004092 | 377.3333 | 367.3333
38 | 2013004092 | 377.6667 | 367.6667
39 | 2013004092 | 378 | 368
40 | 2013004092 | 379.6667 | 369.6667
41 | 2013004092 | 381.3333 | 371.3333
42 | 2013004092 | 383 | 373
43 | 2013004092 | 385.3333 | 375.3333
44 | 2013004092 | 387.6667 | 377.6667
45 | 2013004092 | 390 | 380
46 | 2013004092 | 391.3333 | 381.3333
47 | 2013004092 | 392.6667 | 382.6667
48 | 2013004092 | 394 | 384
49 | 2013004092 | 393.3333 | 383.3333
50 | 2013004092 | 392.6667 | 382.6667
51 | 2013004092 | 392 | 382
52 | 2013004092 | 387.6667 | 377.6667
53 | 2013004092 | 383.3333 | 373.3333
54 | 2013004092 | 379 | 369
55 | 2013004092 | 372.3333 | 362.3333
56 | 2013004092 | 365.6667 | 355.6667
57 | 2013004092 | 359 | 349
58 | 2013004092 | 353.6667 | 343.6667
59 | 2013004092 | 348.3333 | 338.3333
60 | 2013004092 | 343 | 333
61 | 2013004092 | 338.3333 | 328.3333
62 | 2013004092 | 333.6667 | 323.6667
63 | 2013004092 | 329 | 319
64 | 2013004092 | 326 | 316
65 | 2013004092 | 323 | 313
66 | 2013004092 | 320 | 310
67 | 2013004092 | 318.3333 | 308.3333
68 | 2013004092 | 316.6667 | 306.6667
69 | 2013004092 | 315 | 305
70 | 2013004092 | 315.3333 | 305.3333
71 | 2013004092 | 315.6667 | 305.6667
72 | 2013004092 | 316 | 306
73 | 2013004092 | 316.3333 | 306.3333
74 | 2013004092 | 316.6667 | 306.6667
75 | 2013004092 | 317 | 307
76 | 2013004092 | 316.3333 | 306.3333
77 | 2013004092 | 315.6667 | 305.6667
78 | 2013004092 | 315 | 305
79 | 2013004092 | 314.6667 | 304.6667
80 | 2013004092 | 314.3333 | 304.3333
81 | 2013004092 | 314 | 304
82 | 2013004092 | 316.3333 | 306.3333
83 | 2013004092 | 318.6667 | 308.6667
84 | 2013004092 | 321 | 311
85 | 2013004092 | 323.3333 | 313.3333
86 | 2013004092 | 325.6667 | 315.6667
87 | 2013004092 | 328 | 318
88 | 2013004092 | 328.3333 | 318.3333
89 | 2013004092 | 328.6667 | 318.6667
90 | 2013004092 | 329 | 339
91 | 2013004092 | 329 | 339
92 | 2013004092 | 329 | 339
93 | 2013004092 | 329 | 339
94 | 2013004092 | 328.6667 | 338.6667
95 | 2013004092 | 328.3333 | 338.3333
96 | 2013004092 | 328 | 338
97 | 2013004092 | 327.6667 | 337.6667
98 | 2013004092 | 327.3333 | 337.3333
99 | 2013004092 | 327 | 337
100 | 2013004092 | 328.6667 | 338.6667
101 | 2013004092 | 330.3333 | 340.3333
102 | 2013004092 | 332 | 342
103 | 2013004092 | 334.3333 | 344.3333
104 | 2013004092 | 336.6667 | 346.6667
105 | 2013004092 | 339 | 349
106 | 2013004092 | 339.3333 | 349.3333
107 | 2013004092 | 339.6667 | 349.6667
108 | 2013004092 | 340 | 350
109 | 2013004092 | 342.3333 | 352.3333
110 | 2013004092 | 344.6667 | 354.6667
111 | 2013004092 | 347 | 357
112 | 2013004092 | 349.6667 | 359.6667
113 | 2013004092 | 352.3333 | 362.3333
114 | 2013004092 | 355 | 365
115 | 2013004092 | 360.3333 | 370.3333
116 | 2013004092 | 365.6667 | 375.6667
117 | 2013004092 | 371 | 381
118 | 2013004092 | 373.6667 | 383.6667
119 | 2013004092 | 376.3333 | 386.3333
120 | 2013004092 | 379 | 389
121 | 2013004092 | 383.3333 | 393.3333
122 | 2013004092 | 387.6667 | 377.6667
123 | 2013004092 | 392 | 382
124 | 2013004092 | 395.3333 | 385.3333
125 | 2013004092 | 398.6667 | 388.6667
126 | 2013004092 | 402 | 392
127 | 2013004092 | 404.3333 | 394.3333
128 | 2013004092 | 406.6667 | 396.6667
129 | 2013004092 | 409 | 399
130 | 2013004092 | 409 | 399
131 | 2013004092 | 409 | 399
132 | 2013004092 | 409 | 399
133 | 2013004092 | 408.3333 | 398.3333
134 | 2013004092 | 407.6667 | 397.6667
135 | 2013004092 | 407 | 397
136 | 2013004092 | 407 | 397
137 | 2013004092 | 407 | 397
138 | 2013004092 | 407 | 397
139 | 2013004092 | 407 | 397
140 | 2013004092 | 407 | 397
141 | 2013004092 | 407 | 397
142 | 2013004092 | 406 | 396
143 | 2013004092 | 405 | 395
0 | 2006010544 | 343 | 333
1 | 2006010544 | 344 | 334
2 | 2006010544 | 345 | 335
3 | 2006010544 | 346 | 336
4 | 2006010544 | 348 | 338
5 | 2006010544 | 350 | 340
6 | 2006010544 | 352 | 342
7 | 2006010544 | 353 | 343
8 | 2006010544 | 354 | 344
9 | 2006010544 | 355 | 345
10 | 2006010544 | 356.6667 | 346.6667
11 | 2006010544 | 358.3333 | 348.3333
12 | 2006010544 | 360 | 350
13 | 2006010544 | 363.6667 | 353.6667
14 | 2006010544 | 367.3333 | 357.3333
15 | 2006010544 | 371 | 361
16 | 2006010544 | 373.3333 | 363.3333
17 | 2006010544 | 375.6667 | 365.6667
18 | 2006010544 | 378 | 368
19 | 2006010544 | 378.6667 | 368.6667
20 | 2006010544 | 379.3333 | 369.3333
21 | 2006010544 | 380 | 370
22 | 2006010544 | 381.3333 | 371.3333
23 | 2006010544 | 382.6667 | 372.6667
24 | 2006010544 | 384 | 374
25 | 2006010544 | 385.3333 | 375.3333
26 | 2006010544 | 386.6667 | 376.6667
27 | 2006010544 | 388 | 378
28 | 2006010544 | 387 | 377
29 | 2006010544 | 386 | 376
30 | 2006010544 | 385 | 375
31 | 2006010544 | 383 | 373
32 | 2006010544 | 381 | 371
33 | 2006010544 | 379 | 369
34 | 2006010544 | 378.3333 | 368.3333
35 | 2006010544 | 377.6667 | 367.6667
36 | 2006010544 | 377 | 367
37 | 2006010544 | 377.3333 | 367.3333
38 | 2006010544 | 377.6667 | 367.6667
39 | 2006010544 | 378 | 368
40 | 2006010544 | 379.6667 | 369.6667
41 | 2006010544 | 381.3333 | 371.3333
42 | 2006010544 | 383 | 373
43 | 2006010544 | 385.3333 | 375.3333
44 | 2006010544 | 387.6667 | 377.6667
45 | 2006010544 | 390 | 380
46 | 2006010544 | 391.3333 | 381.3333
47 | 2006010544 | 392.6667 | 382.6667
48 | 2006010544 | 394 | 384
49 | 2006010544 | 393.3333 | 383.3333
50 | 2006010544 | 392.6667 | 382.6667
51 | 2006010544 | 392 | 382
52 | 2006010544 | 387.6667 | 377.6667
53 | 2006010544 | 383.3333 | 373.3333
54 | 2006010544 | 379 | 369
55 | 2006010544 | 372.3333 | 362.3333
56 | 2006010544 | 365.6667 | 355.6667
57 | 2006010544 | 359 | 349
58 | 2006010544 | 353.6667 | 343.6667
59 | 2006010544 | 348.3333 | 338.3333
60 | 2006010544 | 343 | 333
61 | 2006010544 | 338.3333 | 328.3333
62 | 2006010544 | 333.6667 | 323.6667
63 | 2006010544 | 329 | 319
64 | 2006010544 | 326 | 316
65 | 2006010544 | 323 | 313
66 | 2006010544 | 320 | 310
67 | 2006010544 | 318.3333 | 308.3333
68 | 2006010544 | 316.6667 | 306.6667
69 | 2006010544 | 315 | 305
70 | 2006010544 | 315.3333 | 305.3333
71 | 2006010544 | 315.6667 | 305.6667
72 | 2006010544 | 316 | 306
73 | 2006010544 | 316.3333 | 306.3333
74 | 2006010544 | 316.6667 | 306.6667
75 | 2006010544 | 317 | 307
76 | 2006010544 | 316.3333 | 306.3333
77 | 2006010544 | 315.6667 | 305.6667
78 | 2006010544 | 315 | 305
79 | 2006010544 | 314.6667 | 304.6667
80 | 2006010544 | 314.3333 | 304.3333
81 | 2006010544 | 314 | 304
82 | 2006010544 | 316.3333 | 306.3333
83 | 2006010544 | 318.6667 | 308.6667
84 | 2006010544 | 321 | 311
85 | 2006010544 | 323.3333 | 313.3333
86 | 2006010544 | 325.6667 | 315.6667
87 | 2006010544 | 328 | 318
88 | 2006010544 | 328.3333 | 318.3333
89 | 2006010544 | 328.6667 | 318.6667
90 | 2006010544 | 329 | 339
91 | 2006010544 | 329 | 339
92 | 2006010544 | 329 | 339
93 | 2006010544 | 329 | 339
94 | 2006010544 | 328.6667 | 338.6667
95 | 2006010544 | 328.3333 | 338.3333
96 | 2006010544 | 328 | 338
97 | 2006010544 | 327.6667 | 337.6667
98 | 2006010544 | 327.3333 | 337.3333
99 | 2006010544 | 327 | 337
100 | 2006010544 | 328.6667 | 338.6667
101 | 2006010544 | 330.3333 | 340.3333
102 | 2006010544 | 332 | 342
103 | 2006010544 | 334.3333 | 344.3333
104 | 2006010544 | 336.6667 | 346.6667
105 | 2006010544 | 339 | 349
106 | 2006010544 | 339.3333 | 349.3333
107 | 2006010544 | 339.6667 | 349.6667
108 | 2006010544 | 340 | 350
109 | 2006010544 | 342.3333 | 352.3333
110 | 2006010544 | 344.6667 | 354.6667
111 | 2006010544 | 347 | 357
112 | 2006010544 | 349.6667 | 359.6667
113 | 2006010544 | 352.3333 | 362.3333
114 | 2006010544 | 355 | 365
115 | 2006010544 | 360.3333 | 370.3333
116 | 2006010544 | 365.6667 | 375.6667
117 | 2006010544 | 371 | 381
118 | 2006010544 | 373.6667 | 383.6667
119 | 2006010544 | 376.3333 | 386.3333
120 | 2006010544 | 379 | 389
121 | 2006010544 | 383.3333 | 393.3333
122 | 2006010544 | 387.6667 | 377.6667
123 | 2006010544 | 392 | 382
124 | 2006010544 | 395.3333 | 385.3333
125 | 2006010544 | 398.6667 | 388.6667
126 | 2006010544 | 402 | 392
127 | 2006010544 | 404.3333 | 394.3333
128 | 2006010544 | 406.6667 | 396.6667
129 | 2006010544 | 409 | 399
130 | 2006010544 | 409 | 399
131 | 2006010544 | 409 | 399
132 | 2006010544 | 409 | 399
133 | 2006010544 | 408.3333 | 398.3333
134 | 2006010544 | 407.6667 | 397.6667
135 | 2006010544 | 407 | 397
136 | 2006010544 | 407 | 397
137 | 2006010544 | 407 | 397
138 | 2006010544 | 407 | 397
139 | 2006010544 | 407 | 397
140 | 2006010544 | 407 | 397
141 | 2006010544 | 407 | 397
142 | 2006010544 | 406 | 396
143 | 2006010544 | 405 | 395
0 | 2007003363 | 343 | 333
1 | 2007003363 | 344 | 334
2 | 2007003363 | 345 | 335
3 | 2007003363 | 346 | 336
4 | 2007003363 | 348 | 338
5 | 2007003363 | 350 | 340
6 | 2007003363 | 352 | 342
7 | 2007003363 | 353 | 343
8 | 2007003363 | 354 | 344
9 | 2007003363 | 355 | 345
10 | 2007003363 | 356.6667 | 346.6667
11 | 2007003363 | 358.3333 | 348.3333
12 | 2007003363 | 360 | 350
13 | 2007003363 | 363.6667 | 353.6667
14 | 2007003363 | 367.3333 | 357.3333
15 | 2007003363 | 371 | 361
16 | 2007003363 | 373.3333 | 363.3333
17 | 2007003363 | 375.6667 | 365.6667
18 | 2007003363 | 378 | 368
19 | 2007003363 | 378.6667 | 368.6667
20 | 2007003363 | 379.3333 | 369.3333
21 | 2007003363 | 380 | 370
22 | 2007003363 | 381.3333 | 371.3333
23 | 2007003363 | 382.6667 | 372.6667
24 | 2007003363 | 384 | 374
25 | 2007003363 | 385.3333 | 375.3333
26 | 2007003363 | 386.6667 | 376.6667
27 | 2007003363 | 388 | 378
28 | 2007003363 | 387 | 377
29 | 2007003363 | 386 | 376
30 | 2007003363 | 385 | 375
31 | 2007003363 | 383 | 373
32 | 2007003363 | 381 | 371
33 | 2007003363 | 379 | 369
34 | 2007003363 | 378.3333 | 368.3333
35 | 2007003363 | 377.6667 | 367.6667
36 | 2007003363 | 377 | 367
37 | 2007003363 | 377.3333 | 367.3333
38 | 2007003363 | 377.6667 | 367.6667
39 | 2007003363 | 378 | 368
40 | 2007003363 | 379.6667 | 369.6667
41 | 2007003363 | 381.3333 | 371.3333
42 | 2007003363 | 383 | 373
43 | 2007003363 | 385.3333 | 375.3333
44 | 2007003363 | 387.6667 | 377.6667
45 | 2007003363 | 390 | 380
46 | 2007003363 | 391.3333 | 381.3333
47 | 2007003363 | 392.6667 | 382.6667
48 | 2007003363 | 394 | 384
49 | 2007003363 | 393.3333 | 383.3333
50 | 2007003363 | 392.6667 | 382.6667
51 | 2007003363 | 392 | 382
52 | 2007003363 | 387.6667 | 377.6667
53 | 2007003363 | 383.3333 | 373.3333
54 | 2007003363 | 379 | 369
55 | 2007003363 | 372.3333 | 362.3333
56 | 2007003363 | 365.6667 | 355.6667
57 | 2007003363 | 359 | 349
58 | 2007003363 | 353.6667 | 343.6667
59 | 2007003363 | 348.3333 | 338.3333
60 | 2007003363 | 343 | 333
61 | 2007003363 | 338.3333 | 328.3333
62 | 2007003363 | 333.6667 | 323.6667
63 | 2007003363 | 329 | 319
64 | 2007003363 | 326 | 316
65 | 2007003363 | 323 | 313
66 | 2007003363 | 320 | 310
67 | 2007003363 | 318.3333 | 308.3333
68 | 2007003363 | 316.6667 | 306.6667
69 | 2007003363 | 315 | 305
70 | 2007003363 | 315.3333 | 305.3333
71 | 2007003363 | 315.6667 | 305.6667
72 | 2007003363 | 316 | 306
73 | 2007003363 | 316.3333 | 306.3333
74 | 2007003363 | 316.6667 | 306.6667
75 | 2007003363 | 317 | 307
76 | 2007003363 | 316.3333 | 306.3333
77 | 2007003363 | 315.6667 | 305.6667
78 | 2007003363 | 315 | 305
79 | 2007003363 | 314.6667 | 304.6667
80 | 2007003363 | 314.3333 | 304.3333
81 | 2007003363 | 314 | 304
82 | 2007003363 | 316.3333 | 306.3333
83 | 2007003363 | 318.6667 | 308.6667
84 | 2007003363 | 321 | 311
85 | 2007003363 | 323.3333 | 313.3333
86 | 2007003363 | 325.6667 | 315.6667
87 | 2007003363 | 328 | 318
88 | 2007003363 | 328.3333 | 318.3333
89 | 2007003363 | 328.6667 | 318.6667
90 | 2007003363 | 329 | 339
91 | 2007003363 | 329 | 339
92 | 2007003363 | 329 | 339
93 | 2007003363 | 329 | 339
94 | 2007003363 | 328.6667 | 338.6667
95 | 2007003363 | 328.3333 | 338.3333
96 | 2007003363 | 328 | 338
97 | 2007003363 | 327.6667 | 337.6667
98 | 2007003363 | 327.3333 | 337.3333
99 | 2007003363 | 327 | 337
100 | 2007003363 | 328.6667 | 338.6667
101 | 2007003363 | 330.3333 | 340.3333
102 | 2007003363 | 332 | 342
103 | 2007003363 | 334.3333 | 344.3333
104 | 2007003363 | 336.6667 | 346.6667
105 | 2007003363 | 339 | 349
106 | 2007003363 | 339.3333 | 349.3333
107 | 2007003363 | 339.6667 | 349.6667
108 | 2007003363 | 340 | 350
109 | 2007003363 | 342.3333 | 352.3333
110 | 2007003363 | 344.6667 | 354.6667
111 | 2007003363 | 347 | 357
112 | 2007003363 | 349.6667 | 359.6667
113 | 2007003363 | 352.3333 | 362.3333
114 | 2007003363 | 355 | 365
115 | 2007003363 | 360.3333 | 370.3333
116 | 2007003363 | 365.6667 | 375.6667
117 | 2007003363 | 371 | 381
118 | 2007003363 | 373.6667 | 383.6667
119 | 2007003363 | 376.3333 | 386.3333
120 | 2007003363 | 379 | 389
121 | 2007003363 | 383.3333 | 393.3333
122 | 2007003363 | 387.6667 | 377.6667
123 | 2007003363 | 392 | 382
124 | 2007003363 | 395.3333 | 385.3333
125 | 2007003363 | 398.6667 | 388.6667
126 | 2007003363 | 402 | 392
127 | 2007003363 | 404.3333 | 394.3333
128 | 2007003363 | 406.6667 | 396.6667
129 | 2007003363 | 409 | 399
130 | 2007003363 | 409 | 399
131 | 2007003363 | 409 | 399
132 | 2007003363 | 409 | 399
133 | 2007003363 | 408.3333 | 398.3333
134 | 2007003363 | 407.6667 | 397.6667
135 | 2007003363 | 407 | 397
136 | 2007003363 | 407 | 397
137 | 2007003363 | 407 | 397
138 | 2007003363 | 407 | 397
139 | 2007003363 | 407 | 397
140 | 2007003363 | 407 | 397
141 | 2007003363 | 407 | 397
142 | 2007003363 | 406 | 396
143 | 2007003363 | 405 | 395
0 | 2002007230 | 343 | 333
1 | 2002007230 | 344 | 334
2 | 2002007230 | 345 | 335
3 | 2002007230 | 346 | 336
4 | 2002007230 | 348 | 338
5 | 2002007230 | 350 | 340
6 | 2002007230 | 352 | 342
7 | 2002007230 | 353 | 343
8 | 2002007230 | 354 | 344
9 | 2002007230 | 355 | 345
10 | 2002007230 | 356.6667 | 346.6667
11 | 2002007230 | 358.3333 | 348.3333
12 | 2002007230 | 360 | 350
13 | 2002007230 | 363.6667 | 353.6667
14 | 2002007230 | 367.3333 | 357.3333
15 | 2002007230 | 371 | 361
16 | 2002007230 | 373.3333 | 363.3333
17 | 2002007230 | 375.6667 | 365.6667
18 | 2002007230 | 378 | 368
19 | 2002007230 | 378.6667 | 368.6667
20 | 2002007230 | 379.3333 | 369.3333
21 | 2002007230 | 380 | 370
22 | 2002007230 | 381.3333 | 371.3333
23 | 2002007230 | 382.6667 | 372.6667
24 | 2002007230 | 384 | 374
25 | 2002007230 | 385.3333 | 375.3333
26 | 2002007230 | 386.6667 | 376.6667
27 | 2002007230 | 388 | 378
28 | 2002007230 | 387 | 377
29 | 2002007230 | 386 | 376
30 | 2002007230 | 385 | 375
31 | 2002007230 | 383 | 373
32 | 2002007230 | 381 | 371
33 | 2002007230 | 379 | 369
34 | 2002007230 | 378.3333 | 368.3333
35 | 2002007230 | 377.6667 | 367.6667
36 | 2002007230 | 377 | 367
37 | 2002007230 | 377.3333 | 367.3333
38 | 2002007230 | 377.6667 | 367.6667
39 | 2002007230 | 378 | 368
40 | 2002007230 | 379.6667 | 369.6667
41 | 2002007230 | 381.3333 | 371.3333
42 | 2002007230 | 383 | 373
43 | 2002007230 | 385.3333 | 375.3333
44 | 2002007230 | 387.6667 | 377.6667
45 | 2002007230 | 390 | 380
46 | 2002007230 | 391.3333 | 381.3333
47 | 2002007230 | 392.6667 | 382.6667
48 | 2002007230 | 394 | 384
49 | 2002007230 | 393.3333 | 383.3333
50 | 2002007230 | 392.6667 | 382.6667
51 | 2002007230 | 392 | 382
52 | 2002007230 | 387.6667 | 377.6667
53 | 2002007230 | 383.3333 | 373.3333
54 | 2002007230 | 379 | 369
55 | 2002007230 | 372.3333 | 362.3333
56 | 2002007230 | 365.6667 | 355.6667
57 | 2002007230 | 359 | 349
58 | 2002007230 | 353.6667 | 343.6667
59 | 2002007230 | 348.3333 | 338.3333
60 | 2002007230 | 343 | 333
61 | 2002007230 | 338.3333 | 328.3333
62 | 2002007230 | 333.6667 | 323.6667
63 | 2002007230 | 329 | 319
64 | 2002007230 | 326 | 316
65 | 2002007230 | 323 | 313
66 | 2002007230 | 320 | 310
67 | 2002007230 | 318.3333 | 308.3333
68 | 2002007230 | 316.6667 | 306.6667
69 | 2002007230 | 315 | 305
70 | 2002007230 | 315.3333 | 305.3333
71 | 2002007230 | 315.6667 | 305.6667
72 | 2002007230 | 316 | 306
73 | 2002007230 | 316.3333 | 306.3333
74 | 2002007230 | 316.6667 | 306.6667
75 | 2002007230 | 317 | 307
76 | 2002007230 | 316.3333 | 306.3333
77 | 2002007230 | 315.6667 | 305.6667
78 | 2002007230 | 315 | 305
79 | 2002007230 | 314.6667 | 304.6667
80 | 2002007230 | 314.3333 | 304.3333
81 | 2002007230 | 314 | 304
82 | 2002007230 | 316.3333 | 306.3333
83 | 2002007230 | 318.6667 | 308.6667
84 | 2002007230 | 321 | 311
85 | 2002007230 | 323.3333 | 313.3333
86 | 2002007230 | 325.6667 | 315.6667
87 | 2002007230 | 328 | 318
88 | 2002007230 | 328.3333 | 318.3333
89 | 2002007230 | 328.6667 | 318.6667
90 | 2002007230 | 329 | 339
91 | 2002007230 | 329 | 339
92 | 2002007230 | 329 | 339
93 | 2002007230 | 329 | 339
94 | 2002007230 | 328.6667 | 338.6667
95 | 2002007230 | 328.3333 | 338.3333
96 | 2002007230 | 328 | 338
97 | 2002007230 | 327.6667 | 337.6667
98 | 2002007230 | 327.3333 | 337.3333
99 | 2002007230 | 327 | 337
100 | 2002007230 | 328.6667 | 338.6667
101 | 2002007230 | 330.3333 | 340.3333
102 | 2002007230 | 332 | 342
103 | 2002007230 | 334.3333 | 344.3333
104 | 2002007230 | 336.6667 | 346.6667
105 | 2002007230 | 339 | 349
106 | 2002007230 | 339.3333 | 349.3333
107 | 2002007230 | 339.6667 | 349.6667
108 | 2002007230 | 340 | 350
109 | 2002007230 | 342.3333 | 352.3333
110 | 2002007230 | 344.6667 | 354.6667
111 | 2002007230 | 347 | 357
112 | 2002007230 | 349.6667 | 359.6667
113 | 2002007230 | 352.3333 | 362.3333
114 | 2002007230 | 355 | 365
115 | 2002007230 | 360.3333 | 370.3333
116 | 2002007230 | 365.6667 | 375.6667
117 | 2002007230 | 371 | 381
118 | 2002007230 | 373.6667 | 383.6667
119 | 2002007230 | 376.3333 | 386.3333
120 | 2002007230 | 379 | 389
121 | 2002007230 | 383.3333 | 393.3333
122 | 2002007230 | 387.6667 | 377.6667
123 | 2002007230 | 392 | 382
124 | 2002007230 | 395.3333 | 385.3333
125 | 2002007230 | 398.6667 | 388.6667
126 | 2002007230 | 402 | 392
127 | 2002007230 | 404.3333 | 394.3333
128 | 2002007230 | 406.6667 | 396.6667
129 | 2002007230 | 409 | 399
130 | 2002007230 | 409 | 399
131 | 2002007230 | 409 | 399
132 | 2002007230 | 409 | 399
133 | 2002007230 | 408.3333 | 398.3333
134 | 2002007230 | 407.6667 | 397.6667
135 | 2002007230 | 407 | 397
136 | 2002007230 | 407 | 397
137 | 2002007230 | 407 | 397
138 | 2002007230 | 407 | 397
139 | 2002007230 | 407 | 397
140 | 2002007230 | 407 | 397
141 | 2002007230 | 407 | 397
142 | 2002007230 | 406 | 396
143 | 2002007230 | 405 | 395
0 | 2004008068 | 343 | 333
1 | 2004008068 | 344 | 334
2 | 2004008068 | 345 | 335
3 | 2004008068 | 346 | 336
4 | 2004008068 | 348 | 338
5 | 2004008068 | 350 | 340
6 | 2004008068 | 352 | 342
7 | 2004008068 | 353 | 343
8 | 2004008068 | 354 | 344
9 | 2004008068 | 355 | 345
10 | 2004008068 | 356.6667 | 346.6667
11 | 2004008068 | 358.3333 | 348.3333
12 | 2004008068 | 360 | 350
13 | 2004008068 | 363.6667 | 353.6667
14 | 2004008068 | 367.3333 | 357.3333
15 | 2004008068 | 371 | 361
16 | 2004008068 | 373.3333 | 363.3333
17 | 2004008068 | 375.6667 | 365.6667
18 | 2004008068 | 378 | 368
19 | 2004008068 | 378.6667 | 368.6667
20 | 2004008068 | 379.3333 | 369.3333
21 | 2004008068 | 380 | 370
22 | 2004008068 | 381.3333 | 371.3333
23 | 2004008068 | 382.6667 | 372.6667
24 | 2004008068 | 384 | 374
25 | 2004008068 | 385.3333 | 375.3333
26 | 2004008068 | 386.6667 | 376.6667
27 | 2004008068 | 388 | 378
28 | 2004008068 | 387 | 377
29 | 2004008068 | 386 | 376
30 | 2004008068 | 385 | 375
31 | 2004008068 | 383 | 373
32 | 2004008068 | 381 | 371
33 | 2004008068 | 379 | 369
34 | 2004008068 | 378.3333 | 368.3333
35 | 2004008068 | 377.6667 | 367.6667
36 | 2004008068 | 377 | 367
37 | 2004008068 | 377.3333 | 367.3333
38 | 2004008068 | 377.6667 | 367.6667
39 | 2004008068 | 378 | 368
40 | 2004008068 | 379.6667 | 369.6667
41 | 2004008068 | 381.3333 | 371.3333
42 | 2004008068 | 383 | 373
43 | 2004008068 | 385.3333 | 375.3333
44 | 2004008068 | 387.6667 | 377.6667
45 | 2004008068 | 390 | 380
46 | 2004008068 | 391.3333 | 381.3333
47 | 2004008068 | 392.6667 | 382.6667
48 | 2004008068 | 394 | 384
49 | 2004008068 | 393.3333 | 383.3333
50 | 2004008068 | 392.6667 | 382.6667
51 | 2004008068 | 392 | 382
52 | 2004008068 | 387.6667 | 377.6667
53 | 2004008068 | 383.3333 | 373.3333
54 | 2004008068 | 379 | 369
55 | 2004008068 | 372.3333 | 362.3333
56 | 2004008068 | 365.6667 | 355.6667
57 | 2004008068 | 359 | 349
58 | 2004008068 | 353.6667 | 343.6667
59 | 2004008068 | 348.3333 | 338.3333
60 | 2004008068 | 343 | 333
61 | 2004008068 | 338.3333 | 328.3333
62 | 2004008068 | 333.6667 | 323.6667
63 | 2004008068 | 329 | 319
64 | 2004008068 | 326 | 316
65 | 2004008068 | 323 | 313
66 | 2004008068 | 320 | 310
67 | 2004008068 | 318.3333 | 308.3333
68 | 2004008068 | 316.6667 | 306.6667
69 | 2004008068 | 315 | 305
70 | 2004008068 | 315.3333 | 305.3333
71 | 2004008068 | 315.6667 | 305.6667
72 | 2004008068 | 316 | 306
73 | 2004008068 | 316.3333 | 306.3333
74 | 2004008068 | 316.6667 | 306.6667
75 | 2004008068 | 317 | 307
76 | 2004008068 | 316.3333 | 306.3333
77 | 2004008068 | 315.6667 | 305.6667
78 | 2004008068 | 315 | 305
79 | 2004008068 | 314.6667 | 304.6667
80 | 2004008068 | 314.3333 | 304.3333
81 | 2004008068 | 314 | 304
82 | 2004008068 | 316.3333 | 306.3333
83 | 2004008068 | 318.6667 | 308.6667
84 | 2004008068 | 321 | 311
85 | 2004008068 | 323.3333 | 313.3333
86 | 2004008068 | 325.6667 | 315.6667
87 | 2004008068 | 328 | 318
88 | 2004008068 | 328.3333 | 318.3333
89 | 2004008068 | 328.6667 | 318.6667
90 | 2004008068 | 329 | 339
91 | 2004008068 | 329 | 339
92 | 2004008068 | 329 | 339
93 | 2004008068 | 329 | 339
94 | 2004008068 | 328.6667 | 338.6667
95 | 2004008068 | 328.3333 | 338.3333
96 | 2004008068 | 328 | 338
97 | 2004008068 | 327.6667 | 337.6667
98 | 2004008068 | 327.3333 | 337.3333
99 | 2004008068 | 327 | 337
100 | 2004008068 | 328.6667 | 338.6667
101 | 2004008068 | 330.3333 | 340.3333
102 | 2004008068 | 332 | 342
103 | 2004008068 | 334.3333 | 344.3333
104 | 2004008068 | 336.6667 | 346.6667
105 | 2004008068 | 339 | 349
106 | 2004008068 | 339.3333 | 349.3333
107 | 2004008068 | 339.6667 | 349.6667
108 | 2004008068 | 340 | 350
109 | 2004008068 | 342.3333 | 352.3333
110 | 2004008068 | 344.6667 | 354.6667
111 | 2004008068 | 347 | 357
112 | 2004008068 | 349.6667 | 359.6667
113 | 2004008068 | 352.3333 | 362.3333
114 | 2004008068 | 355 | 365
115 | 2004008068 | 360.3333 | 370.3333
116 | 2004008068 | 365.6667 | 375.6667
117 | 2004008068 | 371 | 381
118 | 2004008068 | 373.6667 | 383.6667
119 | 2004008068 | 376.3333 | 386.3333
120 | 2004008068 | 379 | 389
121 | 2004008068 | 383.3333 | 393.3333
122 | 2004008068 | 387.6667 | 377.6667
123 | 2004008068 | 392 | 382
124 | 2004008068 | 395.3333 | 385.3333
125 | 2004008068 | 398.6667 | 388.6667
126 | 2004008068 | 402 | 392
127 | 2004008068 | 404.3333 | 394.3333
128 | 2004008068 | 406.6667 | 396.6667
129 | 2004008068 | 409 | 399
130 | 2004008068 | 409 | 399
131 | 2004008068 | 409 | 399
132 | 2004008068 | 409 | 399
133 | 2004008068 | 408.3333 | 398.3333
134 | 2004008068 | 407.6667 | 397.6667
135 | 2004008068 | 407 | 397
136 | 2004008068 | 407 | 397
137 | 2004008068 | 407 | 397
138 | 2004008068 | 407 | 397
139 | 2004008068 | 407 | 397
140 | 2004008068 | 407 | 397
141 | 2004008068 | 407 | 397
142 | 2004008068 | 406 | 396
143 | 2004008068 | 405 | 395
0 | 2014002079 | 343 | 333
1 | 2014002079 | 344 | 334
2 | 2014002079 | 345 | 335
3 | 2014002079 | 346 | 336
4 | 2014002079 | 348 | 338
5 | 2014002079 | 350 | 340
6 | 2014002079 | 352 | 342
7 | 2014002079 | 353 | 343
8 | 2014002079 | 354 | 344
9 | 2014002079 | 355 | 345
10 | 2014002079 | 356.6667 | 346.6667
11 | 2014002079 | 358.3333 | 348.3333
12 | 2014002079 | 360 | 350
13 | 2014002079 | 363.6667 | 353.6667
14 | 2014002079 | 367.3333 | 357.3333
15 | 2014002079 | 371 | 361
16 | 2014002079 | 373.3333 | 363.3333
17 | 2014002079 | 375.6667 | 365.6667
18 | 2014002079 | 378 | 368
19 | 2014002079 | 378.6667 | 368.6667
20 | 2014002079 | 379.3333 | 369.3333
21 | 2014002079 | 380 | 370
22 | 2014002079 | 381.3333 | 371.3333
23 | 2014002079 | 382.6667 | 372.6667
24 | 2014002079 | 384 | 374
25 | 2014002079 | 385.3333 | 375.3333
26 | 2014002079 | 386.6667 | 376.6667
27 | 2014002079 | 388 | 378
28 | 2014002079 | 387 | 377
29 | 2014002079 | 386 | 376
30 | 2014002079 | 385 | 375
31 | 2014002079 | 383 | 373
32 | 2014002079 | 381 | 371
33 | 2014002079 | 379 | 369
34 | 2014002079 | 378.3333 | 368.3333
35 | 2014002079 | 377.6667 | 367.6667
36 | 2014002079 | 377 | 367
37 | 2014002079 | 377.3333 | 367.3333
38 | 2014002079 | 377.6667 | 367.6667
39 | 2014002079 | 378 | 368
40 | 2014002079 | 379.6667 | 369.6667
41 | 2014002079 | 381.3333 | 371.3333
42 | 2014002079 | 383 | 373
43 | 2014002079 | 385.3333 | 375.3333
44 | 2014002079 | 387.6667 | 377.6667
45 | 2014002079 | 390 | 380
46 | 2014002079 | 391.3333 | 381.3333
47 | 2014002079 | 392.6667 | 382.6667
48 | 2014002079 | 394 | 384
49 | 2014002079 | 393.3333 | 383.3333
50 | 2014002079 | 392.6667 | 382.6667
51 | 2014002079 | 392 | 382
52 | 2014002079 | 387.6667 | 377.6667
53 | 2014002079 | 383.3333 | 373.3333
54 | 2014002079 | 379 | 369
55 | 2014002079 | 372.3333 | 362.3333
56 | 2014002079 | 365.6667 | 355.6667
57 | 2014002079 | 359 | 349
58 | 2014002079 | 353.6667 | 343.6667
59 | 2014002079 | 348.3333 | 338.3333
60 | 2014002079 | 343 | 333
61 | 2014002079 | 338.3333 | 328.3333
62 | 2014002079 | 333.6667 | 323.6667
63 | 2014002079 | 329 | 319
64 | 2014002079 | 326 | 316
65 | 2014002079 | 323 | 313
66 | 2014002079 | 320 | 310
67 | 2014002079 | 318.3333 | 308.3333
68 | 2014002079 | 316.6667 | 306.6667
69 | 2014002079 | 315 | 305
70 | 2014002079 | 315.3333 | 305.3333
71 | 2014002079 | 315.6667 | 305.6667
72 | 2014002079 | 316 | 306
73 | 2014002079 | 316.3333 | 306.3333
74 | 2014002079 | 316.6667 | 306.6667
75 | 2014002079 | 317 | 307
76 | 2014002079 | 316.3333 | 306.3333
77 | 2014002079 | 315.6667 | 305.6667
78 | 2014002079 | 315 | 305
79 | 2014002079 | 314.6667 | 304.6667
80 | 2014002079 | 314.3333 | 304.3333
81 | 2014002079 | 314 | 304
82 | 2014002079 | 316.3333 | 306.3333
83 | 2014002079 | 318.6667 | 308.6667
84 | 2014002079 | 321 | 311
85 | 2014002079 | 323.3333 | 313.3333
86 | 2014002079 | 325.6667 | 315.6667
87 | 2014002079 | 328 | 318
88 | 2014002079 | 328.3333 | 318.3333
89 | 2014002079 | 328.6667 | 318.6667
90 | 2014002079 | 329 | 339
91 | 2014002079 | 329 | 339
92 | 2014002079 | 329 | 339
93 | 2014002079 | 329 | 339
94 | 2014002079 | 328.6667 | 338.6667
95 | 2014002079 | 328.3333 | 338.3333
96 | 2014002079 | 328 | 338
97 | 2014002079 | 327.6667 | 337.6667
98 | 2014002079 | 327.3333 | 337.3333
99 | 2014002079 | 327 | 337
100 | 2014002079 | 328.6667 | 338.6667
101 | 2014002079 | 330.3333 | 340.3333
102 | 2014002079 | 332 | 342
103 | 2014002079 | 334.3333 | 344.3333
104 | 2014002079 | 336.6667 | 346.6667
105 | 2014002079 | 339 | 349
106 | 2014002079 | 339.3333 | 349.3333
107 | 2014002079 | 339.6667 | 349.6667
108 | 2014002079 | 340 | 350
109 | 2014002079 | 342.3333 | 352.3333
110 | 2014002079 | 344.6667 | 354.6667
111 | 2014002079 | 347 | 357
112 | 2014002079 | 349.6667 | 359.6667
113 | 2014002079 | 352.3333 | 362.3333
114 | 2014002079 | 355 | 365
115 | 2014002079 | 360.3333 | 370.3333
116 | 2014002079 | 365.6667 | 375.6667
117 | 2014002079 | 371 | 381
118 | 2014002079 | 373.6667 | 383.6667
119 | 2014002079 | 376.3333 | 386.3333
120 | 2014002079 | 379 | 389
121 | 2014002079 | 383.3333 | 393.3333
122 | 2014002079 | 387.6667 | 377.6667
123 | 2014002079 | 392 | 382
124 | 2014002079 | 395.3333 | 385.3333
125 | 2014002079 | 398.6667 | 388.6667
126 | 2014002079 | 402 | 392
127 | 2014002079 | 404.3333 | 394.3333
128 | 2014002079 | 406.6667 | 396.6667
129 | 2014002079 | 409 | 399
130 | 2014002079 | 409 | 399
131 | 2014002079 | 409 | 399
132 | 2014002079 | 409 | 399
133 | 2014002079 | 408.3333 | 398.3333
134 | 2014002079 | 407.6667 | 397.6667
135 | 2014002079 | 407 | 397
136 | 2014002079 | 407 | 397
137 | 2014002079 | 407 | 397
138 | 2014002079 | 407 | 397
139 | 2014002079 | 407 | 397
140 | 2014002079 | 407 | 397
141 | 2014002079 | 407 | 397
142 | 2014002079 | 406 | 396
143 | 2014002079 | 405 | 395
0 | 2011008149 | 343 | 333
1 | 2011008149 | 344 | 334
2 | 2011008149 | 345 | 335
3 | 2011008149 | 346 | 336
4 | 2011008149 | 348 | 338
5 | 2011008149 | 350 | 340
6 | 2011008149 | 352 | 342
7 | 2011008149 | 353 | 343
8 | 2011008149 | 354 | 344
9 | 2011008149 | 355 | 345
10 | 2011008149 | 356.6667 | 346.6667
11 | 2011008149 | 358.3333 | 348.3333
12 | 2011008149 | 360 | 350
13 | 2011008149 | 363.6667 | 353.6667
14 | 2011008149 | 367.3333 | 357.3333
15 | 2011008149 | 371 | 361
16 | 2011008149 | 373.3333 | 363.3333
17 | 2011008149 | 375.6667 | 365.6667
18 | 2011008149 | 378 | 368
19 | 2011008149 | 378.6667 | 368.6667
20 | 2011008149 | 379.3333 | 369.3333
21 | 2011008149 | 380 | 370
22 | 2011008149 | 381.3333 | 371.3333
23 | 2011008149 | 382.6667 | 372.6667
24 | 2011008149 | 384 | 374
25 | 2011008149 | 385.3333 | 375.3333
26 | 2011008149 | 386.6667 | 376.6667
27 | 2011008149 | 388 | 378
28 | 2011008149 | 387 | 377
29 | 2011008149 | 386 | 376
30 | 2011008149 | 385 | 375
31 | 2011008149 | 383 | 373
32 | 2011008149 | 381 | 371
33 | 2011008149 | 379 | 369
34 | 2011008149 | 378.3333 | 368.3333
35 | 2011008149 | 377.6667 | 367.6667
36 | 2011008149 | 377 | 367
37 | 2011008149 | 377.3333 | 367.3333
38 | 2011008149 | 377.6667 | 367.6667
39 | 2011008149 | 378 | 368
40 | 2011008149 | 379.6667 | 369.6667
41 | 2011008149 | 381.3333 | 371.3333
42 | 2011008149 | 383 | 373
43 | 2011008149 | 385.3333 | 375.3333
44 | 2011008149 | 387.6667 | 377.6667
45 | 2011008149 | 390 | 380
46 | 2011008149 | 391.3333 | 381.3333
47 | 2011008149 | 392.6667 | 382.6667
48 | 2011008149 | 394 | 384
49 | 2011008149 | 393.3333 | 383.3333
50 | 2011008149 | 392.6667 | 382.6667
51 | 2011008149 | 392 | 382
52 | 2011008149 | 387.6667 | 377.6667
53 | 2011008149 | 383.3333 | 373.3333
54 | 2011008149 | 379 | 369
55 | 2011008149 | 372.3333 | 362.3333
56 | 2011008149 | 365.6667 | 355.6667
57 | 2011008149 | 359 | 349
58 | 2011008149 | 353.6667 | 343.6667
59 | 2011008149 | 348.3333 | 338.3333
60 | 2011008149 | 343 | 333
61 | 2011008149 | 338.3333 | 328.3333
62 | 2011008149 | 333.6667 | 323.6667
63 | 2011008149 | 329 | 319
64 | 2011008149 | 326 | 316
65 | 2011008149 | 323 | 313
66 | 2011008149 | 320 | 310
67 | 2011008149 | 318.3333 | 308.3333
68 | 2011008149 | 316.6667 | 306.6667
69 | 2011008149 | 315 | 305
70 | 2011008149 | 315.3333 | 305.3333
71 | 2011008149 | 315.6667 | 305.6667
72 | 2011008149 | 316 | 306
73 | 2011008149 | 316.3333 | 306.3333
74 | 2011008149 | 316.6667 | 306.6667
75 | 2011008149 | 317 | 307
76 | 2011008149 | 316.3333 | 306.3333
77 | 2011008149 | 315.6667 | 305.6667
78 | 2011008149 | 315 | 305
79 | 2011008149 | 314.6667 | 304.6667
80 | 2011008149 | 314.3333 | 304.3333
81 | 2011008149 | 314 | 304
82 | 2011008149 | 316.3333 | 306.3333
83 | 2011008149 | 318.6667 | 308.6667
84 | 2011008149 | 321 | 311
85 | 2011008149 | 323.3333 | 313.3333
86 | 2011008149 | 325.6667 | 315.6667
87 | 2011008149 | 328 | 318
88 | 2011008149 | 328.3333 | 318.3333
89 | 2011008149 | 328.6667 | 318.6667
90 | 2011008149 | 329 | 339
91 | 2011008149 | 329 | 339
92 | 2011008149 | 329 | 339
93 | 2011008149 | 329 | 339
94 | 2011008149 | 328.6667 | 338.6667
95 | 2011008149 | 328.3333 | 338.3333
96 | 2011008149 | 328 | 338
97 | 2011008149 | 327.6667 | 337.6667
98 | 2011008149 | 327.3333 | 337.3333
99 | 2011008149 | 327 | 337
100 | 2011008149 | 328.6667 | 338.6667
101 | 2011008149 | 330.3333 | 340.3333
102 | 2011008149 | 332 | 342
103 | 2011008149 | 334.3333 | 344.3333
104 | 2011008149 | 336.6667 | 346.6667
105 | 2011008149 | 339 | 349
106 | 2011008149 | 339.3333 | 349.3333
107 | 2011008149 | 339.6667 | 349.6667
108 | 2011008149 | 340 | 350
109 | 2011008149 | 342.3333 | 352.3333
110 | 2011008149 | 344.6667 | 354.6667
111 | 2011008149 | 347 | 357
112 | 2011008149 | 349.6667 | 359.6667
113 | 2011008149 | 352.3333 | 362.3333
114 | 2011008149 | 355 | 365
115 | 2011008149 | 360.3333 | 370.3333
116 | 2011008149 | 365.6667 | 375.6667
117 | 2011008149 | 371 | 381
118 | 2011008149 | 373.6667 | 383.6667
119 | 2011008149 | 376.3333 | 386.3333
120 | 2011008149 | 379 | 389
121 | 2011008149 | 383.3333 | 393.3333
122 | 2011008149 | 387.6667 | 377.6667
123 | 2011008149 | 392 | 382
124 | 2011008149 | 395.3333 | 385.3333
125 | 2011008149 | 398.6667 | 388.6667
126 | 2011008149 | 402 | 392
127 | 2011008149 | 404.3333 | 394.3333
128 | 2011008149 | 406.6667 | 396.6667
129 | 2011008149 | 409 | 399
130 | 2011008149 | 409 | 399
131 | 2011008149 | 409 | 399
132 | 2011008149 | 409 | 399
133 | 2011008149 | 408.3333 | 398.3333
134 | 2011008149 | 407.6667 | 397.6667
135 | 2011008149 | 407 | 397
136 | 2011008149 | 407 | 397
137 | 2011008149 | 407 | 397
138 | 2011008149 | 407 | 397
139 | 2011008149 | 407 | 397
140 | 2011008149 | 407 | 397
141 | 2011008149 | 407 | 397
142 | 2011008149 | 406 | 396
143 | 2011008149 | 405 | 395
0 | 2006003555 | 343 | 333
1 | 2006003555 | 344 | 334
2 | 2006003555 | 345 | 335
3 | 2006003555 | 346 | 336
4 | 2006003555 | 348 | 338
5 | 2006003555 | 350 | 340
6 | 2006003555 | 352 | 342
7 | 2006003555 | 353 | 343
8 | 2006003555 | 354 | 344
9 | 2006003555 | 355 | 345
10 | 2006003555 | 356.6667 | 346.6667
11 | 2006003555 | 358.3333 | 348.3333
12 | 2006003555 | 360 | 350
13 | 2006003555 | 363.6667 | 353.6667
14 | 2006003555 | 367.3333 | 357.3333
15 | 2006003555 | 371 | 361
16 | 2006003555 | 373.3333 | 363.3333
17 | 2006003555 | 375.6667 | 365.6667
18 | 2006003555 | 378 | 368
19 | 2006003555 | 378.6667 | 368.6667
20 | 2006003555 | 379.3333 | 369.3333
21 | 2006003555 | 380 | 370
22 | 2006003555 | 381.3333 | 371.3333
23 | 2006003555 | 382.6667 | 372.6667
24 | 2006003555 | 384 | 374
25 | 2006003555 | 385.3333 | 375.3333
26 | 2006003555 | 386.6667 | 376.6667
27 | 2006003555 | 388 | 378
28 | 2006003555 | 387 | 377
29 | 2006003555 | 386 | 376
30 | 2006003555 | 385 | 375
31 | 2006003555 | 383 | 373
32 | 2006003555 | 381 | 371
33 | 2006003555 | 379 | 369
34 | 2006003555 | 378.3333 | 368.3333
35 | 2006003555 | 377.6667 | 367.6667
36 | 2006003555 | 377 | 367
37 | 2006003555 | 377.3333 | 367.3333
38 | 2006003555 | 377.6667 | 367.6667
39 | 2006003555 | 378 | 368
40 | 2006003555 | 379.6667 | 369.6667
41 | 2006003555 | 381.3333 | 371.3333
42 | 2006003555 | 383 | 373
43 | 2006003555 | 385.3333 | 375.3333
44 | 2006003555 | 387.6667 | 377.6667
45 | 2006003555 | 390 | 380
46 | 2006003555 | 391.3333 | 381.3333
47 | 2006003555 | 392.6667 | 382.6667
48 | 2006003555 | 394 | 384
49 | 2006003555 | 393.3333 | 383.3333
50 | 2006003555 | 392.6667 | 382.6667
51 | 2006003555 | 392 | 382
52 | 2006003555 | 387.6667 | 377.6667
53 | 2006003555 | 383.3333 | 373.3333
54 | 2006003555 | 379 | 369
55 | 2006003555 | 372.3333 | 362.3333
56 | 2006003555 | 365.6667 | 355.6667
57 | 2006003555 | 359 | 349
58 | 2006003555 | 353.6667 | 343.6667
59 | 2006003555 | 348.3333 | 338.3333
60 | 2006003555 | 343 | 333
61 | 2006003555 | 338.3333 | 328.3333
62 | 2006003555 | 333.6667 | 323.6667
63 | 2006003555 | 329 | 319
64 | 2006003555 | 326 | 316
65 | 2006003555 | 323 | 313
66 | 2006003555 | 320 | 310
67 | 2006003555 | 318.3333 | 308.3333
68 | 2006003555 | 316.6667 | 306.6667
69 | 2006003555 | 315 | 305
70 | 2006003555 | 315.3333 | 305.3333
71 | 2006003555 | 315.6667 | 305.6667
72 | 2006003555 | 316 | 306
73 | 2006003555 | 316.3333 | 306.3333
74 | 2006003555 | 316.6667 | 306.6667
75 | 2006003555 | 317 | 307
76 | 2006003555 | 316.3333 | 306.3333
77 | 2006003555 | 315.6667 | 305.6667
78 | 2006003555 | 315 | 305
79 | 2006003555 | 314.6667 | 304.6667
80 | 2006003555 | 314.3333 | 304.3333
81 | 2006003555 | 314 | 304
82 | 2006003555 | 316.3333 | 306.3333
83 | 2006003555 | 318.6667 | 308.6667
84 | 2006003555 | 321 | 311
85 | 2006003555 | 323.3333 | 313.3333
86 | 2006003555 | 325.6667 | 315.6667
87 | 2006003555 | 328 | 318
88 | 2006003555 | 328.3333 | 318.3333
89 | 2006003555 | 328.6667 | 318.6667
90 | 2006003555 | 329 | 339
91 | 2006003555 | 329 | 339
92 | 2006003555 | 329 | 339
93 | 2006003555 | 329 | 339
94 | 2006003555 | 328.6667 | 338.6667
95 | 2006003555 | 328.3333 | 338.3333
96 | 2006003555 | 328 | 338
97 | 2006003555 | 327.6667 | 337.6667
98 | 2006003555 | 327.3333 | 337.3333
99 | 2006003555 | 327 | 337
100 | 2006003555 | 328.6667 | 338.6667
101 | 2006003555 | 330.3333 | 340.3333
102 | 2006003555 | 332 | 342
103 | 2006003555 | 334.3333 | 344.3333
104 | 2006003555 | 336.6667 | 346.6667
105 | 2006003555 | 339 | 349
106 | 2006003555 | 339.3333 | 349.3333
107 | 2006003555 | 339.6667 | 349.6667
108 | 2006003555 | 340 | 350
109 | 2006003555 | 342.3333 | 352.3333
110 | 2006003555 | 344.6667 | 354.6667
111 | 2006003555 | 347 | 357
112 | 2006003555 | 349.6667 | 359.6667
113 | 2006003555 | 352.3333 | 362.3333
114 | 2006003555 | 355 | 365
115 | 2006003555 | 360.3333 | 370.3333
116 | 2006003555 | 365.6667 | 375.6667
117 | 2006003555 | 371 | 381
118 | 2006003555 | 373.6667 | 383.6667
119 | 2006003555 | 376.3333 | 386.3333
120 | 2006003555 | 379 | 389
121 | 2006003555 | 383.3333 | 393.3333
122 | 2006003555 | 387.6667 | 377.6667
123 | 2006003555 | 392 | 382
124 | 2006003555 | 395.3333 | 385.3333
125 | 2006003555 | 398.6667 | 388.6667
126 | 2006003555 | 402 | 392
127 | 2006003555 | 404.3333 | 394.3333
128 | 2006003555 | 406.6667 | 396.6667
129 | 2006003555 | 409 | 399
130 | 2006003555 | 409 | 399
131 | 2006003555 | 409 | 399
132 | 2006003555 | 409 | 399
133 | 2006003555 | 408.3333 | 398.3333
134 | 2006003555 | 407.6667 | 397.6667
135 | 2006003555 | 407 | 397
136 | 2006003555 | 407 | 397
137 | 2006003555 | 407 | 397
138 | 2006003555 | 407 | 397
139 | 2006003555 | 407 | 397
140 | 2006003555 | 407 | 397
141 | 2006003555 | 407 | 397
142 | 2006003555 | 406 | 396
143 | 2006003555 | 405 | 395
0 | 2011007404 | 343 | 333
1 | 2011007404 | 344 | 334
2 | 2011007404 | 345 | 335
3 | 2011007404 | 346 | 336
4 | 2011007404 | 348 | 338
5 | 2011007404 | 350 | 340
6 | 2011007404 | 352 | 342
7 | 2011007404 | 353 | 343
8 | 2011007404 | 354 | 344
9 | 2011007404 | 355 | 345
10 | 2011007404 | 356.6667 | 346.6667
11 | 2011007404 | 358.3333 | 348.3333
12 | 2011007404 | 360 | 350
13 | 2011007404 | 363.6667 | 353.6667
14 | 2011007404 | 367.3333 | 357.3333
15 | 2011007404 | 371 | 361
16 | 2011007404 | 373.3333 | 363.3333
17 | 2011007404 | 375.6667 | 365.6667
18 | 2011007404 | 378 | 368
19 | 2011007404 | 378.6667 | 368.6667
20 | 2011007404 | 379.3333 | 369.3333
21 | 2011007404 | 380 | 370
22 | 2011007404 | 381.3333 | 371.3333
23 | 2011007404 | 382.6667 | 372.6667
24 | 2011007404 | 384 | 374
25 | 2011007404 | 385.3333 | 375.3333
26 | 2011007404 | 386.6667 | 376.6667
27 | 2011007404 | 388 | 378
28 | 2011007404 | 387 | 377
29 | 2011007404 | 386 | 376
30 | 2011007404 | 385 | 375
31 | 2011007404 | 383 | 373
32 | 2011007404 | 381 | 371
33 | 2011007404 | 379 | 369
34 | 2011007404 | 378.3333 | 368.3333
35 | 2011007404 | 377.6667 | 367.6667
36 | 2011007404 | 377 | 367
37 | 2011007404 | 377.3333 | 367.3333
38 | 2011007404 | 377.6667 | 367.6667
39 | 2011007404 | 378 | 368
40 | 2011007404 | 379.6667 | 369.6667
41 | 2011007404 | 381.3333 | 371.3333
42 | 2011007404 | 383 | 373
43 | 2011007404 | 385.3333 | 375.3333
44 | 2011007404 | 387.6667 | 377.6667
45 | 2011007404 | 390 | 380
46 | 2011007404 | 391.3333 | 381.3333
47 | 2011007404 | 392.6667 | 382.6667
48 | 2011007404 | 394 | 384
49 | 2011007404 | 393.3333 | 383.3333
50 | 2011007404 | 392.6667 | 382.6667
51 | 2011007404 | 392 | 382
52 | 2011007404 | 387.6667 | 377.6667
53 | 2011007404 | 383.3333 | 373.3333
54 | 2011007404 | 379 | 369
55 | 2011007404 | 372.3333 | 362.3333
56 | 2011007404 | 365.6667 | 355.6667
57 | 2011007404 | 359 | 349
58 | 2011007404 | 353.6667 | 343.6667
59 | 2011007404 | 348.3333 | 338.3333
60 | 2011007404 | 343 | 333
61 | 2011007404 | 338.3333 | 328.3333
62 | 2011007404 | 333.6667 | 323.6667
63 | 2011007404 | 329 | 319
64 | 2011007404 | 326 | 316
65 | 2011007404 | 323 | 313
66 | 2011007404 | 320 | 310
67 | 2011007404 | 318.3333 | 308.3333
68 | 2011007404 | 316.6667 | 306.6667
69 | 2011007404 | 315 | 305
70 | 2011007404 | 315.3333 | 305.3333
71 | 2011007404 | 315.6667 | 305.6667
72 | 2011007404 | 316 | 306
73 | 2011007404 | 316.3333 | 306.3333
74 | 2011007404 | 316.6667 | 306.6667
75 | 2011007404 | 317 | 307
76 | 2011007404 | 316.3333 | 306.3333
77 | 2011007404 | 315.6667 | 305.6667
78 | 2011007404 | 315 | 305
79 | 2011007404 | 314.6667 | 304.6667
80 | 2011007404 | 314.3333 | 304.3333
81 | 2011007404 | 314 | 304
82 | 2011007404 | 316.3333 | 306.3333
83 | 2011007404 | 318.6667 | 308.6667
84 | 2011007404 | 321 | 311
85 | 2011007404 | 323.3333 | 313.3333
86 | 2011007404 | 325.6667 | 315.6667
87 | 2011007404 | 328 | 318
88 | 2011007404 | 328.3333 | 318.3333
89 | 2011007404 | 328.6667 | 318.6667
90 | 2011007404 | 329 | 339
91 | 2011007404 | 329 | 339
92 | 2011007404 | 329 | 339
93 | 2011007404 | 329 | 339
94 | 2011007404 | 328.6667 | 338.6667
95 | 2011007404 | 328.3333 | 338.3333
96 | 2011007404 | 328 | 338
97 | 2011007404 | 327.6667 | 337.6667
98 | 2011007404 | 327.3333 | 337.3333
99 | 2011007404 | 327 | 337
100 | 2011007404 | 328.6667 | 338.6667
101 | 2011007404 | 330.3333 | 340.3333
102 | 2011007404 | 332 | 342
103 | 2011007404 | 334.3333 | 344.3333
104 | 2011007404 | 336.6667 | 346.6667
105 | 2011007404 | 339 | 349
106 | 2011007404 | 339.3333 | 349.3333
107 | 2011007404 | 339.6667 | 349.6667
108 | 2011007404 | 340 | 350
109 | 2011007404 | 342.3333 | 352.3333
110 | 2011007404 | 344.6667 | 354.6667
111 | 2011007404 | 347 | 357
112 | 2011007404 | 349.6667 | 359.6667
113 | 2011007404 | 352.3333 | 362.3333
114 | 2011007404 | 355 | 365
115 | 2011007404 | 360.3333 | 370.3333
116 | 2011007404 | 365.6667 | 375.6667
117 | 2011007404 | 371 | 381
118 | 2011007404 | 373.6667 | 383.6667
119 | 2011007404 | 376.3333 | 386.3333
120 | 2011007404 | 379 | 389
121 | 2011007404 | 383.3333 | 393.3333
122 | 2011007404 | 387.6667 | 377.6667
123 | 2011007404 | 392 | 382
124 | 2011007404 | 395.3333 | 385.3333
125 | 2011007404 | 398.6667 | 388.6667
126 | 2011007404 | 402 | 392
127 | 2011007404 | 404.3333 | 394.3333
128 | 2011007404 | 406.6667 | 396.6667
129 | 2011007404 | 409 | 399
130 | 2011007404 | 409 | 399
131 | 2011007404 | 409 | 399
132 | 2011007404 | 409 | 399
133 | 2011007404 | 408.3333 | 398.3333
134 | 2011007404 | 407.6667 | 397.6667
135 | 2011007404 | 407 | 397
136 | 2011007404 | 407 | 397
137 | 2011007404 | 407 | 397
138 | 2011007404 | 407 | 397
139 | 2011007404 | 407 | 397
140 | 2011007404 | 407 | 397
141 | 2011007404 | 407 | 397
142 | 2011007404 | 406 | 396
143 | 2011007404 | 405 | 395
0 | 2004002526 | 343 | 333
1 | 2004002526 | 344 | 334
2 | 2004002526 | 345 | 335
3 | 2004002526 | 346 | 336
4 | 2004002526 | 348 | 338
5 | 2004002526 | 350 | 340
6 | 2004002526 | 352 | 342
7 | 2004002526 | 353 | 343
8 | 2004002526 | 354 | 344
9 | 2004002526 | 355 | 345
10 | 2004002526 | 356.6667 | 346.6667
11 | 2004002526 | 358.3333 | 348.3333
12 | 2004002526 | 360 | 350
13 | 2004002526 | 363.6667 | 353.6667
14 | 2004002526 | 367.3333 | 357.3333
15 | 2004002526 | 371 | 361
16 | 2004002526 | 373.3333 | 363.3333
17 | 2004002526 | 375.6667 | 365.6667
18 | 2004002526 | 378 | 368
19 | 2004002526 | 378.6667 | 368.6667
20 | 2004002526 | 379.3333 | 369.3333
21 | 2004002526 | 380 | 370
22 | 2004002526 | 381.3333 | 371.3333
23 | 2004002526 | 382.6667 | 372.6667
24 | 2004002526 | 384 | 374
25 | 2004002526 | 385.3333 | 375.3333
26 | 2004002526 | 386.6667 | 376.6667
27 | 2004002526 | 388 | 378
28 | 2004002526 | 387 | 377
29 | 2004002526 | 386 | 376
30 | 2004002526 | 385 | 375
31 | 2004002526 | 383 | 373
32 | 2004002526 | 381 | 371
33 | 2004002526 | 379 | 369
34 | 2004002526 | 378.3333 | 368.3333
35 | 2004002526 | 377.6667 | 367.6667
36 | 2004002526 | 377 | 367
37 | 2004002526 | 377.3333 | 367.3333
38 | 2004002526 | 377.6667 | 367.6667
39 | 2004002526 | 378 | 368
40 | 2004002526 | 379.6667 | 369.6667
41 | 2004002526 | 381.3333 | 371.3333
42 | 2004002526 | 383 | 373
43 | 2004002526 | 385.3333 | 375.3333
44 | 2004002526 | 387.6667 | 377.6667
45 | 2004002526 | 390 | 380
46 | 2004002526 | 391.3333 | 381.3333
47 | 2004002526 | 392.6667 | 382.6667
48 | 2004002526 | 394 | 384
49 | 2004002526 | 393.3333 | 383.3333
50 | 2004002526 | 392.6667 | 382.6667
51 | 2004002526 | 392 | 382
52 | 2004002526 | 387.6667 | 377.6667
53 | 2004002526 | 383.3333 | 373.3333
54 | 2004002526 | 379 | 369
55 | 2004002526 | 372.3333 | 362.3333
56 | 2004002526 | 365.6667 | 355.6667
57 | 2004002526 | 359 | 349
58 | 2004002526 | 353.6667 | 343.6667
59 | 2004002526 | 348.3333 | 338.3333
60 | 2004002526 | 343 | 333
61 | 2004002526 | 338.3333 | 328.3333
62 | 2004002526 | 333.6667 | 323.6667
63 | 2004002526 | 329 | 319
64 | 2004002526 | 326 | 316
65 | 2004002526 | 323 | 313
66 | 2004002526 | 320 | 310
67 | 2004002526 | 318.3333 | 308.3333
68 | 2004002526 | 316.6667 | 306.6667
69 | 2004002526 | 315 | 305
70 | 2004002526 | 315.3333 | 305.3333
71 | 2004002526 | 315.6667 | 305.6667
72 | 2004002526 | 316 | 306
73 | 2004002526 | 316.3333 | 306.3333
74 | 2004002526 | 316.6667 | 306.6667
75 | 2004002526 | 317 | 307
76 | 2004002526 | 316.3333 | 306.3333
77 | 2004002526 | 315.6667 | 305.6667
78 | 2004002526 | 315 | 305
79 | 2004002526 | 314.6667 | 304.6667
80 | 2004002526 | 314.3333 | 304.3333
81 | 2004002526 | 314 | 304
82 | 2004002526 | 316.3333 | 306.3333
83 | 2004002526 | 318.6667 | 308.6667
84 | 2004002526 | 321 | 311
85 | 2004002526 | 323.3333 | 313.3333
86 | 2004002526 | 325.6667 | 315.6667
87 | 2004002526 | 328 | 318
88 | 2004002526 | 328.3333 | 318.3333
89 | 2004002526 | 328.6667 | 318.6667
90 | 2004002526 | 329 | 339
91 | 2004002526 | 329 | 339
92 | 2004002526 | 329 | 339
93 | 2004002526 | 329 | 339
94 | 2004002526 | 328.6667 | 338.6667
95 | 2004002526 | 328.3333 | 338.3333
96 | 2004002526 | 328 | 338
97 | 2004002526 | 327.6667 | 337.6667
98 | 2004002526 | 327.3333 | 337.3333
99 | 2004002526 | 327 | 337
100 | 2004002526 | 328.6667 | 338.6667
101 | 2004002526 | 330.3333 | 340.3333
102 | 2004002526 | 332 | 342
103 | 2004002526 | 334.3333 | 344.3333
104 | 2004002526 | 336.6667 | 346.6667
105 | 2004002526 | 339 | 349
106 | 2004002526 | 339.3333 | 349.3333
107 | 2004002526 | 339.6667 | 349.6667
108 | 2004002526 | 340 | 350
109 | 2004002526 | 342.3333 | 352.3333
110 | 2004002526 | 344.6667 | 354.6667
111 | 2004002526 | 347 | 357
112 | 2004002526 | 349.6667 | 359.6667
113 | 2004002526 | 352.3333 | 362.3333
114 | 2004002526 | 355 | 365
115 | 2004002526 | 360.3333 | 370.3333
116 | 2004002526 | 365.6667 | 375.6667
117 | 2004002526 | 371 | 381
118 | 2004002526 | 373.6667 | 383.6667
119 | 2004002526 | 376.3333 | 386.3333
120 | 2004002526 | 379 | 389
121 | 2004002526 | 383.3333 | 393.3333
122 | 2004002526 | 387.6667 | 377.6667
123 | 2004002526 | 392 | 382
124 | 2004002526 | 395.3333 | 385.3333
125 | 2004002526 | 398.6667 | 388.6667
126 | 2004002526 | 402 | 392
127 | 2004002526 | 404.3333 | 394.3333
128 | 2004002526 | 406.6667 | 396.6667
129 | 2004002526 | 409 | 399
130 | 2004002526 | 409 | 399
131 | 2004002526 | 409 | 399
132 | 2004002526 | 409 | 399
133 | 2004002526 | 408.3333 | 398.3333
134 | 2004002526 | 407.6667 | 397.6667
135 | 2004002526 | 407 | 397
136 | 2004002526 | 407 | 397
137 | 2004002526 | 407 | 397
138 | 2004002526 | 407 | 397
139 | 2004002526 | 407 | 397
140 | 2004002526 | 407 | 397
141 | 2004002526 | 407 | 397
142 | 2004002526 | 406 | 396
143 | 2004002526 | 405 | 395
0 | 2005010196 | 343 | 333
1 | 2005010196 | 344 | 334
2 | 2005010196 | 345 | 335
3 | 2005010196 | 346 | 336
4 | 2005010196 | 348 | 338
5 | 2005010196 | 350 | 340
6 | 2005010196 | 352 | 342
7 | 2005010196 | 353 | 343
8 | 2005010196 | 354 | 344
9 | 2005010196 | 355 | 345
10 | 2005010196 | 356.6667 | 346.6667
11 | 2005010196 | 358.3333 | 348.3333
12 | 2005010196 | 360 | 350
13 | 2005010196 | 363.6667 | 353.6667
14 | 2005010196 | 367.3333 | 357.3333
15 | 2005010196 | 371 | 361
16 | 2005010196 | 373.3333 | 363.3333
17 | 2005010196 | 375.6667 | 365.6667
18 | 2005010196 | 378 | 368
19 | 2005010196 | 378.6667 | 368.6667
20 | 2005010196 | 379.3333 | 369.3333
21 | 2005010196 | 380 | 370
22 | 2005010196 | 381.3333 | 371.3333
23 | 2005010196 | 382.6667 | 372.6667
24 | 2005010196 | 384 | 374
25 | 2005010196 | 385.3333 | 375.3333
26 | 2005010196 | 386.6667 | 376.6667
27 | 2005010196 | 388 | 378
28 | 2005010196 | 387 | 377
29 | 2005010196 | 386 | 376
30 | 2005010196 | 385 | 375
31 | 2005010196 | 383 | 373
32 | 2005010196 | 381 | 371
33 | 2005010196 | 379 | 369
34 | 2005010196 | 378.3333 | 368.3333
35 | 2005010196 | 377.6667 | 367.6667
36 | 2005010196 | 377 | 367
37 | 2005010196 | 377.3333 | 367.3333
38 | 2005010196 | 377.6667 | 367.6667
39 | 2005010196 | 378 | 368
40 | 2005010196 | 379.6667 | 369.6667
41 | 2005010196 | 381.3333 | 371.3333
42 | 2005010196 | 383 | 373
43 | 2005010196 | 385.3333 | 375.3333
44 | 2005010196 | 387.6667 | 377.6667
45 | 2005010196 | 390 | 380
46 | 2005010196 | 391.3333 | 381.3333
47 | 2005010196 | 392.6667 | 382.6667
48 | 2005010196 | 394 | 384
49 | 2005010196 | 393.3333 | 383.3333
50 | 2005010196 | 392.6667 | 382.6667
51 | 2005010196 | 392 | 382
52 | 2005010196 | 387.6667 | 377.6667
53 | 2005010196 | 383.3333 | 373.3333
54 | 2005010196 | 379 | 369
55 | 2005010196 | 372.3333 | 362.3333
56 | 2005010196 | 365.6667 | 355.6667
57 | 2005010196 | 359 | 349
58 | 2005010196 | 353.6667 | 343.6667
59 | 2005010196 | 348.3333 | 338.3333
60 | 2005010196 | 343 | 333
61 | 2005010196 | 338.3333 | 328.3333
62 | 2005010196 | 333.6667 | 323.6667
63 | 2005010196 | 329 | 319
64 | 2005010196 | 326 | 316
65 | 2005010196 | 323 | 313
66 | 2005010196 | 320 | 310
67 | 2005010196 | 318.3333 | 308.3333
68 | 2005010196 | 316.6667 | 306.6667
69 | 2005010196 | 315 | 305
70 | 2005010196 | 315.3333 | 305.3333
71 | 2005010196 | 315.6667 | 305.6667
72 | 2005010196 | 316 | 306
73 | 2005010196 | 316.3333 | 306.3333
74 | 2005010196 | 316.6667 | 306.6667
75 | 2005010196 | 317 | 307
76 | 2005010196 | 316.3333 | 306.3333
77 | 2005010196 | 315.6667 | 305.6667
78 | 2005010196 | 315 | 305
79 | 2005010196 | 314.6667 | 304.6667
80 | 2005010196 | 314.3333 | 304.3333
81 | 2005010196 | 314 | 304
82 | 2005010196 | 316.3333 | 306.3333
83 | 2005010196 | 318.6667 | 308.6667
84 | 2005010196 | 321 | 311
85 | 2005010196 | 323.3333 | 313.3333
86 | 2005010196 | 325.6667 | 315.6667
87 | 2005010196 | 328 | 318
88 | 2005010196 | 328.3333 | 318.3333
89 | 2005010196 | 328.6667 | 318.6667
90 | 2005010196 | 329 | 339
91 | 2005010196 | 329 | 339
92 | 2005010196 | 329 | 339
93 | 2005010196 | 329 | 339
94 | 2005010196 | 328.6667 | 338.6667
95 | 2005010196 | 328.3333 | 338.3333
96 | 2005010196 | 328 | 338
97 | 2005010196 | 327.6667 | 337.6667
98 | 2005010196 | 327.3333 | 337.3333
99 | 2005010196 | 327 | 337
100 | 2005010196 | 328.6667 | 338.6667
101 | 2005010196 | 330.3333 | 340.3333
102 | 2005010196 | 332 | 342
103 | 2005010196 | 334.3333 | 344.3333
104 | 2005010196 | 336.6667 | 346.6667
105 | 2005010196 | 339 | 349
106 | 2005010196 | 339.3333 | 349.3333
107 | 2005010196 | 339.6667 | 349.6667
108 | 2005010196 | 340 | 350
109 | 2005010196 | 342.3333 | 352.3333
110 | 2005010196 | 344.6667 | 354.6667
111 | 2005010196 | 347 | 357
112 | 2005010196 | 349.6667 | 359.6667
113 | 2005010196 | 352.3333 | 362.3333
114 | 2005010196 | 355 | 365
115 | 2005010196 | 360.3333 | 370.3333
116 | 2005010196 | 365.6667 | 375.6667
117 | 2005010196 | 371 | 381
118 | 2005010196 | 373.6667 | 383.6667
119 | 2005010196 | 376.3333 | 386.3333
120 | 2005010196 | 379 | 389
121 | 2005010196 | 383.3333 | 393.3333
122 | 2005010196 | 387.6667 | 377.6667
123 | 2005010196 | 392 | 382
124 | 2005010196 | 395.3333 | 385.3333
125 | 2005010196 | 398.6667 | 388.6667
126 | 2005010196 | 402 | 392
127 | 2005010196 | 404.3333 | 394.3333
128 | 2005010196 | 406.6667 | 396.6667
129 | 2005010196 | 409 | 399
130 | 2005010196 | 409 | 399
131 | 2005010196 | 409 | 399
132 | 2005010196 | 409 | 399
133 | 2005010196 | 408.3333 | 398.3333
134 | 2005010196 | 407.6667 | 397.6667
135 | 2005010196 | 407 | 397
136 | 2005010196 | 407 | 397
137 | 2005010196 | 407 | 397
138 | 2005010196 | 407 | 397
139 | 2005010196 | 407 | 397
140 | 2005010196 | 407 | 397
141 | 2005010196 | 407 | 397
142 | 2005010196 | 406 | 396
143 | 2005010196 | 405 | 395
0 | 2006002489 | 343 | 333
1 | 2006002489 | 344 | 334
2 | 2006002489 | 345 | 335
3 | 2006002489 | 346 | 336
4 | 2006002489 | 348 | 338
5 | 2006002489 | 350 | 340
6 | 2006002489 | 352 | 342
7 | 2006002489 | 353 | 343
8 | 2006002489 | 354 | 344
9 | 2006002489 | 355 | 345
10 | 2006002489 | 356.6667 | 346.6667
11 | 2006002489 | 358.3333 | 348.3333
12 | 2006002489 | 360 | 350
13 | 2006002489 | 363.6667 | 353.6667
14 | 2006002489 | 367.3333 | 357.3333
15 | 2006002489 | 371 | 361
16 | 2006002489 | 373.3333 | 363.3333
17 | 2006002489 | 375.6667 | 365.6667
18 | 2006002489 | 378 | 368
19 | 2006002489 | 378.6667 | 368.6667
20 | 2006002489 | 379.3333 | 369.3333
21 | 2006002489 | 380 | 370
22 | 2006002489 | 381.3333 | 371.3333
23 | 2006002489 | 382.6667 | 372.6667
24 | 2006002489 | 384 | 374
25 | 2006002489 | 385.3333 | 375.3333
26 | 2006002489 | 386.6667 | 376.6667
27 | 2006002489 | 388 | 378
28 | 2006002489 | 387 | 377
29 | 2006002489 | 386 | 376
30 | 2006002489 | 385 | 375
31 | 2006002489 | 383 | 373
32 | 2006002489 | 381 | 371
33 | 2006002489 | 379 | 369
34 | 2006002489 | 378.3333 | 368.3333
35 | 2006002489 | 377.6667 | 367.6667
36 | 2006002489 | 377 | 367
37 | 2006002489 | 377.3333 | 367.3333
38 | 2006002489 | 377.6667 | 367.6667
39 | 2006002489 | 378 | 368
40 | 2006002489 | 379.6667 | 369.6667
41 | 2006002489 | 381.3333 | 371.3333
42 | 2006002489 | 383 | 373
43 | 2006002489 | 385.3333 | 375.3333
44 | 2006002489 | 387.6667 | 377.6667
45 | 2006002489 | 390 | 380
46 | 2006002489 | 391.3333 | 381.3333
47 | 2006002489 | 392.6667 | 382.6667
48 | 2006002489 | 394 | 384
49 | 2006002489 | 393.3333 | 383.3333
50 | 2006002489 | 392.6667 | 382.6667
51 | 2006002489 | 392 | 382
52 | 2006002489 | 387.6667 | 377.6667
53 | 2006002489 | 383.3333 | 373.3333
54 | 2006002489 | 379 | 369
55 | 2006002489 | 372.3333 | 362.3333
56 | 2006002489 | 365.6667 | 355.6667
57 | 2006002489 | 359 | 349
58 | 2006002489 | 353.6667 | 343.6667
59 | 2006002489 | 348.3333 | 338.3333
60 | 2006002489 | 343 | 333
61 | 2006002489 | 338.3333 | 328.3333
62 | 2006002489 | 333.6667 | 323.6667
63 | 2006002489 | 329 | 319
64 | 2006002489 | 326 | 316
65 | 2006002489 | 323 | 313
66 | 2006002489 | 320 | 310
67 | 2006002489 | 318.3333 | 308.3333
68 | 2006002489 | 316.6667 | 306.6667
69 | 2006002489 | 315 | 305
70 | 2006002489 | 315.3333 | 305.3333
71 | 2006002489 | 315.6667 | 305.6667
72 | 2006002489 | 316 | 306
73 | 2006002489 | 316.3333 | 306.3333
74 | 2006002489 | 316.6667 | 306.6667
75 | 2006002489 | 317 | 307
76 | 2006002489 | 316.3333 | 306.3333
77 | 2006002489 | 315.6667 | 305.6667
78 | 2006002489 | 315 | 305
79 | 2006002489 | 314.6667 | 304.6667
80 | 2006002489 | 314.3333 | 304.3333
81 | 2006002489 | 314 | 304
82 | 2006002489 | 316.3333 | 306.3333
83 | 2006002489 | 318.6667 | 308.6667
84 | 2006002489 | 321 | 311
85 | 2006002489 | 323.3333 | 313.3333
86 | 2006002489 | 325.6667 | 315.6667
87 | 2006002489 | 328 | 318
88 | 2006002489 | 328.3333 | 318.3333
89 | 2006002489 | 328.6667 | 318.6667
90 | 2006002489 | 329 | 339
91 | 2006002489 | 329 | 339
92 | 2006002489 | 329 | 339
93 | 2006002489 | 329 | 339
94 | 2006002489 | 328.6667 | 338.6667
95 | 2006002489 | 328.3333 | 338.3333
96 | 2006002489 | 328 | 338
97 | 2006002489 | 327.6667 | 337.6667
98 | 2006002489 | 327.3333 | 337.3333
99 | 2006002489 | 327 | 337
100 | 2006002489 | 328.6667 | 338.6667
101 | 2006002489 | 330.3333 | 340.3333
102 | 2006002489 | 332 | 342
103 | 2006002489 | 334.3333 | 344.3333
104 | 2006002489 | 336.6667 | 346.6667
105 | 2006002489 | 339 | 349
106 | 2006002489 | 339.3333 | 349.3333
107 | 2006002489 | 339.6667 | 349.6667
108 | 2006002489 | 340 | 350
109 | 2006002489 | 342.3333 | 352.3333
110 | 2006002489 | 344.6667 | 354.6667
111 | 2006002489 | 347 | 357
112 | 2006002489 | 349.6667 | 359.6667
113 | 2006002489 | 352.3333 | 362.3333
114 | 2006002489 | 355 | 365
115 | 2006002489 | 360.3333 | 370.3333
116 | 2006002489 | 365.6667 | 375.6667
117 | 2006002489 | 371 | 381
118 | 2006002489 | 373.6667 | 383.6667
119 | 2006002489 | 376.3333 | 386.3333
120 | 2006002489 | 379 | 389
121 | 2006002489 | 383.3333 | 393.3333
122 | 2006002489 | 387.6667 | 377.6667
123 | 2006002489 | 392 | 382
124 | 2006002489 | 395.3333 | 385.3333
125 | 2006002489 | 398.6667 | 388.6667
126 | 2006002489 | 402 | 392
127 | 2006002489 | 404.3333 | 394.3333
128 | 2006002489 | 406.6667 | 396.6667
129 | 2006002489 | 409 | 399
130 | 2006002489 | 409 | 399
131 | 2006002489 | 409 | 399
132 | 2006002489 | 409 | 399
133 | 2006002489 | 408.3333 | 398.3333
134 | 2006002489 | 407.6667 | 397.6667
135 | 2006002489 | 407 | 397
136 | 2006002489 | 407 | 397
137 | 2006002489 | 407 | 397
138 | 2006002489 | 407 | 397
139 | 2006002489 | 407 | 397
140 | 2006002489 | 407 | 397
141 | 2006002489 | 407 | 397
142 | 2006002489 | 406 | 396
143 | 2006002489 | 405 | 395
0 | 2012010702 | 343 | 333
1 | 2012010702 | 344 | 334
2 | 2012010702 | 345 | 335
3 | 2012010702 | 346 | 336
4 | 2012010702 | 348 | 338
5 | 2012010702 | 350 | 340
6 | 2012010702 | 352 | 342
7 | 2012010702 | 353 | 343
8 | 2012010702 | 354 | 344
9 | 2012010702 | 355 | 345
10 | 2012010702 | 356.6667 | 346.6667
11 | 2012010702 | 358.3333 | 348.3333
12 | 2012010702 | 360 | 350
13 | 2012010702 | 363.6667 | 353.6667
14 | 2012010702 | 367.3333 | 357.3333
15 | 2012010702 | 371 | 361
16 | 2012010702 | 373.3333 | 363.3333
17 | 2012010702 | 375.6667 | 365.6667
18 | 2012010702 | 378 | 368
19 | 2012010702 | 378.6667 | 368.6667
20 | 2012010702 | 379.3333 | 369.3333
21 | 2012010702 | 380 | 370
22 | 2012010702 | 381.3333 | 371.3333
23 | 2012010702 | 382.6667 | 372.6667
24 | 2012010702 | 384 | 374
25 | 2012010702 | 385.3333 | 375.3333
26 | 2012010702 | 386.6667 | 376.6667
27 | 2012010702 | 388 | 378
28 | 2012010702 | 387 | 377
29 | 2012010702 | 386 | 376
30 | 2012010702 | 385 | 375
31 | 2012010702 | 383 | 373
32 | 2012010702 | 381 | 371
33 | 2012010702 | 379 | 369
34 | 2012010702 | 378.3333 | 368.3333
35 | 2012010702 | 377.6667 | 367.6667
36 | 2012010702 | 377 | 367
37 | 2012010702 | 377.3333 | 367.3333
38 | 2012010702 | 377.6667 | 367.6667
39 | 2012010702 | 378 | 368
40 | 2012010702 | 379.6667 | 369.6667
41 | 2012010702 | 381.3333 | 371.3333
42 | 2012010702 | 383 | 373
43 | 2012010702 | 385.3333 | 375.3333
44 | 2012010702 | 387.6667 | 377.6667
45 | 2012010702 | 390 | 380
46 | 2012010702 | 391.3333 | 381.3333
47 | 2012010702 | 392.6667 | 382.6667
48 | 2012010702 | 394 | 384
49 | 2012010702 | 393.3333 | 383.3333
50 | 2012010702 | 392.6667 | 382.6667
51 | 2012010702 | 392 | 382
52 | 2012010702 | 387.6667 | 377.6667
53 | 2012010702 | 383.3333 | 373.3333
54 | 2012010702 | 379 | 369
55 | 2012010702 | 372.3333 | 362.3333
56 | 2012010702 | 365.6667 | 355.6667
57 | 2012010702 | 359 | 349
58 | 2012010702 | 353.6667 | 343.6667
59 | 2012010702 | 348.3333 | 338.3333
60 | 2012010702 | 343 | 333
61 | 2012010702 | 338.3333 | 328.3333
62 | 2012010702 | 333.6667 | 323.6667
63 | 2012010702 | 329 | 319
64 | 2012010702 | 326 | 316
65 | 2012010702 | 323 | 313
66 | 2012010702 | 320 | 310
67 | 2012010702 | 318.3333 | 308.3333
68 | 2012010702 | 316.6667 | 306.6667
69 | 2012010702 | 315 | 305
70 | 2012010702 | 315.3333 | 305.3333
71 | 2012010702 | 315.6667 | 305.6667
72 | 2012010702 | 316 | 306
73 | 2012010702 | 316.3333 | 306.3333
74 | 2012010702 | 316.6667 | 306.6667
75 | 2012010702 | 317 | 307
76 | 2012010702 | 316.3333 | 306.3333
77 | 2012010702 | 315.6667 | 305.6667
78 | 2012010702 | 315 | 305
79 | 2012010702 | 314.6667 | 304.6667
80 | 2012010702 | 314.3333 | 304.3333
81 | 2012010702 | 314 | 304
82 | 2012010702 | 316.3333 | 306.3333
83 | 2012010702 | 318.6667 | 308.6667
84 | 2012010702 | 321 | 311
85 | 2012010702 | 323.3333 | 313.3333
86 | 2012010702 | 325.6667 | 315.6667
87 | 2012010702 | 328 | 318
88 | 2012010702 | 328.3333 | 318.3333
89 | 2012010702 | 328.6667 | 318.6667
90 | 2012010702 | 329 | 339
91 | 2012010702 | 329 | 339
92 | 2012010702 | 329 | 339
93 | 2012010702 | 329 | 339
94 | 2012010702 | 328.6667 | 338.6667
95 | 2012010702 | 328.3333 | 338.3333
96 | 2012010702 | 328 | 338
97 | 2012010702 | 327.6667 | 337.6667
98 | 2012010702 | 327.3333 | 337.3333
99 | 2012010702 | 327 | 337
100 | 2012010702 | 328.6667 | 338.6667
101 | 2012010702 | 330.3333 | 340.3333
102 | 2012010702 | 332 | 342
103 | 2012010702 | 334.3333 | 344.3333
104 | 2012010702 | 336.6667 | 346.6667
105 | 2012010702 | 339 | 349
106 | 2012010702 | 339.3333 | 349.3333
107 | 2012010702 | 339.6667 | 349.6667
108 | 2012010702 | 340 | 350
109 | 2012010702 | 342.3333 | 352.3333
110 | 2012010702 | 344.6667 | 354.6667
111 | 2012010702 | 347 | 357
112 | 2012010702 | 349.6667 | 359.6667
113 | 2012010702 | 352.3333 | 362.3333
114 | 2012010702 | 355 | 365
115 | 2012010702 | 360.3333 | 370.3333
116 | 2012010702 | 365.6667 | 375.6667
117 | 2012010702 | 371 | 381
118 | 2012010702 | 373.6667 | 383.6667
119 | 2012010702 | 376.3333 | 386.3333
120 | 2012010702 | 379 | 389
121 | 2012010702 | 383.3333 | 393.3333
122 | 2012010702 | 387.6667 | 377.6667
123 | 2012010702 | 392 | 382
124 | 2012010702 | 395.3333 | 385.3333
125 | 2012010702 | 398.6667 | 388.6667
126 | 2012010702 | 402 | 392
127 | 2012010702 | 404.3333 | 394.3333
128 | 2012010702 | 406.6667 | 396.6667
129 | 2012010702 | 409 | 399
130 | 2012010702 | 409 | 399
131 | 2012010702 | 409 | 399
132 | 2012010702 | 409 | 399
133 | 2012010702 | 408.3333 | 398.3333
134 | 2012010702 | 407.6667 | 397.6667
135 | 2012010702 | 407 | 397
136 | 2012010702 | 407 | 397
137 | 2012010702 | 407 | 397
138 | 2012010702 | 407 | 397
139 | 2012010702 | 407 | 397
140 | 2012010702 | 407 | 397
141 | 2012010702 | 407 | 397
142 | 2012010702 | 406 | 396
143 | 2012010702 | 405 | 395
0 | 2016004169 | 343 | 333
1 | 2016004169 | 344 | 334
2 | 2016004169 | 345 | 335
3 | 2016004169 | 346 | 336
4 | 2016004169 | 348 | 338
5 | 2016004169 | 350 | 340
6 | 2016004169 | 352 | 342
7 | 2016004169 | 353 | 343
8 | 2016004169 | 354 | 344
9 | 2016004169 | 355 | 345
10 | 2016004169 | 356.6667 | 346.6667
11 | 2016004169 | 358.3333 | 348.3333
12 | 2016004169 | 360 | 350
13 | 2016004169 | 363.6667 | 353.6667
14 | 2016004169 | 367.3333 | 357.3333
15 | 2016004169 | 371 | 361
16 | 2016004169 | 373.3333 | 363.3333
17 | 2016004169 | 375.6667 | 365.6667
18 | 2016004169 | 378 | 368
19 | 2016004169 | 378.6667 | 368.6667
20 | 2016004169 | 379.3333 | 369.3333
21 | 2016004169 | 380 | 370
22 | 2016004169 | 381.3333 | 371.3333
23 | 2016004169 | 382.6667 | 372.6667
24 | 2016004169 | 384 | 374
25 | 2016004169 | 385.3333 | 375.3333
26 | 2016004169 | 386.6667 | 376.6667
27 | 2016004169 | 388 | 378
28 | 2016004169 | 387 | 377
29 | 2016004169 | 386 | 376
30 | 2016004169 | 385 | 375
31 | 2016004169 | 383 | 373
32 | 2016004169 | 381 | 371
33 | 2016004169 | 379 | 369
34 | 2016004169 | 378.3333 | 368.3333
35 | 2016004169 | 377.6667 | 367.6667
36 | 2016004169 | 377 | 367
37 | 2016004169 | 377.3333 | 367.3333
38 | 2016004169 | 377.6667 | 367.6667
39 | 2016004169 | 378 | 368
40 | 2016004169 | 379.6667 | 369.6667
41 | 2016004169 | 381.3333 | 371.3333
42 | 2016004169 | 383 | 373
43 | 2016004169 | 385.3333 | 375.3333
44 | 2016004169 | 387.6667 | 377.6667
45 | 2016004169 | 390 | 380
46 | 2016004169 | 391.3333 | 381.3333
47 | 2016004169 | 392.6667 | 382.6667
48 | 2016004169 | 394 | 384
49 | 2016004169 | 393.3333 | 383.3333
50 | 2016004169 | 392.6667 | 382.6667
51 | 2016004169 | 392 | 382
52 | 2016004169 | 387.6667 | 377.6667
53 | 2016004169 | 383.3333 | 373.3333
54 | 2016004169 | 379 | 369
55 | 2016004169 | 372.3333 | 362.3333
56 | 2016004169 | 365.6667 | 355.6667
57 | 2016004169 | 359 | 349
58 | 2016004169 | 353.6667 | 343.6667
59 | 2016004169 | 348.3333 | 338.3333
60 | 2016004169 | 343 | 333
61 | 2016004169 | 338.3333 | 328.3333
62 | 2016004169 | 333.6667 | 323.6667
63 | 2016004169 | 329 | 319
64 | 2016004169 | 326 | 316
65 | 2016004169 | 323 | 313
66 | 2016004169 | 320 | 310
67 | 2016004169 | 318.3333 | 308.3333
68 | 2016004169 | 316.6667 | 306.6667
69 | 2016004169 | 315 | 305
70 | 2016004169 | 315.3333 | 305.3333
71 | 2016004169 | 315.6667 | 305.6667
72 | 2016004169 | 316 | 306
73 | 2016004169 | 316.3333 | 306.3333
74 | 2016004169 | 316.6667 | 306.6667
75 | 2016004169 | 317 | 307
76 | 2016004169 | 316.3333 | 306.3333
77 | 2016004169 | 315.6667 | 305.6667
78 | 2016004169 | 315 | 305
79 | 2016004169 | 314.6667 | 304.6667
80 | 2016004169 | 314.3333 | 304.3333
81 | 2016004169 | 314 | 304
82 | 2016004169 | 316.3333 | 306.3333
83 | 2016004169 | 318.6667 | 308.6667
84 | 2016004169 | 321 | 311
85 | 2016004169 | 323.3333 | 313.3333
86 | 2016004169 | 325.6667 | 315.6667
87 | 2016004169 | 328 | 318
88 | 2016004169 | 328.3333 | 318.3333
89 | 2016004169 | 328.6667 | 318.6667
90 | 2016004169 | 329 | 339
91 | 2016004169 | 329 | 339
92 | 2016004169 | 329 | 339
93 | 2016004169 | 329 | 339
94 | 2016004169 | 328.6667 | 338.6667
95 | 2016004169 | 328.3333 | 338.3333
96 | 2016004169 | 328 | 338
97 | 2016004169 | 327.6667 | 337.6667
98 | 2016004169 | 327.3333 | 337.3333
99 | 2016004169 | 327 | 337
100 | 2016004169 | 328.6667 | 338.6667
101 | 2016004169 | 330.3333 | 340.3333
102 | 2016004169 | 332 | 342
103 | 2016004169 | 334.3333 | 344.3333
104 | 2016004169 | 336.6667 | 346.6667
105 | 2016004169 | 339 | 349
106 | 2016004169 | 339.3333 | 349.3333
107 | 2016004169 | 339.6667 | 349.6667
108 | 2016004169 | 340 | 350
109 | 2016004169 | 342.3333 | 352.3333
110 | 2016004169 | 344.6667 | 354.6667
111 | 2016004169 | 347 | 357
112 | 2016004169 | 349.6667 | 359.6667
113 | 2016004169 | 352.3333 | 362.3333
114 | 2016004169 | 355 | 365
115 | 2016004169 | 360.3333 | 370.3333
116 | 2016004169 | 365.6667 | 375.6667
117 | 2016004169 | 371 | 381
118 | 2016004169 | 373.6667 | 383.6667
119 | 2016004169 | 376.3333 | 386.3333
120 | 2016004169 | 379 | 389
121 | 2016004169 | 383.3333 | 393.3333
122 | 2016004169 | 387.6667 | 377.6667
123 | 2016004169 | 392 | 382
124 | 2016004169 | 395.3333 | 385.3333
125 | 2016004169 | 398.6667 | 388.6667
126 | 2016004169 | 402 | 392
127 | 2016004169 | 404.3333 | 394.3333
128 | 2016004169 | 406.6667 | 396.6667
129 | 2016004169 | 409 | 399
130 | 2016004169 | 409 | 399
131 | 2016004169 | 409 | 399
132 | 2016004169 | 409 | 399
133 | 2016004169 | 408.3333 | 398.3333
134 | 2016004169 | 407.6667 | 397.6667
135 | 2016004169 | 407 | 397
136 | 2016004169 | 407 | 397
137 | 2016004169 | 407 | 397
138 | 2016004169 | 407 | 397
139 | 2016004169 | 407 | 397
140 | 2016004169 | 407 | 397
141 | 2016004169 | 407 | 397
142 | 2016004169 | 406 | 396
143 | 2016004169 | 405 | 395
0 | 2003000573 | 343 | 333
1 | 2003000573 | 344 | 334
2 | 2003000573 | 345 | 335
3 | 2003000573 | 346 | 336
4 | 2003000573 | 348 | 338
5 | 2003000573 | 350 | 340
6 | 2003000573 | 352 | 342
7 | 2003000573 | 353 | 343
8 | 2003000573 | 354 | 344
9 | 2003000573 | 355 | 345
10 | 2003000573 | 356.6667 | 346.6667
11 | 2003000573 | 358.3333 | 348.3333
12 | 2003000573 | 360 | 350
13 | 2003000573 | 363.6667 | 353.6667
14 | 2003000573 | 367.3333 | 357.3333
15 | 2003000573 | 371 | 361
16 | 2003000573 | 373.3333 | 363.3333
17 | 2003000573 | 375.6667 | 365.6667
18 | 2003000573 | 378 | 368
19 | 2003000573 | 378.6667 | 368.6667
20 | 2003000573 | 379.3333 | 369.3333
21 | 2003000573 | 380 | 370
22 | 2003000573 | 381.3333 | 371.3333
23 | 2003000573 | 382.6667 | 372.6667
24 | 2003000573 | 384 | 374
25 | 2003000573 | 385.3333 | 375.3333
26 | 2003000573 | 386.6667 | 376.6667
27 | 2003000573 | 388 | 378
28 | 2003000573 | 387 | 377
29 | 2003000573 | 386 | 376
30 | 2003000573 | 385 | 375
31 | 2003000573 | 383 | 373
32 | 2003000573 | 381 | 371
33 | 2003000573 | 379 | 369
34 | 2003000573 | 378.3333 | 368.3333
35 | 2003000573 | 377.6667 | 367.6667
36 | 2003000573 | 377 | 367
37 | 2003000573 | 377.3333 | 367.3333
38 | 2003000573 | 377.6667 | 367.6667
39 | 2003000573 | 378 | 368
40 | 2003000573 | 379.6667 | 369.6667
41 | 2003000573 | 381.3333 | 371.3333
42 | 2003000573 | 383 | 373
43 | 2003000573 | 385.3333 | 375.3333
44 | 2003000573 | 387.6667 | 377.6667
45 | 2003000573 | 390 | 380
46 | 2003000573 | 391.3333 | 381.3333
47 | 2003000573 | 392.6667 | 382.6667
48 | 2003000573 | 394 | 384
49 | 2003000573 | 393.3333 | 383.3333
50 | 2003000573 | 392.6667 | 382.6667
51 | 2003000573 | 392 | 382
52 | 2003000573 | 387.6667 | 377.6667
53 | 2003000573 | 383.3333 | 373.3333
54 | 2003000573 | 379 | 369
55 | 2003000573 | 372.3333 | 362.3333
56 | 2003000573 | 365.6667 | 355.6667
57 | 2003000573 | 359 | 349
58 | 2003000573 | 353.6667 | 343.6667
59 | 2003000573 | 348.3333 | 338.3333
60 | 2003000573 | 343 | 333
61 | 2003000573 | 338.3333 | 328.3333
62 | 2003000573 | 333.6667 | 323.6667
63 | 2003000573 | 329 | 319
64 | 2003000573 | 326 | 316
65 | 2003000573 | 323 | 313
66 | 2003000573 | 320 | 310
67 | 2003000573 | 318.3333 | 308.3333
68 | 2003000573 | 316.6667 | 306.6667
69 | 2003000573 | 315 | 305
70 | 2003000573 | 315.3333 | 305.3333
71 | 2003000573 | 315.6667 | 305.6667
72 | 2003000573 | 316 | 306
73 | 2003000573 | 316.3333 | 306.3333
74 | 2003000573 | 316.6667 | 306.6667
75 | 2003000573 | 317 | 307
76 | 2003000573 | 316.3333 | 306.3333
77 | 2003000573 | 315.6667 | 305.6667
78 | 2003000573 | 315 | 305
79 | 2003000573 | 314.6667 | 304.6667
80 | 2003000573 | 314.3333 | 304.3333
81 | 2003000573 | 314 | 304
82 | 2003000573 | 316.3333 | 306.3333
83 | 2003000573 | 318.6667 | 308.6667
84 | 2003000573 | 321 | 311
85 | 2003000573 | 323.3333 | 313.3333
86 | 2003000573 | 325.6667 | 315.6667
87 | 2003000573 | 328 | 318
88 | 2003000573 | 328.3333 | 318.3333
89 | 2003000573 | 328.6667 | 318.6667
90 | 2003000573 | 329 | 339
91 | 2003000573 | 329 | 339
92 | 2003000573 | 329 | 339
93 | 2003000573 | 329 | 339
94 | 2003000573 | 328.6667 | 338.6667
95 | 2003000573 | 328.3333 | 338.3333
96 | 2003000573 | 328 | 338
97 | 2003000573 | 327.6667 | 337.6667
98 | 2003000573 | 327.3333 | 337.3333
99 | 2003000573 | 327 | 337
100 | 2003000573 | 328.6667 | 338.6667
101 | 2003000573 | 330.3333 | 340.3333
102 | 2003000573 | 332 | 342
103 | 2003000573 | 334.3333 | 344.3333
104 | 2003000573 | 336.6667 | 346.6667
105 | 2003000573 | 339 | 349
106 | 2003000573 | 339.3333 | 349.3333
107 | 2003000573 | 339.6667 | 349.6667
108 | 2003000573 | 340 | 350
109 | 2003000573 | 342.3333 | 352.3333
110 | 2003000573 | 344.6667 | 354.6667
111 | 2003000573 | 347 | 357
112 | 2003000573 | 349.6667 | 359.6667
113 | 2003000573 | 352.3333 | 362.3333
114 | 2003000573 | 355 | 365
115 | 2003000573 | 360.3333 | 370.3333
116 | 2003000573 | 365.6667 | 375.6667
117 | 2003000573 | 371 | 381
118 | 2003000573 | 373.6667 | 383.6667
119 | 2003000573 | 376.3333 | 386.3333
120 | 2003000573 | 379 | 389
121 | 2003000573 | 383.3333 | 393.3333
122 | 2003000573 | 387.6667 | 377.6667
123 | 2003000573 | 392 | 382
124 | 2003000573 | 395.3333 | 385.3333
125 | 2003000573 | 398.6667 | 388.6667
126 | 2003000573 | 402 | 392
127 | 2003000573 | 404.3333 | 394.3333
128 | 2003000573 | 406.6667 | 396.6667
129 | 2003000573 | 409 | 399
130 | 2003000573 | 409 | 399
131 | 2003000573 | 409 | 399
132 | 2003000573 | 409 | 399
133 | 2003000573 | 408.3333 | 398.3333
134 | 2003000573 | 407.6667 | 397.6667
135 | 2003000573 | 407 | 397
136 | 2003000573 | 407 | 397
137 | 2003000573 | 407 | 397
138 | 2003000573 | 407 | 397
139 | 2003000573 | 407 | 397
140 | 2003000573 | 407 | 397
141 | 2003000573 | 407 | 397
142 | 2003000573 | 406 | 396
143 | 2003000573 | 405 | 395
0 | 2007006818 | 343 | 333
1 | 2007006818 | 344 | 334
2 | 2007006818 | 345 | 335
3 | 2007006818 | 346 | 336
4 | 2007006818 | 348 | 338
5 | 2007006818 | 350 | 340
6 | 2007006818 | 352 | 342
7 | 2007006818 | 353 | 343
8 | 2007006818 | 354 | 344
9 | 2007006818 | 355 | 345
10 | 2007006818 | 356.6667 | 346.6667
11 | 2007006818 | 358.3333 | 348.3333
12 | 2007006818 | 360 | 350
13 | 2007006818 | 363.6667 | 353.6667
14 | 2007006818 | 367.3333 | 357.3333
15 | 2007006818 | 371 | 361
16 | 2007006818 | 373.3333 | 363.3333
17 | 2007006818 | 375.6667 | 365.6667
18 | 2007006818 | 378 | 368
19 | 2007006818 | 378.6667 | 368.6667
20 | 2007006818 | 379.3333 | 369.3333
21 | 2007006818 | 380 | 370
22 | 2007006818 | 381.3333 | 371.3333
23 | 2007006818 | 382.6667 | 372.6667
24 | 2007006818 | 384 | 374
25 | 2007006818 | 385.3333 | 375.3333
26 | 2007006818 | 386.6667 | 376.6667
27 | 2007006818 | 388 | 378
28 | 2007006818 | 387 | 377
29 | 2007006818 | 386 | 376
30 | 2007006818 | 385 | 375
31 | 2007006818 | 383 | 373
32 | 2007006818 | 381 | 371
33 | 2007006818 | 379 | 369
34 | 2007006818 | 378.3333 | 368.3333
35 | 2007006818 | 377.6667 | 367.6667
36 | 2007006818 | 377 | 367
37 | 2007006818 | 377.3333 | 367.3333
38 | 2007006818 | 377.6667 | 367.6667
39 | 2007006818 | 378 | 368
40 | 2007006818 | 379.6667 | 369.6667
41 | 2007006818 | 381.3333 | 371.3333
42 | 2007006818 | 383 | 373
43 | 2007006818 | 385.3333 | 375.3333
44 | 2007006818 | 387.6667 | 377.6667
45 | 2007006818 | 390 | 380
46 | 2007006818 | 391.3333 | 381.3333
47 | 2007006818 | 392.6667 | 382.6667
48 | 2007006818 | 394 | 384
49 | 2007006818 | 393.3333 | 383.3333
50 | 2007006818 | 392.6667 | 382.6667
51 | 2007006818 | 392 | 382
52 | 2007006818 | 387.6667 | 377.6667
53 | 2007006818 | 383.3333 | 373.3333
54 | 2007006818 | 379 | 369
55 | 2007006818 | 372.3333 | 362.3333
56 | 2007006818 | 365.6667 | 355.6667
57 | 2007006818 | 359 | 349
58 | 2007006818 | 353.6667 | 343.6667
59 | 2007006818 | 348.3333 | 338.3333
60 | 2007006818 | 343 | 333
61 | 2007006818 | 338.3333 | 328.3333
62 | 2007006818 | 333.6667 | 323.6667
63 | 2007006818 | 329 | 319
64 | 2007006818 | 326 | 316
65 | 2007006818 | 323 | 313
66 | 2007006818 | 320 | 310
67 | 2007006818 | 318.3333 | 308.3333
68 | 2007006818 | 316.6667 | 306.6667
69 | 2007006818 | 315 | 305
70 | 2007006818 | 315.3333 | 305.3333
71 | 2007006818 | 315.6667 | 305.6667
72 | 2007006818 | 316 | 306
73 | 2007006818 | 316.3333 | 306.3333
74 | 2007006818 | 316.6667 | 306.6667
75 | 2007006818 | 317 | 307
76 | 2007006818 | 316.3333 | 306.3333
77 | 2007006818 | 315.6667 | 305.6667
78 | 2007006818 | 315 | 305
79 | 2007006818 | 314.6667 | 304.6667
80 | 2007006818 | 314.3333 | 304.3333
81 | 2007006818 | 314 | 304
82 | 2007006818 | 316.3333 | 306.3333
83 | 2007006818 | 318.6667 | 308.6667
84 | 2007006818 | 321 | 311
85 | 2007006818 | 323.3333 | 313.3333
86 | 2007006818 | 325.6667 | 315.6667
87 | 2007006818 | 328 | 318
88 | 2007006818 | 328.3333 | 318.3333
89 | 2007006818 | 328.6667 | 318.6667
90 | 2007006818 | 329 | 339
91 | 2007006818 | 329 | 339
92 | 2007006818 | 329 | 339
93 | 2007006818 | 329 | 339
94 | 2007006818 | 328.6667 | 338.6667
95 | 2007006818 | 328.3333 | 338.3333
96 | 2007006818 | 328 | 338
97 | 2007006818 | 327.6667 | 337.6667
98 | 2007006818 | 327.3333 | 337.3333
99 | 2007006818 | 327 | 337
100 | 2007006818 | 328.6667 | 338.6667
101 | 2007006818 | 330.3333 | 340.3333
102 | 2007006818 | 332 | 342
103 | 2007006818 | 334.3333 | 344.3333
104 | 2007006818 | 336.6667 | 346.6667
105 | 2007006818 | 339 | 349
106 | 2007006818 | 339.3333 | 349.3333
107 | 2007006818 | 339.6667 | 349.6667
108 | 2007006818 | 340 | 350
109 | 2007006818 | 342.3333 | 352.3333
110 | 2007006818 | 344.6667 | 354.6667
111 | 2007006818 | 347 | 357
112 | 2007006818 | 349.6667 | 359.6667
113 | 2007006818 | 352.3333 | 362.3333
114 | 2007006818 | 355 | 365
115 | 2007006818 | 360.3333 | 370.3333
116 | 2007006818 | 365.6667 | 375.6667
117 | 2007006818 | 371 | 381
118 | 2007006818 | 373.6667 | 383.6667
119 | 2007006818 | 376.3333 | 386.3333
120 | 2007006818 | 379 | 389
121 | 2007006818 | 383.3333 | 393.3333
122 | 2007006818 | 387.6667 | 377.6667
123 | 2007006818 | 392 | 382
124 | 2007006818 | 395.3333 | 385.3333
125 | 2007006818 | 398.6667 | 388.6667
126 | 2007006818 | 402 | 392
127 | 2007006818 | 404.3333 | 394.3333
128 | 2007006818 | 406.6667 | 396.6667
129 | 2007006818 | 409 | 399
130 | 2007006818 | 409 | 399
131 | 2007006818 | 409 | 399
132 | 2007006818 | 409 | 399
133 | 2007006818 | 408.3333 | 398.3333
134 | 2007006818 | 407.6667 | 397.6667
135 | 2007006818 | 407 | 397
136 | 2007006818 | 407 | 397
137 | 2007006818 | 407 | 397
138 | 2007006818 | 407 | 397
139 | 2007006818 | 407 | 397
140 | 2007006818 | 407 | 397
141 | 2007006818 | 407 | 397
142 | 2007006818 | 406 | 396
143 | 2007006818 | 405 | 395
0 | 2005003379 | 343 | 333
1 | 2005003379 | 344 | 334
2 | 2005003379 | 345 | 335
3 | 2005003379 | 346 | 336
4 | 2005003379 | 348 | 338
5 | 2005003379 | 350 | 340
6 | 2005003379 | 352 | 342
7 | 2005003379 | 353 | 343
8 | 2005003379 | 354 | 344
9 | 2005003379 | 355 | 345
10 | 2005003379 | 356.6667 | 346.6667
11 | 2005003379 | 358.3333 | 348.3333
12 | 2005003379 | 360 | 350
13 | 2005003379 | 363.6667 | 353.6667
14 | 2005003379 | 367.3333 | 357.3333
15 | 2005003379 | 371 | 361
16 | 2005003379 | 373.3333 | 363.3333
17 | 2005003379 | 375.6667 | 365.6667
18 | 2005003379 | 378 | 368
19 | 2005003379 | 378.6667 | 368.6667
20 | 2005003379 | 379.3333 | 369.3333
21 | 2005003379 | 380 | 370
22 | 2005003379 | 381.3333 | 371.3333
23 | 2005003379 | 382.6667 | 372.6667
24 | 2005003379 | 384 | 374
25 | 2005003379 | 385.3333 | 375.3333
26 | 2005003379 | 386.6667 | 376.6667
27 | 2005003379 | 388 | 378
28 | 2005003379 | 387 | 377
29 | 2005003379 | 386 | 376
30 | 2005003379 | 385 | 375
31 | 2005003379 | 383 | 373
32 | 2005003379 | 381 | 371
33 | 2005003379 | 379 | 369
34 | 2005003379 | 378.3333 | 368.3333
35 | 2005003379 | 377.6667 | 367.6667
36 | 2005003379 | 377 | 367
37 | 2005003379 | 377.3333 | 367.3333
38 | 2005003379 | 377.6667 | 367.6667
39 | 2005003379 | 378 | 368
40 | 2005003379 | 379.6667 | 369.6667
41 | 2005003379 | 381.3333 | 371.3333
42 | 2005003379 | 383 | 373
43 | 2005003379 | 385.3333 | 375.3333
44 | 2005003379 | 387.6667 | 377.6667
45 | 2005003379 | 390 | 380
46 | 2005003379 | 391.3333 | 381.3333
47 | 2005003379 | 392.6667 | 382.6667
48 | 2005003379 | 394 | 384
49 | 2005003379 | 393.3333 | 383.3333
50 | 2005003379 | 392.6667 | 382.6667
51 | 2005003379 | 392 | 382
52 | 2005003379 | 387.6667 | 377.6667
53 | 2005003379 | 383.3333 | 373.3333
54 | 2005003379 | 379 | 369
55 | 2005003379 | 372.3333 | 362.3333
56 | 2005003379 | 365.6667 | 355.6667
57 | 2005003379 | 359 | 349
58 | 2005003379 | 353.6667 | 343.6667
59 | 2005003379 | 348.3333 | 338.3333
60 | 2005003379 | 343 | 333
61 | 2005003379 | 338.3333 | 328.3333
62 | 2005003379 | 333.6667 | 323.6667
63 | 2005003379 | 329 | 319
64 | 2005003379 | 326 | 316
65 | 2005003379 | 323 | 313
66 | 2005003379 | 320 | 310
67 | 2005003379 | 318.3333 | 308.3333
68 | 2005003379 | 316.6667 | 306.6667
69 | 2005003379 | 315 | 305
70 | 2005003379 | 315.3333 | 305.3333
71 | 2005003379 | 315.6667 | 305.6667
72 | 2005003379 | 316 | 306
73 | 2005003379 | 316.3333 | 306.3333
74 | 2005003379 | 316.6667 | 306.6667
75 | 2005003379 | 317 | 307
76 | 2005003379 | 316.3333 | 306.3333
77 | 2005003379 | 315.6667 | 305.6667
78 | 2005003379 | 315 | 305
79 | 2005003379 | 314.6667 | 304.6667
80 | 2005003379 | 314.3333 | 304.3333
81 | 2005003379 | 314 | 304
82 | 2005003379 | 316.3333 | 306.3333
83 | 2005003379 | 318.6667 | 308.6667
84 | 2005003379 | 321 | 311
85 | 2005003379 | 323.3333 | 313.3333
86 | 2005003379 | 325.6667 | 315.6667
87 | 2005003379 | 328 | 318
88 | 2005003379 | 328.3333 | 318.3333
89 | 2005003379 | 328.6667 | 318.6667
90 | 2005003379 | 329 | 339
91 | 2005003379 | 329 | 339
92 | 2005003379 | 329 | 339
93 | 2005003379 | 329 | 339
94 | 2005003379 | 328.6667 | 338.6667
95 | 2005003379 | 328.3333 | 338.3333
96 | 2005003379 | 328 | 338
97 | 2005003379 | 327.6667 | 337.6667
98 | 2005003379 | 327.3333 | 337.3333
99 | 2005003379 | 327 | 337
100 | 2005003379 | 328.6667 | 338.6667
101 | 2005003379 | 330.3333 | 340.3333
102 | 2005003379 | 332 | 342
103 | 2005003379 | 334.3333 | 344.3333
104 | 2005003379 | 336.6667 | 346.6667
105 | 2005003379 | 339 | 349
106 | 2005003379 | 339.3333 | 349.3333
107 | 2005003379 | 339.6667 | 349.6667
108 | 2005003379 | 340 | 350
109 | 2005003379 | 342.3333 | 352.3333
110 | 2005003379 | 344.6667 | 354.6667
111 | 2005003379 | 347 | 357
112 | 2005003379 | 349.6667 | 359.6667
113 | 2005003379 | 352.3333 | 362.3333
114 | 2005003379 | 355 | 365
115 | 2005003379 | 360.3333 | 370.3333
116 | 2005003379 | 365.6667 | 375.6667
117 | 2005003379 | 371 | 381
118 | 2005003379 | 373.6667 | 383.6667
119 | 2005003379 | 376.3333 | 386.3333
120 | 2005003379 | 379 | 389
121 | 2005003379 | 383.3333 | 393.3333
122 | 2005003379 | 387.6667 | 377.6667
123 | 2005003379 | 392 | 382
124 | 2005003379 | 395.3333 | 385.3333
125 | 2005003379 | 398.6667 | 388.6667
126 | 2005003379 | 402 | 392
127 | 2005003379 | 404.3333 | 394.3333
128 | 2005003379 | 406.6667 | 396.6667
129 | 2005003379 | 409 | 399
130 | 2005003379 | 409 | 399
131 | 2005003379 | 409 | 399
132 | 2005003379 | 409 | 399
133 | 2005003379 | 408.3333 | 398.3333
134 | 2005003379 | 407.6667 | 397.6667
135 | 2005003379 | 407 | 397
136 | 2005003379 | 407 | 397
137 | 2005003379 | 407 | 397
138 | 2005003379 | 407 | 397
139 | 2005003379 | 407 | 397
140 | 2005003379 | 407 | 397
141 | 2005003379 | 407 | 397
142 | 2005003379 | 406 | 396
143 | 2005003379 | 405 | 395
0 | 2009004572 | 343 | 333
1 | 2009004572 | 344 | 334
2 | 2009004572 | 345 | 335
3 | 2009004572 | 346 | 336
4 | 2009004572 | 348 | 338
5 | 2009004572 | 350 | 340
6 | 2009004572 | 352 | 342
7 | 2009004572 | 353 | 343
8 | 2009004572 | 354 | 344
9 | 2009004572 | 355 | 345
10 | 2009004572 | 356.6667 | 346.6667
11 | 2009004572 | 358.3333 | 348.3333
12 | 2009004572 | 360 | 350
13 | 2009004572 | 363.6667 | 353.6667
14 | 2009004572 | 367.3333 | 357.3333
15 | 2009004572 | 371 | 361
16 | 2009004572 | 373.3333 | 363.3333
17 | 2009004572 | 375.6667 | 365.6667
18 | 2009004572 | 378 | 368
19 | 2009004572 | 378.6667 | 368.6667
20 | 2009004572 | 379.3333 | 369.3333
21 | 2009004572 | 380 | 370
22 | 2009004572 | 381.3333 | 371.3333
23 | 2009004572 | 382.6667 | 372.6667
24 | 2009004572 | 384 | 374
25 | 2009004572 | 385.3333 | 375.3333
26 | 2009004572 | 386.6667 | 376.6667
27 | 2009004572 | 388 | 378
28 | 2009004572 | 387 | 377
29 | 2009004572 | 386 | 376
30 | 2009004572 | 385 | 375
31 | 2009004572 | 383 | 373
32 | 2009004572 | 381 | 371
33 | 2009004572 | 379 | 369
34 | 2009004572 | 378.3333 | 368.3333
35 | 2009004572 | 377.6667 | 367.6667
36 | 2009004572 | 377 | 367
37 | 2009004572 | 377.3333 | 367.3333
38 | 2009004572 | 377.6667 | 367.6667
39 | 2009004572 | 378 | 368
40 | 2009004572 | 379.6667 | 369.6667
41 | 2009004572 | 381.3333 | 371.3333
42 | 2009004572 | 383 | 373
43 | 2009004572 | 385.3333 | 375.3333
44 | 2009004572 | 387.6667 | 377.6667
45 | 2009004572 | 390 | 380
46 | 2009004572 | 391.3333 | 381.3333
47 | 2009004572 | 392.6667 | 382.6667
48 | 2009004572 | 394 | 384
49 | 2009004572 | 393.3333 | 383.3333
50 | 2009004572 | 392.6667 | 382.6667
51 | 2009004572 | 392 | 382
52 | 2009004572 | 387.6667 | 377.6667
53 | 2009004572 | 383.3333 | 373.3333
54 | 2009004572 | 379 | 369
55 | 2009004572 | 372.3333 | 362.3333
56 | 2009004572 | 365.6667 | 355.6667
57 | 2009004572 | 359 | 349
58 | 2009004572 | 353.6667 | 343.6667
59 | 2009004572 | 348.3333 | 338.3333
60 | 2009004572 | 343 | 333
61 | 2009004572 | 338.3333 | 328.3333
62 | 2009004572 | 333.6667 | 323.6667
63 | 2009004572 | 329 | 319
64 | 2009004572 | 326 | 316
65 | 2009004572 | 323 | 313
66 | 2009004572 | 320 | 310
67 | 2009004572 | 318.3333 | 308.3333
68 | 2009004572 | 316.6667 | 306.6667
69 | 2009004572 | 315 | 305
70 | 2009004572 | 315.3333 | 305.3333
71 | 2009004572 | 315.6667 | 305.6667
72 | 2009004572 | 316 | 306
73 | 2009004572 | 316.3333 | 306.3333
74 | 2009004572 | 316.6667 | 306.6667
75 | 2009004572 | 317 | 307
76 | 2009004572 | 316.3333 | 306.3333
77 | 2009004572 | 315.6667 | 305.6667
78 | 2009004572 | 315 | 305
79 | 2009004572 | 314.6667 | 304.6667
80 | 2009004572 | 314.3333 | 304.3333
81 | 2009004572 | 314 | 304
82 | 2009004572 | 316.3333 | 306.3333
83 | 2009004572 | 318.6667 | 308.6667
84 | 2009004572 | 321 | 311
85 | 2009004572 | 323.3333 | 313.3333
86 | 2009004572 | 325.6667 | 315.6667
87 | 2009004572 | 328 | 318
88 | 2009004572 | 328.3333 | 318.3333
89 | 2009004572 | 328.6667 | 318.6667
90 | 2009004572 | 329 | 339
91 | 2009004572 | 329 | 339
92 | 2009004572 | 329 | 339
93 | 2009004572 | 329 | 339
94 | 2009004572 | 328.6667 | 338.6667
95 | 2009004572 | 328.3333 | 338.3333
96 | 2009004572 | 328 | 338
97 | 2009004572 | 327.6667 | 337.6667
98 | 2009004572 | 327.3333 | 337.3333
99 | 2009004572 | 327 | 337
100 | 2009004572 | 328.6667 | 338.6667
101 | 2009004572 | 330.3333 | 340.3333
102 | 2009004572 | 332 | 342
103 | 2009004572 | 334.3333 | 344.3333
104 | 2009004572 | 336.6667 | 346.6667
105 | 2009004572 | 339 | 349
106 | 2009004572 | 339.3333 | 349.3333
107 | 2009004572 | 339.6667 | 349.6667
108 | 2009004572 | 340 | 350
109 | 2009004572 | 342.3333 | 352.3333
110 | 2009004572 | 344.6667 | 354.6667
111 | 2009004572 | 347 | 357
112 | 2009004572 | 349.6667 | 359.6667
113 | 2009004572 | 352.3333 | 362.3333
114 | 2009004572 | 355 | 365
115 | 2009004572 | 360.3333 | 370.3333
116 | 2009004572 | 365.6667 | 375.6667
117 | 2009004572 | 371 | 381
118 | 2009004572 | 373.6667 | 383.6667
119 | 2009004572 | 376.3333 | 386.3333
120 | 2009004572 | 379 | 389
121 | 2009004572 | 383.3333 | 393.3333
122 | 2009004572 | 387.6667 | 377.6667
123 | 2009004572 | 392 | 382
124 | 2009004572 | 395.3333 | 385.3333
125 | 2009004572 | 398.6667 | 388.6667
126 | 2009004572 | 402 | 392
127 | 2009004572 | 404.3333 | 394.3333
128 | 2009004572 | 406.6667 | 396.6667
129 | 2009004572 | 409 | 399
130 | 2009004572 | 409 | 399
131 | 2009004572 | 409 | 399
132 | 2009004572 | 409 | 399
133 | 2009004572 | 408.3333 | 398.3333
134 | 2009004572 | 407.6667 | 397.6667
135 | 2009004572 | 407 | 397
136 | 2009004572 | 407 | 397
137 | 2009004572 | 407 | 397
138 | 2009004572 | 407 | 397
139 | 2009004572 | 407 | 397
140 | 2009004572 | 407 | 397
141 | 2009004572 | 407 | 397
142 | 2009004572 | 406 | 396
143 | 2009004572 | 405 | 395
0 | 2009001914 | 343 | 333
1 | 2009001914 | 344 | 334
2 | 2009001914 | 345 | 335
3 | 2009001914 | 346 | 336
4 | 2009001914 | 348 | 338
5 | 2009001914 | 350 | 340
6 | 2009001914 | 352 | 342
7 | 2009001914 | 353 | 343
8 | 2009001914 | 354 | 344
9 | 2009001914 | 355 | 345
10 | 2009001914 | 356.6667 | 346.6667
11 | 2009001914 | 358.3333 | 348.3333
12 | 2009001914 | 360 | 350
13 | 2009001914 | 363.6667 | 353.6667
14 | 2009001914 | 367.3333 | 357.3333
15 | 2009001914 | 371 | 361
16 | 2009001914 | 373.3333 | 363.3333
17 | 2009001914 | 375.6667 | 365.6667
18 | 2009001914 | 378 | 368
19 | 2009001914 | 378.6667 | 368.6667
20 | 2009001914 | 379.3333 | 369.3333
21 | 2009001914 | 380 | 370
22 | 2009001914 | 381.3333 | 371.3333
23 | 2009001914 | 382.6667 | 372.6667
24 | 2009001914 | 384 | 374
25 | 2009001914 | 385.3333 | 375.3333
26 | 2009001914 | 386.6667 | 376.6667
27 | 2009001914 | 388 | 378
28 | 2009001914 | 387 | 377
29 | 2009001914 | 386 | 376
30 | 2009001914 | 385 | 375
31 | 2009001914 | 383 | 373
32 | 2009001914 | 381 | 371
33 | 2009001914 | 379 | 369
34 | 2009001914 | 378.3333 | 368.3333
35 | 2009001914 | 377.6667 | 367.6667
36 | 2009001914 | 377 | 367
37 | 2009001914 | 377.3333 | 367.3333
38 | 2009001914 | 377.6667 | 367.6667
39 | 2009001914 | 378 | 368
40 | 2009001914 | 379.6667 | 369.6667
41 | 2009001914 | 381.3333 | 371.3333
42 | 2009001914 | 383 | 373
43 | 2009001914 | 385.3333 | 375.3333
44 | 2009001914 | 387.6667 | 377.6667
45 | 2009001914 | 390 | 380
46 | 2009001914 | 391.3333 | 381.3333
47 | 2009001914 | 392.6667 | 382.6667
48 | 2009001914 | 394 | 384
49 | 2009001914 | 393.3333 | 383.3333
50 | 2009001914 | 392.6667 | 382.6667
51 | 2009001914 | 392 | 382
52 | 2009001914 | 387.6667 | 377.6667
53 | 2009001914 | 383.3333 | 373.3333
54 | 2009001914 | 379 | 369
55 | 2009001914 | 372.3333 | 362.3333
56 | 2009001914 | 365.6667 | 355.6667
57 | 2009001914 | 359 | 349
58 | 2009001914 | 353.6667 | 343.6667
59 | 2009001914 | 348.3333 | 338.3333
60 | 2009001914 | 343 | 333
61 | 2009001914 | 338.3333 | 328.3333
62 | 2009001914 | 333.6667 | 323.6667
63 | 2009001914 | 329 | 319
64 | 2009001914 | 326 | 316
65 | 2009001914 | 323 | 313
66 | 2009001914 | 320 | 310
67 | 2009001914 | 318.3333 | 308.3333
68 | 2009001914 | 316.6667 | 306.6667
69 | 2009001914 | 315 | 305
70 | 2009001914 | 315.3333 | 305.3333
71 | 2009001914 | 315.6667 | 305.6667
72 | 2009001914 | 316 | 306
73 | 2009001914 | 316.3333 | 306.3333
74 | 2009001914 | 316.6667 | 306.6667
75 | 2009001914 | 317 | 307
76 | 2009001914 | 316.3333 | 306.3333
77 | 2009001914 | 315.6667 | 305.6667
78 | 2009001914 | 315 | 305
79 | 2009001914 | 314.6667 | 304.6667
80 | 2009001914 | 314.3333 | 304.3333
81 | 2009001914 | 314 | 304
82 | 2009001914 | 316.3333 | 306.3333
83 | 2009001914 | 318.6667 | 308.6667
84 | 2009001914 | 321 | 311
85 | 2009001914 | 323.3333 | 313.3333
86 | 2009001914 | 325.6667 | 315.6667
87 | 2009001914 | 328 | 318
88 | 2009001914 | 328.3333 | 318.3333
89 | 2009001914 | 328.6667 | 318.6667
90 | 2009001914 | 329 | 339
91 | 2009001914 | 329 | 339
92 | 2009001914 | 329 | 339
93 | 2009001914 | 329 | 339
94 | 2009001914 | 328.6667 | 338.6667
95 | 2009001914 | 328.3333 | 338.3333
96 | 2009001914 | 328 | 338
97 | 2009001914 | 327.6667 | 337.6667
98 | 2009001914 | 327.3333 | 337.3333
99 | 2009001914 | 327 | 337
100 | 2009001914 | 328.6667 | 338.6667
101 | 2009001914 | 330.3333 | 340.3333
102 | 2009001914 | 332 | 342
103 | 2009001914 | 334.3333 | 344.3333
104 | 2009001914 | 336.6667 | 346.6667
105 | 2009001914 | 339 | 349
106 | 2009001914 | 339.3333 | 349.3333
107 | 2009001914 | 339.6667 | 349.6667
108 | 2009001914 | 340 | 350
109 | 2009001914 | 342.3333 | 352.3333
110 | 2009001914 | 344.6667 | 354.6667
111 | 2009001914 | 347 | 357
112 | 2009001914 | 349.6667 | 359.6667
113 | 2009001914 | 352.3333 | 362.3333
114 | 2009001914 | 355 | 365
115 | 2009001914 | 360.3333 | 370.3333
116 | 2009001914 | 365.6667 | 375.6667
117 | 2009001914 | 371 | 381
118 | 2009001914 | 373.6667 | 383.6667
119 | 2009001914 | 376.3333 | 386.3333
120 | 2009001914 | 379 | 389
121 | 2009001914 | 383.3333 | 393.3333
122 | 2009001914 | 387.6667 | 377.6667
123 | 2009001914 | 392 | 382
124 | 2009001914 | 395.3333 | 385.3333
125 | 2009001914 | 398.6667 | 388.6667
126 | 2009001914 | 402 | 392
127 | 2009001914 | 404.3333 | 394.3333
128 | 2009001914 | 406.6667 | 396.6667
129 | 2009001914 | 409 | 399
130 | 2009001914 | 409 | 399
131 | 2009001914 | 409 | 399
132 | 2009001914 | 409 | 399
133 | 2009001914 | 408.3333 | 398.3333
134 | 2009001914 | 407.6667 | 397.6667
135 | 2009001914 | 407 | 397
136 | 2009001914 | 407 | 397
137 | 2009001914 | 407 | 397
138 | 2009001914 | 407 | 397
139 | 2009001914 | 407 | 397
140 | 2009001914 | 407 | 397
141 | 2009001914 | 407 | 397
142 | 2009001914 | 406 | 396
143 | 2009001914 | 405 | 395
0 | 2005008564 | 343 | 333
1 | 2005008564 | 344 | 334
2 | 2005008564 | 345 | 335
3 | 2005008564 | 346 | 336
4 | 2005008564 | 348 | 338
5 | 2005008564 | 350 | 340
6 | 2005008564 | 352 | 342
7 | 2005008564 | 353 | 343
8 | 2005008564 | 354 | 344
9 | 2005008564 | 355 | 345
10 | 2005008564 | 356.6667 | 346.6667
11 | 2005008564 | 358.3333 | 348.3333
12 | 2005008564 | 360 | 350
13 | 2005008564 | 363.6667 | 353.6667
14 | 2005008564 | 367.3333 | 357.3333
15 | 2005008564 | 371 | 361
16 | 2005008564 | 373.3333 | 363.3333
17 | 2005008564 | 375.6667 | 365.6667
18 | 2005008564 | 378 | 368
19 | 2005008564 | 378.6667 | 368.6667
20 | 2005008564 | 379.3333 | 369.3333
21 | 2005008564 | 380 | 370
22 | 2005008564 | 381.3333 | 371.3333
23 | 2005008564 | 382.6667 | 372.6667
24 | 2005008564 | 384 | 374
25 | 2005008564 | 385.3333 | 375.3333
26 | 2005008564 | 386.6667 | 376.6667
27 | 2005008564 | 388 | 378
28 | 2005008564 | 387 | 377
29 | 2005008564 | 386 | 376
30 | 2005008564 | 385 | 375
31 | 2005008564 | 383 | 373
32 | 2005008564 | 381 | 371
33 | 2005008564 | 379 | 369
34 | 2005008564 | 378.3333 | 368.3333
35 | 2005008564 | 377.6667 | 367.6667
36 | 2005008564 | 377 | 367
37 | 2005008564 | 377.3333 | 367.3333
38 | 2005008564 | 377.6667 | 367.6667
39 | 2005008564 | 378 | 368
40 | 2005008564 | 379.6667 | 369.6667
41 | 2005008564 | 381.3333 | 371.3333
42 | 2005008564 | 383 | 373
43 | 2005008564 | 385.3333 | 375.3333
44 | 2005008564 | 387.6667 | 377.6667
45 | 2005008564 | 390 | 380
46 | 2005008564 | 391.3333 | 381.3333
47 | 2005008564 | 392.6667 | 382.6667
48 | 2005008564 | 394 | 384
49 | 2005008564 | 393.3333 | 383.3333
50 | 2005008564 | 392.6667 | 382.6667
51 | 2005008564 | 392 | 382
52 | 2005008564 | 387.6667 | 377.6667
53 | 2005008564 | 383.3333 | 373.3333
54 | 2005008564 | 379 | 369
55 | 2005008564 | 372.3333 | 362.3333
56 | 2005008564 | 365.6667 | 355.6667
57 | 2005008564 | 359 | 349
58 | 2005008564 | 353.6667 | 343.6667
59 | 2005008564 | 348.3333 | 338.3333
60 | 2005008564 | 343 | 333
61 | 2005008564 | 338.3333 | 328.3333
62 | 2005008564 | 333.6667 | 323.6667
63 | 2005008564 | 329 | 319
64 | 2005008564 | 326 | 316
65 | 2005008564 | 323 | 313
66 | 2005008564 | 320 | 310
67 | 2005008564 | 318.3333 | 308.3333
68 | 2005008564 | 316.6667 | 306.6667
69 | 2005008564 | 315 | 305
70 | 2005008564 | 315.3333 | 305.3333
71 | 2005008564 | 315.6667 | 305.6667
72 | 2005008564 | 316 | 306
73 | 2005008564 | 316.3333 | 306.3333
74 | 2005008564 | 316.6667 | 306.6667
75 | 2005008564 | 317 | 307
76 | 2005008564 | 316.3333 | 306.3333
77 | 2005008564 | 315.6667 | 305.6667
78 | 2005008564 | 315 | 305
79 | 2005008564 | 314.6667 | 304.6667
80 | 2005008564 | 314.3333 | 304.3333
81 | 2005008564 | 314 | 304
82 | 2005008564 | 316.3333 | 306.3333
83 | 2005008564 | 318.6667 | 308.6667
84 | 2005008564 | 321 | 311
85 | 2005008564 | 323.3333 | 313.3333
86 | 2005008564 | 325.6667 | 315.6667
87 | 2005008564 | 328 | 318
88 | 2005008564 | 328.3333 | 318.3333
89 | 2005008564 | 328.6667 | 318.6667
90 | 2005008564 | 329 | 339
91 | 2005008564 | 329 | 339
92 | 2005008564 | 329 | 339
93 | 2005008564 | 329 | 339
94 | 2005008564 | 328.6667 | 338.6667
95 | 2005008564 | 328.3333 | 338.3333
96 | 2005008564 | 328 | 338
97 | 2005008564 | 327.6667 | 337.6667
98 | 2005008564 | 327.3333 | 337.3333
99 | 2005008564 | 327 | 337
100 | 2005008564 | 328.6667 | 338.6667
101 | 2005008564 | 330.3333 | 340.3333
102 | 2005008564 | 332 | 342
103 | 2005008564 | 334.3333 | 344.3333
104 | 2005008564 | 336.6667 | 346.6667
105 | 2005008564 | 339 | 349
106 | 2005008564 | 339.3333 | 349.3333
107 | 2005008564 | 339.6667 | 349.6667
108 | 2005008564 | 340 | 350
109 | 2005008564 | 342.3333 | 352.3333
110 | 2005008564 | 344.6667 | 354.6667
111 | 2005008564 | 347 | 357
112 | 2005008564 | 349.6667 | 359.6667
113 | 2005008564 | 352.3333 | 362.3333
114 | 2005008564 | 355 | 365
115 | 2005008564 | 360.3333 | 370.3333
116 | 2005008564 | 365.6667 | 375.6667
117 | 2005008564 | 371 | 381
118 | 2005008564 | 373.6667 | 383.6667
119 | 2005008564 | 376.3333 | 386.3333
120 | 2005008564 | 379 | 389
121 | 2005008564 | 383.3333 | 393.3333
122 | 2005008564 | 387.6667 | 377.6667
123 | 2005008564 | 392 | 382
124 | 2005008564 | 395.3333 | 385.3333
125 | 2005008564 | 398.6667 | 388.6667
126 | 2005008564 | 402 | 392
127 | 2005008564 | 404.3333 | 394.3333
128 | 2005008564 | 406.6667 | 396.6667
129 | 2005008564 | 409 | 399
130 | 2005008564 | 409 | 399
131 | 2005008564 | 409 | 399
132 | 2005008564 | 409 | 399
133 | 2005008564 | 408.3333 | 398.3333
134 | 2005008564 | 407.6667 | 397.6667
135 | 2005008564 | 407 | 397
136 | 2005008564 | 407 | 397
137 | 2005008564 | 407 | 397
138 | 2005008564 | 407 | 397
139 | 2005008564 | 407 | 397
140 | 2005008564 | 407 | 397
141 | 2005008564 | 407 | 397
142 | 2005008564 | 406 | 396
143 | 2005008564 | 405 | 395
0 | 2009003552 | 343 | 333
1 | 2009003552 | 344 | 334
2 | 2009003552 | 345 | 335
3 | 2009003552 | 346 | 336
4 | 2009003552 | 348 | 338
5 | 2009003552 | 350 | 340
6 | 2009003552 | 352 | 342
7 | 2009003552 | 353 | 343
8 | 2009003552 | 354 | 344
9 | 2009003552 | 355 | 345
10 | 2009003552 | 356.6667 | 346.6667
11 | 2009003552 | 358.3333 | 348.3333
12 | 2009003552 | 360 | 350
13 | 2009003552 | 363.6667 | 353.6667
14 | 2009003552 | 367.3333 | 357.3333
15 | 2009003552 | 371 | 361
16 | 2009003552 | 373.3333 | 363.3333
17 | 2009003552 | 375.6667 | 365.6667
18 | 2009003552 | 378 | 368
19 | 2009003552 | 378.6667 | 368.6667
20 | 2009003552 | 379.3333 | 369.3333
21 | 2009003552 | 380 | 370
22 | 2009003552 | 381.3333 | 371.3333
23 | 2009003552 | 382.6667 | 372.6667
24 | 2009003552 | 384 | 374
25 | 2009003552 | 385.3333 | 375.3333
26 | 2009003552 | 386.6667 | 376.6667
27 | 2009003552 | 388 | 378
28 | 2009003552 | 387 | 377
29 | 2009003552 | 386 | 376
30 | 2009003552 | 385 | 375
31 | 2009003552 | 383 | 373
32 | 2009003552 | 381 | 371
33 | 2009003552 | 379 | 369
34 | 2009003552 | 378.3333 | 368.3333
35 | 2009003552 | 377.6667 | 367.6667
36 | 2009003552 | 377 | 367
37 | 2009003552 | 377.3333 | 367.3333
38 | 2009003552 | 377.6667 | 367.6667
39 | 2009003552 | 378 | 368
40 | 2009003552 | 379.6667 | 369.6667
41 | 2009003552 | 381.3333 | 371.3333
42 | 2009003552 | 383 | 373
43 | 2009003552 | 385.3333 | 375.3333
44 | 2009003552 | 387.6667 | 377.6667
45 | 2009003552 | 390 | 380
46 | 2009003552 | 391.3333 | 381.3333
47 | 2009003552 | 392.6667 | 382.6667
48 | 2009003552 | 394 | 384
49 | 2009003552 | 393.3333 | 383.3333
50 | 2009003552 | 392.6667 | 382.6667
51 | 2009003552 | 392 | 382
52 | 2009003552 | 387.6667 | 377.6667
53 | 2009003552 | 383.3333 | 373.3333
54 | 2009003552 | 379 | 369
55 | 2009003552 | 372.3333 | 362.3333
56 | 2009003552 | 365.6667 | 355.6667
57 | 2009003552 | 359 | 349
58 | 2009003552 | 353.6667 | 343.6667
59 | 2009003552 | 348.3333 | 338.3333
60 | 2009003552 | 343 | 333
61 | 2009003552 | 338.3333 | 328.3333
62 | 2009003552 | 333.6667 | 323.6667
63 | 2009003552 | 329 | 319
64 | 2009003552 | 326 | 316
65 | 2009003552 | 323 | 313
66 | 2009003552 | 320 | 310
67 | 2009003552 | 318.3333 | 308.3333
68 | 2009003552 | 316.6667 | 306.6667
69 | 2009003552 | 315 | 305
70 | 2009003552 | 315.3333 | 305.3333
71 | 2009003552 | 315.6667 | 305.6667
72 | 2009003552 | 316 | 306
73 | 2009003552 | 316.3333 | 306.3333
74 | 2009003552 | 316.6667 | 306.6667
75 | 2009003552 | 317 | 307
76 | 2009003552 | 316.3333 | 306.3333
77 | 2009003552 | 315.6667 | 305.6667
78 | 2009003552 | 315 | 305
79 | 2009003552 | 314.6667 | 304.6667
80 | 2009003552 | 314.3333 | 304.3333
81 | 2009003552 | 314 | 304
82 | 2009003552 | 316.3333 | 306.3333
83 | 2009003552 | 318.6667 | 308.6667
84 | 2009003552 | 321 | 311
85 | 2009003552 | 323.3333 | 313.3333
86 | 2009003552 | 325.6667 | 315.6667
87 | 2009003552 | 328 | 318
88 | 2009003552 | 328.3333 | 318.3333
89 | 2009003552 | 328.6667 | 318.6667
90 | 2009003552 | 329 | 339
91 | 2009003552 | 329 | 339
92 | 2009003552 | 329 | 339
93 | 2009003552 | 329 | 339
94 | 2009003552 | 328.6667 | 338.6667
95 | 2009003552 | 328.3333 | 338.3333
96 | 2009003552 | 328 | 338
97 | 2009003552 | 327.6667 | 337.6667
98 | 2009003552 | 327.3333 | 337.3333
99 | 2009003552 | 327 | 337
100 | 2009003552 | 328.6667 | 338.6667
101 | 2009003552 | 330.3333 | 340.3333
102 | 2009003552 | 332 | 342
103 | 2009003552 | 334.3333 | 344.3333
104 | 2009003552 | 336.6667 | 346.6667
105 | 2009003552 | 339 | 349
106 | 2009003552 | 339.3333 | 349.3333
107 | 2009003552 | 339.6667 | 349.6667
108 | 2009003552 | 340 | 350
109 | 2009003552 | 342.3333 | 352.3333
110 | 2009003552 | 344.6667 | 354.6667
111 | 2009003552 | 347 | 357
112 | 2009003552 | 349.6667 | 359.6667
113 | 2009003552 | 352.3333 | 362.3333
114 | 2009003552 | 355 | 365
115 | 2009003552 | 360.3333 | 370.3333
116 | 2009003552 | 365.6667 | 375.6667
117 | 2009003552 | 371 | 381
118 | 2009003552 | 373.6667 | 383.6667
119 | 2009003552 | 376.3333 | 386.3333
120 | 2009003552 | 379 | 389
121 | 2009003552 | 383.3333 | 393.3333
122 | 2009003552 | 387.6667 | 377.6667
123 | 2009003552 | 392 | 382
124 | 2009003552 | 395.3333 | 385.3333
125 | 2009003552 | 398.6667 | 388.6667
126 | 2009003552 | 402 | 392
127 | 2009003552 | 404.3333 | 394.3333
128 | 2009003552 | 406.6667 | 396.6667
129 | 2009003552 | 409 | 399
130 | 2009003552 | 409 | 399
131 | 2009003552 | 409 | 399
132 | 2009003552 | 409 | 399
133 | 2009003552 | 408.3333 | 398.3333
134 | 2009003552 | 407.6667 | 397.6667
135 | 2009003552 | 407 | 397
136 | 2009003552 | 407 | 397
137 | 2009003552 | 407 | 397
138 | 2009003552 | 407 | 397
139 | 2009003552 | 407 | 397
140 | 2009003552 | 407 | 397
141 | 2009003552 | 407 | 397
142 | 2009003552 | 406 | 396
143 | 2009003552 | 405 | 395
0 | 2007001080 | 343 | 333
1 | 2007001080 | 344 | 334
2 | 2007001080 | 345 | 335
3 | 2007001080 | 346 | 336
4 | 2007001080 | 348 | 338
5 | 2007001080 | 350 | 340
6 | 2007001080 | 352 | 342
7 | 2007001080 | 353 | 343
8 | 2007001080 | 354 | 344
9 | 2007001080 | 355 | 345
10 | 2007001080 | 356.6667 | 346.6667
11 | 2007001080 | 358.3333 | 348.3333
12 | 2007001080 | 360 | 350
13 | 2007001080 | 363.6667 | 353.6667
14 | 2007001080 | 367.3333 | 357.3333
15 | 2007001080 | 371 | 361
16 | 2007001080 | 373.3333 | 363.3333
17 | 2007001080 | 375.6667 | 365.6667
18 | 2007001080 | 378 | 368
19 | 2007001080 | 378.6667 | 368.6667
20 | 2007001080 | 379.3333 | 369.3333
21 | 2007001080 | 380 | 370
22 | 2007001080 | 381.3333 | 371.3333
23 | 2007001080 | 382.6667 | 372.6667
24 | 2007001080 | 384 | 374
25 | 2007001080 | 385.3333 | 375.3333
26 | 2007001080 | 386.6667 | 376.6667
27 | 2007001080 | 388 | 378
28 | 2007001080 | 387 | 377
29 | 2007001080 | 386 | 376
30 | 2007001080 | 385 | 375
31 | 2007001080 | 383 | 373
32 | 2007001080 | 381 | 371
33 | 2007001080 | 379 | 369
34 | 2007001080 | 378.3333 | 368.3333
35 | 2007001080 | 377.6667 | 367.6667
36 | 2007001080 | 377 | 367
37 | 2007001080 | 377.3333 | 367.3333
38 | 2007001080 | 377.6667 | 367.6667
39 | 2007001080 | 378 | 368
40 | 2007001080 | 379.6667 | 369.6667
41 | 2007001080 | 381.3333 | 371.3333
42 | 2007001080 | 383 | 373
43 | 2007001080 | 385.3333 | 375.3333
44 | 2007001080 | 387.6667 | 377.6667
45 | 2007001080 | 390 | 380
46 | 2007001080 | 391.3333 | 381.3333
47 | 2007001080 | 392.6667 | 382.6667
48 | 2007001080 | 394 | 384
49 | 2007001080 | 393.3333 | 383.3333
50 | 2007001080 | 392.6667 | 382.6667
51 | 2007001080 | 392 | 382
52 | 2007001080 | 387.6667 | 377.6667
53 | 2007001080 | 383.3333 | 373.3333
54 | 2007001080 | 379 | 369
55 | 2007001080 | 372.3333 | 362.3333
56 | 2007001080 | 365.6667 | 355.6667
57 | 2007001080 | 359 | 349
58 | 2007001080 | 353.6667 | 343.6667
59 | 2007001080 | 348.3333 | 338.3333
60 | 2007001080 | 343 | 333
61 | 2007001080 | 338.3333 | 328.3333
62 | 2007001080 | 333.6667 | 323.6667
63 | 2007001080 | 329 | 319
64 | 2007001080 | 326 | 316
65 | 2007001080 | 323 | 313
66 | 2007001080 | 320 | 310
67 | 2007001080 | 318.3333 | 308.3333
68 | 2007001080 | 316.6667 | 306.6667
69 | 2007001080 | 315 | 305
70 | 2007001080 | 315.3333 | 305.3333
71 | 2007001080 | 315.6667 | 305.6667
72 | 2007001080 | 316 | 306
73 | 2007001080 | 316.3333 | 306.3333
74 | 2007001080 | 316.6667 | 306.6667
75 | 2007001080 | 317 | 307
76 | 2007001080 | 316.3333 | 306.3333
77 | 2007001080 | 315.6667 | 305.6667
78 | 2007001080 | 315 | 305
79 | 2007001080 | 314.6667 | 304.6667
80 | 2007001080 | 314.3333 | 304.3333
81 | 2007001080 | 314 | 304
82 | 2007001080 | 316.3333 | 306.3333
83 | 2007001080 | 318.6667 | 308.6667
84 | 2007001080 | 321 | 311
85 | 2007001080 | 323.3333 | 313.3333
86 | 2007001080 | 325.6667 | 315.6667
87 | 2007001080 | 328 | 318
88 | 2007001080 | 328.3333 | 318.3333
89 | 2007001080 | 328.6667 | 318.6667
90 | 2007001080 | 329 | 339
91 | 2007001080 | 329 | 339
92 | 2007001080 | 329 | 339
93 | 2007001080 | 329 | 339
94 | 2007001080 | 328.6667 | 338.6667
95 | 2007001080 | 328.3333 | 338.3333
96 | 2007001080 | 328 | 338
97 | 2007001080 | 327.6667 | 337.6667
98 | 2007001080 | 327.3333 | 337.3333
99 | 2007001080 | 327 | 337
100 | 2007001080 | 328.6667 | 338.6667
101 | 2007001080 | 330.3333 | 340.3333
102 | 2007001080 | 332 | 342
103 | 2007001080 | 334.3333 | 344.3333
104 | 2007001080 | 336.6667 | 346.6667
105 | 2007001080 | 339 | 349
106 | 2007001080 | 339.3333 | 349.3333
107 | 2007001080 | 339.6667 | 349.6667
108 | 2007001080 | 340 | 350
109 | 2007001080 | 342.3333 | 352.3333
110 | 2007001080 | 344.6667 | 354.6667
111 | 2007001080 | 347 | 357
112 | 2007001080 | 349.6667 | 359.6667
113 | 2007001080 | 352.3333 | 362.3333
114 | 2007001080 | 355 | 365
115 | 2007001080 | 360.3333 | 370.3333
116 | 2007001080 | 365.6667 | 375.6667
117 | 2007001080 | 371 | 381
118 | 2007001080 | 373.6667 | 383.6667
119 | 2007001080 | 376.3333 | 386.3333
120 | 2007001080 | 379 | 389
121 | 2007001080 | 383.3333 | 393.3333
122 | 2007001080 | 387.6667 | 377.6667
123 | 2007001080 | 392 | 382
124 | 2007001080 | 395.3333 | 385.3333
125 | 2007001080 | 398.6667 | 388.6667
126 | 2007001080 | 402 | 392
127 | 2007001080 | 404.3333 | 394.3333
128 | 2007001080 | 406.6667 | 396.6667
129 | 2007001080 | 409 | 399
130 | 2007001080 | 409 | 399
131 | 2007001080 | 409 | 399
132 | 2007001080 | 409 | 399
133 | 2007001080 | 408.3333 | 398.3333
134 | 2007001080 | 407.6667 | 397.6667
135 | 2007001080 | 407 | 397
136 | 2007001080 | 407 | 397
137 | 2007001080 | 407 | 397
138 | 2007001080 | 407 | 397
139 | 2007001080 | 407 | 397
140 | 2007001080 | 407 | 397
141 | 2007001080 | 407 | 397
142 | 2007001080 | 406 | 396
143 | 2007001080 | 405 | 395
0 | 2011003358 | 343 | 333
1 | 2011003358 | 344 | 334
2 | 2011003358 | 345 | 335
3 | 2011003358 | 346 | 336
4 | 2011003358 | 348 | 338
5 | 2011003358 | 350 | 340
6 | 2011003358 | 352 | 342
7 | 2011003358 | 353 | 343
8 | 2011003358 | 354 | 344
9 | 2011003358 | 355 | 345
10 | 2011003358 | 356.6667 | 346.6667
11 | 2011003358 | 358.3333 | 348.3333
12 | 2011003358 | 360 | 350
13 | 2011003358 | 363.6667 | 353.6667
14 | 2011003358 | 367.3333 | 357.3333
15 | 2011003358 | 371 | 361
16 | 2011003358 | 373.3333 | 363.3333
17 | 2011003358 | 375.6667 | 365.6667
18 | 2011003358 | 378 | 368
19 | 2011003358 | 378.6667 | 368.6667
20 | 2011003358 | 379.3333 | 369.3333
21 | 2011003358 | 380 | 370
22 | 2011003358 | 381.3333 | 371.3333
23 | 2011003358 | 382.6667 | 372.6667
24 | 2011003358 | 384 | 374
25 | 2011003358 | 385.3333 | 375.3333
26 | 2011003358 | 386.6667 | 376.6667
27 | 2011003358 | 388 | 378
28 | 2011003358 | 387 | 377
29 | 2011003358 | 386 | 376
30 | 2011003358 | 385 | 375
31 | 2011003358 | 383 | 373
32 | 2011003358 | 381 | 371
33 | 2011003358 | 379 | 369
34 | 2011003358 | 378.3333 | 368.3333
35 | 2011003358 | 377.6667 | 367.6667
36 | 2011003358 | 377 | 367
37 | 2011003358 | 377.3333 | 367.3333
38 | 2011003358 | 377.6667 | 367.6667
39 | 2011003358 | 378 | 368
40 | 2011003358 | 379.6667 | 369.6667
41 | 2011003358 | 381.3333 | 371.3333
42 | 2011003358 | 383 | 373
43 | 2011003358 | 385.3333 | 375.3333
44 | 2011003358 | 387.6667 | 377.6667
45 | 2011003358 | 390 | 380
46 | 2011003358 | 391.3333 | 381.3333
47 | 2011003358 | 392.6667 | 382.6667
48 | 2011003358 | 394 | 384
49 | 2011003358 | 393.3333 | 383.3333
50 | 2011003358 | 392.6667 | 382.6667
51 | 2011003358 | 392 | 382
52 | 2011003358 | 387.6667 | 377.6667
53 | 2011003358 | 383.3333 | 373.3333
54 | 2011003358 | 379 | 369
55 | 2011003358 | 372.3333 | 362.3333
56 | 2011003358 | 365.6667 | 355.6667
57 | 2011003358 | 359 | 349
58 | 2011003358 | 353.6667 | 343.6667
59 | 2011003358 | 348.3333 | 338.3333
60 | 2011003358 | 343 | 333
61 | 2011003358 | 338.3333 | 328.3333
62 | 2011003358 | 333.6667 | 323.6667
63 | 2011003358 | 329 | 319
64 | 2011003358 | 326 | 316
65 | 2011003358 | 323 | 313
66 | 2011003358 | 320 | 310
67 | 2011003358 | 318.3333 | 308.3333
68 | 2011003358 | 316.6667 | 306.6667
69 | 2011003358 | 315 | 305
70 | 2011003358 | 315.3333 | 305.3333
71 | 2011003358 | 315.6667 | 305.6667
72 | 2011003358 | 316 | 306
73 | 2011003358 | 316.3333 | 306.3333
74 | 2011003358 | 316.6667 | 306.6667
75 | 2011003358 | 317 | 307
76 | 2011003358 | 316.3333 | 306.3333
77 | 2011003358 | 315.6667 | 305.6667
78 | 2011003358 | 315 | 305
79 | 2011003358 | 314.6667 | 304.6667
80 | 2011003358 | 314.3333 | 304.3333
81 | 2011003358 | 314 | 304
82 | 2011003358 | 316.3333 | 306.3333
83 | 2011003358 | 318.6667 | 308.6667
84 | 2011003358 | 321 | 311
85 | 2011003358 | 323.3333 | 313.3333
86 | 2011003358 | 325.6667 | 315.6667
87 | 2011003358 | 328 | 318
88 | 2011003358 | 328.3333 | 318.3333
89 | 2011003358 | 328.6667 | 318.6667
90 | 2011003358 | 329 | 339
91 | 2011003358 | 329 | 339
92 | 2011003358 | 329 | 339
93 | 2011003358 | 329 | 339
94 | 2011003358 | 328.6667 | 338.6667
95 | 2011003358 | 328.3333 | 338.3333
96 | 2011003358 | 328 | 338
97 | 2011003358 | 327.6667 | 337.6667
98 | 2011003358 | 327.3333 | 337.3333
99 | 2011003358 | 327 | 337
100 | 2011003358 | 328.6667 | 338.6667
101 | 2011003358 | 330.3333 | 340.3333
102 | 2011003358 | 332 | 342
103 | 2011003358 | 334.3333 | 344.3333
104 | 2011003358 | 336.6667 | 346.6667
105 | 2011003358 | 339 | 349
106 | 2011003358 | 339.3333 | 349.3333
107 | 2011003358 | 339.6667 | 349.6667
108 | 2011003358 | 340 | 350
109 | 2011003358 | 342.3333 | 352.3333
110 | 2011003358 | 344.6667 | 354.6667
111 | 2011003358 | 347 | 357
112 | 2011003358 | 349.6667 | 359.6667
113 | 2011003358 | 352.3333 | 362.3333
114 | 2011003358 | 355 | 365
115 | 2011003358 | 360.3333 | 370.3333
116 | 2011003358 | 365.6667 | 375.6667
117 | 2011003358 | 371 | 381
118 | 2011003358 | 373.6667 | 383.6667
119 | 2011003358 | 376.3333 | 386.3333
120 | 2011003358 | 379 | 389
121 | 2011003358 | 383.3333 | 393.3333
122 | 2011003358 | 387.6667 | 377.6667
123 | 2011003358 | 392 | 382
124 | 2011003358 | 395.3333 | 385.3333
125 | 2011003358 | 398.6667 | 388.6667
126 | 2011003358 | 402 | 392
127 | 2011003358 | 404.3333 | 394.3333
128 | 2011003358 | 406.6667 | 396.6667
129 | 2011003358 | 409 | 399
130 | 2011003358 | 409 | 399
131 | 2011003358 | 409 | 399
132 | 2011003358 | 409 | 399
133 | 2011003358 | 408.3333 | 398.3333
134 | 2011003358 | 407.6667 | 397.6667
135 | 2011003358 | 407 | 397
136 | 2011003358 | 407 | 397
137 | 2011003358 | 407 | 397
138 | 2011003358 | 407 | 397
139 | 2011003358 | 407 | 397
140 | 2011003358 | 407 | 397
141 | 2011003358 | 407 | 397
142 | 2011003358 | 406 | 396
143 | 2011003358 | 405 | 395
0 | 2015003226 | 343 | 333
1 | 2015003226 | 344 | 334
2 | 2015003226 | 345 | 335
3 | 2015003226 | 346 | 336
4 | 2015003226 | 348 | 338
5 | 2015003226 | 350 | 340
6 | 2015003226 | 352 | 342
7 | 2015003226 | 353 | 343
8 | 2015003226 | 354 | 344
9 | 2015003226 | 355 | 345
10 | 2015003226 | 356.6667 | 346.6667
11 | 2015003226 | 358.3333 | 348.3333
12 | 2015003226 | 360 | 350
13 | 2015003226 | 363.6667 | 353.6667
14 | 2015003226 | 367.3333 | 357.3333
15 | 2015003226 | 371 | 361
16 | 2015003226 | 373.3333 | 363.3333
17 | 2015003226 | 375.6667 | 365.6667
18 | 2015003226 | 378 | 368
19 | 2015003226 | 378.6667 | 368.6667
20 | 2015003226 | 379.3333 | 369.3333
21 | 2015003226 | 380 | 370
22 | 2015003226 | 381.3333 | 371.3333
23 | 2015003226 | 382.6667 | 372.6667
24 | 2015003226 | 384 | 374
25 | 2015003226 | 385.3333 | 375.3333
26 | 2015003226 | 386.6667 | 376.6667
27 | 2015003226 | 388 | 378
28 | 2015003226 | 387 | 377
29 | 2015003226 | 386 | 376
30 | 2015003226 | 385 | 375
31 | 2015003226 | 383 | 373
32 | 2015003226 | 381 | 371
33 | 2015003226 | 379 | 369
34 | 2015003226 | 378.3333 | 368.3333
35 | 2015003226 | 377.6667 | 367.6667
36 | 2015003226 | 377 | 367
37 | 2015003226 | 377.3333 | 367.3333
38 | 2015003226 | 377.6667 | 367.6667
39 | 2015003226 | 378 | 368
40 | 2015003226 | 379.6667 | 369.6667
41 | 2015003226 | 381.3333 | 371.3333
42 | 2015003226 | 383 | 373
43 | 2015003226 | 385.3333 | 375.3333
44 | 2015003226 | 387.6667 | 377.6667
45 | 2015003226 | 390 | 380
46 | 2015003226 | 391.3333 | 381.3333
47 | 2015003226 | 392.6667 | 382.6667
48 | 2015003226 | 394 | 384
49 | 2015003226 | 393.3333 | 383.3333
50 | 2015003226 | 392.6667 | 382.6667
51 | 2015003226 | 392 | 382
52 | 2015003226 | 387.6667 | 377.6667
53 | 2015003226 | 383.3333 | 373.3333
54 | 2015003226 | 379 | 369
55 | 2015003226 | 372.3333 | 362.3333
56 | 2015003226 | 365.6667 | 355.6667
57 | 2015003226 | 359 | 349
58 | 2015003226 | 353.6667 | 343.6667
59 | 2015003226 | 348.3333 | 338.3333
60 | 2015003226 | 343 | 333
61 | 2015003226 | 338.3333 | 328.3333
62 | 2015003226 | 333.6667 | 323.6667
63 | 2015003226 | 329 | 319
64 | 2015003226 | 326 | 316
65 | 2015003226 | 323 | 313
66 | 2015003226 | 320 | 310
67 | 2015003226 | 318.3333 | 308.3333
68 | 2015003226 | 316.6667 | 306.6667
69 | 2015003226 | 315 | 305
70 | 2015003226 | 315.3333 | 305.3333
71 | 2015003226 | 315.6667 | 305.6667
72 | 2015003226 | 316 | 306
73 | 2015003226 | 316.3333 | 306.3333
74 | 2015003226 | 316.6667 | 306.6667
75 | 2015003226 | 317 | 307
76 | 2015003226 | 316.3333 | 306.3333
77 | 2015003226 | 315.6667 | 305.6667
78 | 2015003226 | 315 | 305
79 | 2015003226 | 314.6667 | 304.6667
80 | 2015003226 | 314.3333 | 304.3333
81 | 2015003226 | 314 | 304
82 | 2015003226 | 316.3333 | 306.3333
83 | 2015003226 | 318.6667 | 308.6667
84 | 2015003226 | 321 | 311
85 | 2015003226 | 323.3333 | 313.3333
86 | 2015003226 | 325.6667 | 315.6667
87 | 2015003226 | 328 | 318
88 | 2015003226 | 328.3333 | 318.3333
89 | 2015003226 | 328.6667 | 318.6667
90 | 2015003226 | 329 | 339
91 | 2015003226 | 329 | 339
92 | 2015003226 | 329 | 339
93 | 2015003226 | 329 | 339
94 | 2015003226 | 328.6667 | 338.6667
95 | 2015003226 | 328.3333 | 338.3333
96 | 2015003226 | 328 | 338
97 | 2015003226 | 327.6667 | 337.6667
98 | 2015003226 | 327.3333 | 337.3333
99 | 2015003226 | 327 | 337
100 | 2015003226 | 328.6667 | 338.6667
101 | 2015003226 | 330.3333 | 340.3333
102 | 2015003226 | 332 | 342
103 | 2015003226 | 334.3333 | 344.3333
104 | 2015003226 | 336.6667 | 346.6667
105 | 2015003226 | 339 | 349
106 | 2015003226 | 339.3333 | 349.3333
107 | 2015003226 | 339.6667 | 349.6667
108 | 2015003226 | 340 | 350
109 | 2015003226 | 342.3333 | 352.3333
110 | 2015003226 | 344.6667 | 354.6667
111 | 2015003226 | 347 | 357
112 | 2015003226 | 349.6667 | 359.6667
113 | 2015003226 | 352.3333 | 362.3333
114 | 2015003226 | 355 | 365
115 | 2015003226 | 360.3333 | 370.3333
116 | 2015003226 | 365.6667 | 375.6667
117 | 2015003226 | 371 | 381
118 | 2015003226 | 373.6667 | 383.6667
119 | 2015003226 | 376.3333 | 386.3333
120 | 2015003226 | 379 | 389
121 | 2015003226 | 383.3333 | 393.3333
122 | 2015003226 | 387.6667 | 377.6667
123 | 2015003226 | 392 | 382
124 | 2015003226 | 395.3333 | 385.3333
125 | 2015003226 | 398.6667 | 388.6667
126 | 2015003226 | 402 | 392
127 | 2015003226 | 404.3333 | 394.3333
128 | 2015003226 | 406.6667 | 396.6667
129 | 2015003226 | 409 | 399
130 | 2015003226 | 409 | 399
131 | 2015003226 | 409 | 399
132 | 2015003226 | 409 | 399
133 | 2015003226 | 408.3333 | 398.3333
134 | 2015003226 | 407.6667 | 397.6667
135 | 2015003226 | 407 | 397
136 | 2015003226 | 407 | 397
137 | 2015003226 | 407 | 397
138 | 2015003226 | 407 | 397
139 | 2015003226 | 407 | 397
140 | 2015003226 | 407 | 397
141 | 2015003226 | 407 | 397
142 | 2015003226 | 406 | 396
143 | 2015003226 | 405 | 395
0 | 2003001494 | 343 | 333
1 | 2003001494 | 344 | 334
2 | 2003001494 | 345 | 335
3 | 2003001494 | 346 | 336
4 | 2003001494 | 348 | 338
5 | 2003001494 | 350 | 340
6 | 2003001494 | 352 | 342
7 | 2003001494 | 353 | 343
8 | 2003001494 | 354 | 344
9 | 2003001494 | 355 | 345
10 | 2003001494 | 356.6667 | 346.6667
11 | 2003001494 | 358.3333 | 348.3333
12 | 2003001494 | 360 | 350
13 | 2003001494 | 363.6667 | 353.6667
14 | 2003001494 | 367.3333 | 357.3333
15 | 2003001494 | 371 | 361
16 | 2003001494 | 373.3333 | 363.3333
17 | 2003001494 | 375.6667 | 365.6667
18 | 2003001494 | 378 | 368
19 | 2003001494 | 378.6667 | 368.6667
20 | 2003001494 | 379.3333 | 369.3333
21 | 2003001494 | 380 | 370
22 | 2003001494 | 381.3333 | 371.3333
23 | 2003001494 | 382.6667 | 372.6667
24 | 2003001494 | 384 | 374
25 | 2003001494 | 385.3333 | 375.3333
26 | 2003001494 | 386.6667 | 376.6667
27 | 2003001494 | 388 | 378
28 | 2003001494 | 387 | 377
29 | 2003001494 | 386 | 376
30 | 2003001494 | 385 | 375
31 | 2003001494 | 383 | 373
32 | 2003001494 | 381 | 371
33 | 2003001494 | 379 | 369
34 | 2003001494 | 378.3333 | 368.3333
35 | 2003001494 | 377.6667 | 367.6667
36 | 2003001494 | 377 | 367
37 | 2003001494 | 377.3333 | 367.3333
38 | 2003001494 | 377.6667 | 367.6667
39 | 2003001494 | 378 | 368
40 | 2003001494 | 379.6667 | 369.6667
41 | 2003001494 | 381.3333 | 371.3333
42 | 2003001494 | 383 | 373
43 | 2003001494 | 385.3333 | 375.3333
44 | 2003001494 | 387.6667 | 377.6667
45 | 2003001494 | 390 | 380
46 | 2003001494 | 391.3333 | 381.3333
47 | 2003001494 | 392.6667 | 382.6667
48 | 2003001494 | 394 | 384
49 | 2003001494 | 393.3333 | 383.3333
50 | 2003001494 | 392.6667 | 382.6667
51 | 2003001494 | 392 | 382
52 | 2003001494 | 387.6667 | 377.6667
53 | 2003001494 | 383.3333 | 373.3333
54 | 2003001494 | 379 | 369
55 | 2003001494 | 372.3333 | 362.3333
56 | 2003001494 | 365.6667 | 355.6667
57 | 2003001494 | 359 | 349
58 | 2003001494 | 353.6667 | 343.6667
59 | 2003001494 | 348.3333 | 338.3333
60 | 2003001494 | 343 | 333
61 | 2003001494 | 338.3333 | 328.3333
62 | 2003001494 | 333.6667 | 323.6667
63 | 2003001494 | 329 | 319
64 | 2003001494 | 326 | 316
65 | 2003001494 | 323 | 313
66 | 2003001494 | 320 | 310
67 | 2003001494 | 318.3333 | 308.3333
68 | 2003001494 | 316.6667 | 306.6667
69 | 2003001494 | 315 | 305
70 | 2003001494 | 315.3333 | 305.3333
71 | 2003001494 | 315.6667 | 305.6667
72 | 2003001494 | 316 | 306
73 | 2003001494 | 316.3333 | 306.3333
74 | 2003001494 | 316.6667 | 306.6667
75 | 2003001494 | 317 | 307
76 | 2003001494 | 316.3333 | 306.3333
77 | 2003001494 | 315.6667 | 305.6667
78 | 2003001494 | 315 | 305
79 | 2003001494 | 314.6667 | 304.6667
80 | 2003001494 | 314.3333 | 304.3333
81 | 2003001494 | 314 | 304
82 | 2003001494 | 316.3333 | 306.3333
83 | 2003001494 | 318.6667 | 308.6667
84 | 2003001494 | 321 | 311
85 | 2003001494 | 323.3333 | 313.3333
86 | 2003001494 | 325.6667 | 315.6667
87 | 2003001494 | 328 | 318
88 | 2003001494 | 328.3333 | 318.3333
89 | 2003001494 | 328.6667 | 318.6667
90 | 2003001494 | 329 | 339
91 | 2003001494 | 329 | 339
92 | 2003001494 | 329 | 339
93 | 2003001494 | 329 | 339
94 | 2003001494 | 328.6667 | 338.6667
95 | 2003001494 | 328.3333 | 338.3333
96 | 2003001494 | 328 | 338
97 | 2003001494 | 327.6667 | 337.6667
98 | 2003001494 | 327.3333 | 337.3333
99 | 2003001494 | 327 | 337
100 | 2003001494 | 328.6667 | 338.6667
101 | 2003001494 | 330.3333 | 340.3333
102 | 2003001494 | 332 | 342
103 | 2003001494 | 334.3333 | 344.3333
104 | 2003001494 | 336.6667 | 346.6667
105 | 2003001494 | 339 | 349
106 | 2003001494 | 339.3333 | 349.3333
107 | 2003001494 | 339.6667 | 349.6667
108 | 2003001494 | 340 | 350
109 | 2003001494 | 342.3333 | 352.3333
110 | 2003001494 | 344.6667 | 354.6667
111 | 2003001494 | 347 | 357
112 | 2003001494 | 349.6667 | 359.6667
113 | 2003001494 | 352.3333 | 362.3333
114 | 2003001494 | 355 | 365
115 | 2003001494 | 360.3333 | 370.3333
116 | 2003001494 | 365.6667 | 375.6667
117 | 2003001494 | 371 | 381
118 | 2003001494 | 373.6667 | 383.6667
119 | 2003001494 | 376.3333 | 386.3333
120 | 2003001494 | 379 | 389
121 | 2003001494 | 383.3333 | 393.3333
122 | 2003001494 | 387.6667 | 377.6667
123 | 2003001494 | 392 | 382
124 | 2003001494 | 395.3333 | 385.3333
125 | 2003001494 | 398.6667 | 388.6667
126 | 2003001494 | 402 | 392
127 | 2003001494 | 404.3333 | 394.3333
128 | 2003001494 | 406.6667 | 396.6667
129 | 2003001494 | 409 | 399
130 | 2003001494 | 409 | 399
131 | 2003001494 | 409 | 399
132 | 2003001494 | 409 | 399
133 | 2003001494 | 408.3333 | 398.3333
134 | 2003001494 | 407.6667 | 397.6667
135 | 2003001494 | 407 | 397
136 | 2003001494 | 407 | 397
137 | 2003001494 | 407 | 397
138 | 2003001494 | 407 | 397
139 | 2003001494 | 407 | 397
140 | 2003001494 | 407 | 397
141 | 2003001494 | 407 | 397
142 | 2003001494 | 406 | 396
143 | 2003001494 | 405 | 395
0 | 2002003786 | 343 | 333
1 | 2002003786 | 344 | 334
2 | 2002003786 | 345 | 335
3 | 2002003786 | 346 | 336
4 | 2002003786 | 348 | 338
5 | 2002003786 | 350 | 340
6 | 2002003786 | 352 | 342
7 | 2002003786 | 353 | 343
8 | 2002003786 | 354 | 344
9 | 2002003786 | 355 | 345
10 | 2002003786 | 356.6667 | 346.6667
11 | 2002003786 | 358.3333 | 348.3333
12 | 2002003786 | 360 | 350
13 | 2002003786 | 363.6667 | 353.6667
14 | 2002003786 | 367.3333 | 357.3333
15 | 2002003786 | 371 | 361
16 | 2002003786 | 373.3333 | 363.3333
17 | 2002003786 | 375.6667 | 365.6667
18 | 2002003786 | 378 | 368
19 | 2002003786 | 378.6667 | 368.6667
20 | 2002003786 | 379.3333 | 369.3333
21 | 2002003786 | 380 | 370
22 | 2002003786 | 381.3333 | 371.3333
23 | 2002003786 | 382.6667 | 372.6667
24 | 2002003786 | 384 | 374
25 | 2002003786 | 385.3333 | 375.3333
26 | 2002003786 | 386.6667 | 376.6667
27 | 2002003786 | 388 | 378
28 | 2002003786 | 387 | 377
29 | 2002003786 | 386 | 376
30 | 2002003786 | 385 | 375
31 | 2002003786 | 383 | 373
32 | 2002003786 | 381 | 371
33 | 2002003786 | 379 | 369
34 | 2002003786 | 378.3333 | 368.3333
35 | 2002003786 | 377.6667 | 367.6667
36 | 2002003786 | 377 | 367
37 | 2002003786 | 377.3333 | 367.3333
38 | 2002003786 | 377.6667 | 367.6667
39 | 2002003786 | 378 | 368
40 | 2002003786 | 379.6667 | 369.6667
41 | 2002003786 | 381.3333 | 371.3333
42 | 2002003786 | 383 | 373
43 | 2002003786 | 385.3333 | 375.3333
44 | 2002003786 | 387.6667 | 377.6667
45 | 2002003786 | 390 | 380
46 | 2002003786 | 391.3333 | 381.3333
47 | 2002003786 | 392.6667 | 382.6667
48 | 2002003786 | 394 | 384
49 | 2002003786 | 393.3333 | 383.3333
50 | 2002003786 | 392.6667 | 382.6667
51 | 2002003786 | 392 | 382
52 | 2002003786 | 387.6667 | 377.6667
53 | 2002003786 | 383.3333 | 373.3333
54 | 2002003786 | 379 | 369
55 | 2002003786 | 372.3333 | 362.3333
56 | 2002003786 | 365.6667 | 355.6667
57 | 2002003786 | 359 | 349
58 | 2002003786 | 353.6667 | 343.6667
59 | 2002003786 | 348.3333 | 338.3333
60 | 2002003786 | 343 | 333
61 | 2002003786 | 338.3333 | 328.3333
62 | 2002003786 | 333.6667 | 323.6667
63 | 2002003786 | 329 | 319
64 | 2002003786 | 326 | 316
65 | 2002003786 | 323 | 313
66 | 2002003786 | 320 | 310
67 | 2002003786 | 318.3333 | 308.3333
68 | 2002003786 | 316.6667 | 306.6667
69 | 2002003786 | 315 | 305
70 | 2002003786 | 315.3333 | 305.3333
71 | 2002003786 | 315.6667 | 305.6667
72 | 2002003786 | 316 | 306
73 | 2002003786 | 316.3333 | 306.3333
74 | 2002003786 | 316.6667 | 306.6667
75 | 2002003786 | 317 | 307
76 | 2002003786 | 316.3333 | 306.3333
77 | 2002003786 | 315.6667 | 305.6667
78 | 2002003786 | 315 | 305
79 | 2002003786 | 314.6667 | 304.6667
80 | 2002003786 | 314.3333 | 304.3333
81 | 2002003786 | 314 | 304
82 | 2002003786 | 316.3333 | 306.3333
83 | 2002003786 | 318.6667 | 308.6667
84 | 2002003786 | 321 | 311
85 | 2002003786 | 323.3333 | 313.3333
86 | 2002003786 | 325.6667 | 315.6667
87 | 2002003786 | 328 | 318
88 | 2002003786 | 328.3333 | 318.3333
89 | 2002003786 | 328.6667 | 318.6667
90 | 2002003786 | 329 | 339
91 | 2002003786 | 329 | 339
92 | 2002003786 | 329 | 339
93 | 2002003786 | 329 | 339
94 | 2002003786 | 328.6667 | 338.6667
95 | 2002003786 | 328.3333 | 338.3333
96 | 2002003786 | 328 | 338
97 | 2002003786 | 327.6667 | 337.6667
98 | 2002003786 | 327.3333 | 337.3333
99 | 2002003786 | 327 | 337
100 | 2002003786 | 328.6667 | 338.6667
101 | 2002003786 | 330.3333 | 340.3333
102 | 2002003786 | 332 | 342
103 | 2002003786 | 334.3333 | 344.3333
104 | 2002003786 | 336.6667 | 346.6667
105 | 2002003786 | 339 | 349
106 | 2002003786 | 339.3333 | 349.3333
107 | 2002003786 | 339.6667 | 349.6667
108 | 2002003786 | 340 | 350
109 | 2002003786 | 342.3333 | 352.3333
110 | 2002003786 | 344.6667 | 354.6667
111 | 2002003786 | 347 | 357
112 | 2002003786 | 349.6667 | 359.6667
113 | 2002003786 | 352.3333 | 362.3333
114 | 2002003786 | 355 | 365
115 | 2002003786 | 360.3333 | 370.3333
116 | 2002003786 | 365.6667 | 375.6667
117 | 2002003786 | 371 | 381
118 | 2002003786 | 373.6667 | 383.6667
119 | 2002003786 | 376.3333 | 386.3333
120 | 2002003786 | 379 | 389
121 | 2002003786 | 383.3333 | 393.3333
122 | 2002003786 | 387.6667 | 377.6667
123 | 2002003786 | 392 | 382
124 | 2002003786 | 395.3333 | 385.3333
125 | 2002003786 | 398.6667 | 388.6667
126 | 2002003786 | 402 | 392
127 | 2002003786 | 404.3333 | 394.3333
128 | 2002003786 | 406.6667 | 396.6667
129 | 2002003786 | 409 | 399
130 | 2002003786 | 409 | 399
131 | 2002003786 | 409 | 399
132 | 2002003786 | 409 | 399
133 | 2002003786 | 408.3333 | 398.3333
134 | 2002003786 | 407.6667 | 397.6667
135 | 2002003786 | 407 | 397
136 | 2002003786 | 407 | 397
137 | 2002003786 | 407 | 397
138 | 2002003786 | 407 | 397
139 | 2002003786 | 407 | 397
140 | 2002003786 | 407 | 397
141 | 2002003786 | 407 | 397
142 | 2002003786 | 406 | 396
143 | 2002003786 | 405 | 395
0 | 2015001029 | 343 | 333
1 | 2015001029 | 344 | 334
2 | 2015001029 | 345 | 335
3 | 2015001029 | 346 | 336
4 | 2015001029 | 348 | 338
5 | 2015001029 | 350 | 340
6 | 2015001029 | 352 | 342
7 | 2015001029 | 353 | 343
8 | 2015001029 | 354 | 344
9 | 2015001029 | 355 | 345
10 | 2015001029 | 356.6667 | 346.6667
11 | 2015001029 | 358.3333 | 348.3333
12 | 2015001029 | 360 | 350
13 | 2015001029 | 363.6667 | 353.6667
14 | 2015001029 | 367.3333 | 357.3333
15 | 2015001029 | 371 | 361
16 | 2015001029 | 373.3333 | 363.3333
17 | 2015001029 | 375.6667 | 365.6667
18 | 2015001029 | 378 | 368
19 | 2015001029 | 378.6667 | 368.6667
20 | 2015001029 | 379.3333 | 369.3333
21 | 2015001029 | 380 | 370
22 | 2015001029 | 381.3333 | 371.3333
23 | 2015001029 | 382.6667 | 372.6667
24 | 2015001029 | 384 | 374
25 | 2015001029 | 385.3333 | 375.3333
26 | 2015001029 | 386.6667 | 376.6667
27 | 2015001029 | 388 | 378
28 | 2015001029 | 387 | 377
29 | 2015001029 | 386 | 376
30 | 2015001029 | 385 | 375
31 | 2015001029 | 383 | 373
32 | 2015001029 | 381 | 371
33 | 2015001029 | 379 | 369
34 | 2015001029 | 378.3333 | 368.3333
35 | 2015001029 | 377.6667 | 367.6667
36 | 2015001029 | 377 | 367
37 | 2015001029 | 377.3333 | 367.3333
38 | 2015001029 | 377.6667 | 367.6667
39 | 2015001029 | 378 | 368
40 | 2015001029 | 379.6667 | 369.6667
41 | 2015001029 | 381.3333 | 371.3333
42 | 2015001029 | 383 | 373
43 | 2015001029 | 385.3333 | 375.3333
44 | 2015001029 | 387.6667 | 377.6667
45 | 2015001029 | 390 | 380
46 | 2015001029 | 391.3333 | 381.3333
47 | 2015001029 | 392.6667 | 382.6667
48 | 2015001029 | 394 | 384
49 | 2015001029 | 393.3333 | 383.3333
50 | 2015001029 | 392.6667 | 382.6667
51 | 2015001029 | 392 | 382
52 | 2015001029 | 387.6667 | 377.6667
53 | 2015001029 | 383.3333 | 373.3333
54 | 2015001029 | 379 | 369
55 | 2015001029 | 372.3333 | 362.3333
56 | 2015001029 | 365.6667 | 355.6667
57 | 2015001029 | 359 | 349
58 | 2015001029 | 353.6667 | 343.6667
59 | 2015001029 | 348.3333 | 338.3333
60 | 2015001029 | 343 | 333
61 | 2015001029 | 338.3333 | 328.3333
62 | 2015001029 | 333.6667 | 323.6667
63 | 2015001029 | 329 | 319
64 | 2015001029 | 326 | 316
65 | 2015001029 | 323 | 313
66 | 2015001029 | 320 | 310
67 | 2015001029 | 318.3333 | 308.3333
68 | 2015001029 | 316.6667 | 306.6667
69 | 2015001029 | 315 | 305
70 | 2015001029 | 315.3333 | 305.3333
71 | 2015001029 | 315.6667 | 305.6667
72 | 2015001029 | 316 | 306
73 | 2015001029 | 316.3333 | 306.3333
74 | 2015001029 | 316.6667 | 306.6667
75 | 2015001029 | 317 | 307
76 | 2015001029 | 316.3333 | 306.3333
77 | 2015001029 | 315.6667 | 305.6667
78 | 2015001029 | 315 | 305
79 | 2015001029 | 314.6667 | 304.6667
80 | 2015001029 | 314.3333 | 304.3333
81 | 2015001029 | 314 | 304
82 | 2015001029 | 316.3333 | 306.3333
83 | 2015001029 | 318.6667 | 308.6667
84 | 2015001029 | 321 | 311
85 | 2015001029 | 323.3333 | 313.3333
86 | 2015001029 | 325.6667 | 315.6667
87 | 2015001029 | 328 | 318
88 | 2015001029 | 328.3333 | 318.3333
89 | 2015001029 | 328.6667 | 318.6667
90 | 2015001029 | 329 | 339
91 | 2015001029 | 329 | 339
92 | 2015001029 | 329 | 339
93 | 2015001029 | 329 | 339
94 | 2015001029 | 328.6667 | 338.6667
95 | 2015001029 | 328.3333 | 338.3333
96 | 2015001029 | 328 | 338
97 | 2015001029 | 327.6667 | 337.6667
98 | 2015001029 | 327.3333 | 337.3333
99 | 2015001029 | 327 | 337
100 | 2015001029 | 328.6667 | 338.6667
101 | 2015001029 | 330.3333 | 340.3333
102 | 2015001029 | 332 | 342
103 | 2015001029 | 334.3333 | 344.3333
104 | 2015001029 | 336.6667 | 346.6667
105 | 2015001029 | 339 | 349
106 | 2015001029 | 339.3333 | 349.3333
107 | 2015001029 | 339.6667 | 349.6667
108 | 2015001029 | 340 | 350
109 | 2015001029 | 342.3333 | 352.3333
110 | 2015001029 | 344.6667 | 354.6667
111 | 2015001029 | 347 | 357
112 | 2015001029 | 349.6667 | 359.6667
113 | 2015001029 | 352.3333 | 362.3333
114 | 2015001029 | 355 | 365
115 | 2015001029 | 360.3333 | 370.3333
116 | 2015001029 | 365.6667 | 375.6667
117 | 2015001029 | 371 | 381
118 | 2015001029 | 373.6667 | 383.6667
119 | 2015001029 | 376.3333 | 386.3333
120 | 2015001029 | 379 | 389
121 | 2015001029 | 383.3333 | 393.3333
122 | 2015001029 | 387.6667 | 377.6667
123 | 2015001029 | 392 | 382
124 | 2015001029 | 395.3333 | 385.3333
125 | 2015001029 | 398.6667 | 388.6667
126 | 2015001029 | 402 | 392
127 | 2015001029 | 404.3333 | 394.3333
128 | 2015001029 | 406.6667 | 396.6667
129 | 2015001029 | 409 | 399
130 | 2015001029 | 409 | 399
131 | 2015001029 | 409 | 399
132 | 2015001029 | 409 | 399
133 | 2015001029 | 408.3333 | 398.3333
134 | 2015001029 | 407.6667 | 397.6667
135 | 2015001029 | 407 | 397
136 | 2015001029 | 407 | 397
137 | 2015001029 | 407 | 397
138 | 2015001029 | 407 | 397
139 | 2015001029 | 407 | 397
140 | 2015001029 | 407 | 397
141 | 2015001029 | 407 | 397
142 | 2015001029 | 406 | 396
143 | 2015001029 | 405 | 395